Vintage2021 | natural gas peaker | FALSE | 64315 | Walmart Stores Texas, LLC | 64795 | WAL536 | TX | Jones | GEN2 | Natural Gas Internal Combustion Engine | IC |  | S | X | X |  |  | 0.4 | 0.8 | 0.4 | 0.4 | 0.1 | N |  |  | OP | X | 10 | 2021 |  |  | N | Commercial Non-CHP | 4 | [11 empty] | N | N |  | 10M | [23 empty] | N | bar: X T to MWH SUB
Vintage2021 | natural gas peaker | FALSE | 64315 | Walmart Stores Texas, LLC | 64795 | WAL536 | TX | Jones | GEN3 | Natural Gas Internal Combustion Engine | IC |  | S | X | X |  |  | 0.4 | 0.8 | 0.4 | 0.4 | 0.1 | N |  |  | OP | X | 10 | 2021 |  |  | N | Commercial Non-CHP | 4 | [11 empty] | N | N |  | 10M | [23 empty] | U | bar: X T to MWH SUB
Vintage2021 | natural gas peaker | FALSE | 64315 | Walmart Stores Texas, LLC | 64796 | WAL537 | TX | Ector | GEN1 | Natural Gas Internal Combustion Engine | IC |  | S | X | X |  |  | 0.4 | 0.8 | 0.4 | 0.4 | 0.1 | N |  |  | OP | X | 11 | 2021 |  |  | N | Commercial Non-CHP | 4 | [11 empty] | N | N |  | 10M | [23 empty] | N | bar: X T to MWH SUB
Vintage2021 | natural gas peaker | FALSE | 64315 | Walmart Stores Texas, LLC | 64796 | WAL537 | TX | Ector | GEN2 | Natural Gas Internal Combustion Engine | IC |  | S | X | X |  |  | 0.4 | 0.8 | 0.4 | 0.4 | 0.1 | N |  |  | OP | X | 11 | 2021 |  |  | N | Commercial Non-CHP | 4 | [11 empty] | N | N |  | 10M | [23 empty] | N | bar: X T to MWH SUB
Vintage2021 | natural gas peaker | FALSE | 64315 | Walmart Stores Texas, LLC | 64796 | WAL537 | TX | Ector | GEN3 | Natural Gas Internal Combustion Engine | IC |  | S | X | X |  |  | 0.4 | 0.8 | 0.4 | 0.4 | 0.1 | N |  |  | OP | X | 11 | 2021 |  |  | N | Commercial Non-CHP | 4 | [11 empty] | N | N |  | 10M | [23 empty] | N | bar: X T to MWH SUB
Vintage2020 | natural gas peaker | FALSE | 64315 | Walmart Stores Texas, LLC | 64797 | WAL546 | TX | Fort Bend | GEN1 | Natural Gas Internal Combustion Engine | IC |  | S | X | X |  |  | 0.4 | 0.8 | 0.4 | 0.4 | 0.1 | N |  |  | OP | X | 12 | 2020 |  |  | N | Commercial Non-CHP | 4 | [11 empty] | N | N |  | 10M | [23 empty] | N | bar: X T to MWH SUB
Vintage2020 | natural gas peaker | FALSE | 64315 | Walmart Stores Texas, LLC | 64797 | WAL546 | TX | Fort Bend | GEN2 | Natural Gas Internal Combustion Engine | IC |  | S | X | X |  |  | 0.4 | 0.8 | 0.4 | 0.4 | 0.1 | N |  |  | OP | X | 12 | 2020 |  |  | N | Commercial Non-CHP | 4 | [11 empty] | N | N |  | 10M | [23 empty] | N | bar: X T to MWH SUB
Vintage2020 | natural gas peaker | FALSE | 64315 | Walmart Stores Texas, LLC | 64797 | WAL546 | TX | Fort Bend | GEN3 | Natural Gas Internal Combustion Engine | IC |  | S | X | X |  |  | 0.4 | 0.8 | 0.4 | 0.4 | 0.1 | N |  |  | OP | X | 12 | 2020 |  |  | N | Commercial Non-CHP | 4 | [12 empty] | N |  | 10M | [23 empty] | N | bar: X T to MWH SUB
Vintage2020 | natural gas peaker | FALSE | 64315 | Walmart Stores Texas, LLC | 64799 | WAL602 | TX | Montgomery | GEN1 | Natural Gas Internal Combustion Engine | IC |  | S | X | X |  |  | 0.4 | 0.8 | 0.4 | 0.4 | 0.1 | N |  |  | OP | X | 6 | 2020 |  |  | N | Commercial Non-CHP | 4 | [11 empty] | N | N |  | 10M | [23 empty] | N | bar: X T to MWH SUB
Vintage2020 | natural gas peaker | FALSE | 64315 | Walmart Stores Texas, LLC | 64799 | WAL602 | TX | Montgomery | GEN2 | Natural Gas Internal Combustion Engine | IC |  | S | X | X |  |  | 0.4 | 0.8 | 0.4 | 0.4 | 0.1 | N |  |  | OP | X | 6 | 2020 |  |  | N | Commercial Non-CHP | 4 | [11 empty] | N | N |  | 10M | [23 empty] | N | bar: X T to MWH SUB
Vintage2020 | natural gas peaker | FALSE | 64315 | Walmart Stores Texas, LLC | 64799 | WAL602 | TX | Montgomery | GEN3 | Natural Gas Internal Combustion Engine | IC |  | S | X | X |  |  | 0.4 | 0.8 | 0.4 | 0.4 | 0.1 | N |  |  | OP | X | 6 | 2020 |  |  | N | Commercial Non-CHP | 4 | [11 empty] | N | N |  | 10M | [23 empty] | N | bar: X T to MWH SUB
Vintage2020 | natural gas peaker | FALSE | 64315 | Walmart Stores Texas, LLC | 64800 | WAL744 | TX | Harris | GEN1 | Natural Gas Internal Combustion Engine | IC |  | S | X | X |  |  | 0.4 | 0.8 | 0.4 | 0.4 | 0.1 | N |  |  | OP | X | 11 | 2020 |  |  | N | Commercial Non-CHP | 4 | [11 empty] | N | N |  | 10M | [23 empty] | N | bar: X T to MWH SUB
Vintage2020 | natural gas peaker | FALSE | 64315 | Walmart Stores Texas, LLC | 64800 | WAL744 | TX | Harris | GEN2 | Natural Gas Internal Combustion Engine | IC |  | S | X | X |  |  | 0.4 | 0.8 | 0.4 | 0.4 | 0.1 | N |  |  | OP | X | 11 | 2020 |  |  | N | Commercial Non-CHP | 4 | [12 empty] | N |  | 10M | [23 empty] | N | bar: X T to MWH SUB
Vintage2020 | natural gas peaker | FALSE | 64315 | Walmart Stores Texas, LLC | 64800 | WAL744 | TX | Harris | GEN3 | Natural Gas Internal Combustion Engine | IC |  | S | X | X |  |  | 0.4 | 0.8 | 0.4 | 0.4 | 0.1 | N |  |  | OP | X | 11 | 2020 |  |  | N | Commercial Non-CHP | 4 | [12 empty] | N |  | 10M | [23 empty] | N | bar: X T to MWH SUB
Vintage2020 | natural gas peaker | FALSE | 64315 | Walmart Stores Texas, LLC | 64801 | WAL752 | TX | Harris | GEN1 | Natural Gas Internal Combustion Engine | IC |  | S | X | X |  |  | 0.4 | 0.8 | 0.4 | 0.4 | 0.1 | N |  |  | OP | X | 8 | 2020 |  |  | N | Commercial Non-CHP | 4 | [11 empty] | N | N |  | 10M | [23 empty] | N | bar: X T to MWH SUB
Vintage2020 | natural gas peaker | FALSE | 64315 | Walmart Stores Texas, LLC | 64801 | WAL752 | TX | Harris | GEN2 | Natural Gas Internal Combustion Engine | IC |  | S | X | X |  |  | 0.4 | 0.8 | 0.4 | 0.4 | 0.1 | N |  |  | OP | X | 8 | 2020 |  |  | N | Commercial Non-CHP | 4 | [11 empty] | N | N |  | 10M | [23 empty] | N | bar: X T to MWH SUB
Vintage2020 | natural gas peaker | FALSE | 64315 | Walmart Stores Texas, LLC | 64801 | WAL752 | TX | Harris | GEN3 | Natural Gas Internal Combustion Engine | IC |  | S | X | X |  |  | 0.4 | 0.8 | 0.4 | 0.4 | 0.1 | N |  |  | OP | X | 8 | 2020 |  |  | N | Commercial Non-CHP | 4 | [11 empty] | N | N |  | 10M | [23 empty] | N | bar: X T to MWH SUB
Vintage2019 | natural gas peaker | FALSE | 64315 | Walmart Stores Texas, LLC | 64802 | WAL768 | TX | Harris | GEN1 | Natural Gas Internal Combustion Engine | IC |  | S | X | X |  |  | 0.4 | 0.8 | 0.4 | 0.4 | 0.1 | N |  |  | OP | X | 11 | 2019 |  |  | N | Commercial Non-CHP | 4 | [11 empty] | N | N |  | 10M | [23 empty] | N | bar: X T to MWH SUB
Vintage2019 | natural gas peaker | FALSE | 64315 | Walmart Stores Texas, LLC | 64802 | WAL768 | TX | Harris | GEN2 | Natural Gas Internal Combustion Engine | IC |  | S | X | X |  |  | 0.4 | 0.8 | 0.4 | 0.4 | 0.1 | N |  |  | OP | X | 11 | 2019 |  |  | N | Commercial Non-CHP | 4 | [11 empty] | N | N |  | 10M | [23 empty] | N | bar: X T to MWH SUB
Vintage2019 | natural gas peaker | FALSE | 64315 | Walmart Stores Texas, LLC | 64802 | WAL768 | TX | Harris | GEN3 | Natural Gas Internal Combustion Engine | IC |  | S | X | X |  |  | 0.4 | 0.8 | 0.4 | 0.4 | 0.1 | N |  |  | OP | X | 11 | 2019 |  |  | N | Commercial Non-CHP | 4 | [11 empty] | N | N |  | 10M | [23 empty] | N | bar: X T to MWH SUB
Vintage2021 | natural gas peaker | FALSE | 64315 | Walmart Stores Texas, LLC | 64803 | WAL772 | TX | Harris | GEN1 | Natural Gas Internal Combustion Engine | IC |  | S | X | X |  |  | 0.4 | 0.8 | 0.4 | 0.4 | 0.1 | N |  |  | OP | X | 9 | 2021 |  |  | N | Commercial Non-CHP | 4 | [11 empty] | N | N |  | 10M | [23 empty] | N | bar: X T to MWH SUB
Vintage2021 | natural gas peaker | FALSE | 64315 | Walmart Stores Texas, LLC | 64803 | WAL772 | TX | Harris | GEN2 | Natural Gas Internal Combustion Engine | IC |  | S | X | X |  |  | 0.4 | 0.8 | 0.4 | 0.4 | 0.1 | N |  |  | OP | X | 9 | 2021 |  |  | N | Commercial Non-CHP | 4 | [11 empty] | N | N |  | 10M | [23 empty] | N | bar: X T to MWH SUB
Vintage2021 | natural gas peaker | FALSE | 64315 | Walmart Stores Texas, LLC | 64803 | WAL772 | TX | Harris | GEN3 | Natural Gas Internal Combustion Engine | IC |  | S | X | X |  |  | 0.4 | 0.8 | 0.4 | 0.4 | 0.1 | N |  |  | OP | X | 9 | 2021 |  |  | N | Commercial Non-CHP | 4 | [11 empty] | N | N |  | 10M | [23 empty] | N | bar: X T to MWH SUB
Vintage2021 | natural gas peaker | FALSE | 64315 | Walmart Stores Texas, LLC | 64804 | WAL791 | TX | Jim Wells | GEN1 | Natural Gas Internal Combustion Engine | IC |  | S | X | X |  |  | 0.4 | 0.8 | 0.4 | 0.4 | 0.1 | N |  |  | OP | X | 8 | 2021 |  |  | N | Commercial Non-CHP | 4 | [11 empty] | N | N |  | 10M | [23 empty] | N | bar: X T to MWH SUB
Vintage2021 | natural gas peaker | FALSE | 64315 | Walmart Stores Texas, LLC | 64804 | WAL791 | TX | Jim Wells | GEN2 | Natural Gas Internal Combustion Engine | IC |  | S | X | X |  |  | 0.4 | 0.8 | 0.4 | 0.4 | 0.1 | N |  |  | OP | X | 8 | 2021 |  |  | N | Commercial Non-CHP | 4 | [11 empty] | N | N |  | 10M | [23 empty] | N | bar: X T to MWH SUB
Vintage2021 | natural gas peaker | FALSE | 64315 | Walmart Stores Texas, LLC | 64804 | WAL791 | TX | Jim Wells | GEN3 | Natural Gas Internal Combustion Engine | IC |  | S | X | X |  |  | 0.4 | 0.8 | 0.4 | 0.4 | 0.1 | N |  |  | OP | X | 8 | 2021 |  |  | N | Commercial Non-CHP | 4 | [11 empty] | N | N |  | 10M | [23 empty] | N | bar: X T to MWH SUB
Vintage2020 | natural gas peaker | FALSE | 64315 | Walmart Stores Texas, LLC | 64805 | WAL849 | TX | Harris | GEN1 | Natural Gas Internal Combustion Engine | IC |  | S | X | X |  |  | 0.4 | 0.8 | 0.4 | 0.4 | 0.1 | N |  |  | OP | X | 7 | 2020 |  |  | N | Commercial Non-CHP | 4 | [11 empty] | N | N |  | 10M | [23 empty] | N | bar: X T to MWH SUB
Vintage2020 | natural gas peaker | FALSE | 64315 | Walmart Stores Texas, LLC | 64805 | WAL849 | TX | Harris | GEN2 | Natural Gas Internal Combustion Engine | IC |  | S | X | X |  |  | 0.4 | 0.8 | 0.4 | 0.4 | 0.1 | N |  |  | OP | X | 7 | 2020 |  |  | N | Commercial Non-CHP | 4 | [12 empty] | N |  | 10M | [23 empty] | N | bar: X T to MWH SUB
Vintage2020 | natural gas peaker | FALSE | 64315 | Walmart Stores Texas, LLC | 64805 | WAL849 | TX | Harris | GEN3 | Natural Gas Internal Combustion Engine | IC |  | S | X | X |  |  | 0.4 | 0.8 | 0.4 | 0.4 | 0.1 | N |  |  | OP | X | 7 | 2020 |  |  | N | Commercial Non-CHP | 4 | [12 empty] | N |  | 10M | [23 empty] | N | bar: X T to MWH SUB
Vintage2020 | natural gas peaker | FALSE | 64315 | Walmart Stores Texas, LLC | 64806 | WAL872 | TX | Brazoria | GEN1 | Natural Gas Internal Combustion Engine | IC |  | S | X | X |  |  | 0.4 | 0.8 | 0.4 | 0.4 | 0.1 | N |  |  | OP | X | 12 | 2020 |  |  | N | Commercial Non-CHP | 4 | [11 empty] | N | N |  | 10M | [23 empty] | N | bar: X T to MWH SUB
Vintage2020 | natural gas peaker | FALSE | 64315 | Walmart Stores Texas, LLC | 64806 | WAL872 | TX | Brazoria | GEN2 | Natural Gas Internal Combustion Engine | IC |  | S | X | X |  |  | 0.4 | 0.8 | 0.4 | 0.4 | 0.1 | N |  |  | OP | X | 12 | 2020 |  |  | N | Commercial Non-CHP | 4 | [11 empty] | N | N |  | 10M | [23 empty] | N | bar: X T to MWH SUB
Vintage2020 | natural gas peaker | FALSE | 64315 | Walmart Stores Texas, LLC | 64806 | WAL872 | TX | Brazoria | GEN3 | Natural Gas Internal Combustion Engine | IC |  | S | X | X |  |  | 0.4 | 0.8 | 0.4 | 0.4 | 0.1 | N |  |  | OP | X | 12 | 2020 |  |  | N | Commercial Non-CHP | 4 | [11 empty] | N | N |  | 10M | [23 empty] | N | bar: X T to MWH SUB
Vintage2021 | natural gas peaker | FALSE | 64315 | Walmart Stores Texas, LLC | 64807 | WAL896 | TX | Dallas | GEN1 | Natural Gas Internal Combustion Engine | IC |  | S | X | X |  |  | 0.4 | 0.8 | 0.4 | 0.4 | 0.1 | N |  |  | OP | X | 10 | 2021 |  |  | N | Commercial Non-CHP | 4 | [11 empty] | N | N |  | 10M | [23 empty] | N | bar: X T to MWH SUB
Vintage2021 | natural gas peaker | FALSE | 64315 | Walmart Stores Texas, LLC | 64807 | WAL896 | TX | Dallas | GEN2 | Natural Gas Internal Combustion Engine | IC |  | S | X | X |  |  | 0.4 | 0.8 | 0.4 | 0.4 | 0.1 | N |  |  | OP | X | 10 | 2021 |  |  | N | Commercial Non-CHP | 4 | [11 empty] | N | N |  | 10M | [23 empty] | N | bar: X T to MWH SUB
Vintage2021 | natural gas peaker | FALSE | 64315 | Walmart Stores Texas, LLC | 64807 | WAL896 | TX | Dallas | GEN3 | Natural Gas Internal Combustion Engine | IC |  | S | X | X |  |  | 0.4 | 0.8 | 0.4 | 0.4 | 0.1 | N |  |  | OP | X | 10 | 2021 |  |  | N | Commercial Non-CHP | 4 | [11 empty] | N | N |  | 10M | [23 empty] | N | bar: X T to MWH SUB
Vintage2021 | natural gas peaker | FALSE | 64315 | Walmart Stores Texas, LLC | 64808 | WAL897 | TX | Pecos | GEN1 | Natural Gas Internal Combustion Engine | IC |  | S | X | X |  |  | 1.3 | 0.8 | 1.3 | 1.3 | 0.1 | N |  |  | OP | X | 2 | 2021 |  |  | N | Commercial Non-CHP | 4 | [11 empty] | N | N |  | 10M | [23 empty] | N | bar: X T to MWH SUB
Vintage2020 | natural gas peaker | FALSE | 64315 | Walmart Stores Texas, LLC | 64809 | WAL940 | TX | Tarrant | GEN1 | Natural Gas Internal Combustion Engine | IC |  | S | X | X |  |  | 0.4 | 0.8 | 0.4 | 0.4 | 0.1 | N |  |  | OP | X | 10 | 2020 |  |  | N | Commercial Non-CHP | 4 | [11 empty] | N | N |  | 10M | [23 empty] | N | bar: X T to MWH SUB
Vintage2020 | natural gas peaker | FALSE | 64315 | Walmart Stores Texas, LLC | 64809 | WAL940 | TX | Tarrant | GEN2 | Natural Gas Internal Combustion Engine | IC |  | S | X | X |  |  | 0.4 | 0.8 | 0.4 | 0.4 | 0.1 | N |  |  | OP | X | 10 | 2020 |  |  | N | Commercial Non-CHP | 4 | [11 empty] | N | N |  | 10M | [23 empty] | N | bar: X T to MWH SUB
Vintage2020 | natural gas peaker | FALSE | 64315 | Walmart Stores Texas, LLC | 64809 | WAL940 | TX | Tarrant | GEN3 | Natural Gas Internal Combustion Engine | IC |  | S | X | X |  |  | 0.4 | 0.8 | 0.4 | 0.4 | 0.1 | N |  |  | OP | X | 10 | 2020 |  |  | N | Commercial Non-CHP | 4 | [11 empty] | N | N |  | 10M | [23 empty] | N | bar: X T to MWH SUB
Vintage2020 | natural gas peaker | FALSE | 64315 | Walmart Stores Texas, LLC | 64810 | WAL947 | TX | Grayson | GEN1 | Natural Gas Internal Combustion Engine | IC |  | S | X | X |  |  | 0.4 | 0.8 | 0.4 | 0.4 | 0.1 | N |  |  | OP | X | 10 | 2020 |  |  | N | Commercial Non-CHP | 4 | [11 empty] | N | N |  | 10M | [23 empty] | N | bar: X T to MWH SUB
Vintage2020 | natural gas peaker | FALSE | 64315 | Walmart Stores Texas, LLC | 64810 | WAL947 | TX | Grayson | GEN2 | Natural Gas Internal Combustion Engine | IC |  | S | X | X |  |  | 0.4 | 0.8 | 0.4 | 0.4 | 0.1 | N |  |  | OP | X | 10 | 2020 |  |  | N | Commercial Non-CHP | 4 | [11 empty] | N | N |  | 10M | [23 empty] | N | bar: X T to MWH SUB
Vintage2020 | natural gas peaker | FALSE | 64315 | Walmart Stores Texas, LLC | 64810 | WAL947 | TX | Grayson | GEN3 | Natural Gas Internal Combustion Engine | IC |  | S | X | X |  |  | 0.4 | 0.8 | 0.4 | 0.4 | 0.1 | N |  |  | OP | X | 10 | 2020 |  |  | N | Commercial Non-CHP | 4 | [11 empty] | N | N |  | 10M | [23 empty] | N | bar: X T to MWH SUB
Vintage2020 | natural gas peaker | FALSE | 64315 | Walmart Stores Texas, LLC | 64812 | WAL972 | TX | Tarrant | GEN1 | Natural Gas Internal Combustion Engine | IC |  | S | X | X |  |  | 0.4 | 0.8 | 0.4 | 0.4 | 0.1 | N |  |  | OP | X | 11 | 2020 |  |  | N | Commercial Non-CHP | 4 | [11 empty] | N | N |  | 10M | [23 empty] | N | bar: X T to MWH SUB
Vintage2020 | natural gas peaker | FALSE | 64315 | Walmart Stores Texas, LLC | 64812 | WAL972 | TX | Tarrant | GEN2 | Natural Gas Internal Combustion Engine | IC |  | S | X | X |  |  | 0.4 | 0.8 | 0.4 | 0.4 | 0.1 | N |  |  | OP | X | 11 | 2020 |  |  | N | Commercial Non-CHP | 4 | [11 empty] | N | N |  | 10M | [23 empty] | N | bar: X T to MWH SUB
Vintage2020 | natural gas peaker | FALSE | 64315 | Walmart Stores Texas, LLC | 64812 | WAL972 | TX | Tarrant | GEN3 | Natural Gas Internal Combustion Engine | IC |  | S | X | X |  |  | 0.4 | 0.8 | 0.4 | 0.4 | 0.1 | N |  |  | OP | X | 11 | 2020 |  |  | N | Commercial Non-CHP | 4 | [11 empty] | N | N |  | 10M | [23 empty] | N | bar: X T to MWH SUB
Vintage2019 | natural gas peaker | FALSE | 64315 | Walmart Stores Texas, LLC | 64813 | WAL1040 | TX | Harris | GEN1 | Natural Gas Internal Combustion Engine | IC |  | S | X | X |  |  | 0.4 | 0.8 | 0.4 | 0.4 | 0.1 | N |  |  | OP | X | 8 | 2019 |  |  | N | Commercial Non-CHP | 4 | [11 empty] | N | N |  | 10M | [23 empty] | N | bar: X T to MWH SUB
Vintage2019 | natural gas peaker | FALSE | 64315 | Walmart Stores Texas, LLC | 64813 | WAL1040 | TX | Harris | GEN2 | Natural Gas Internal Combustion Engine | IC |  | S | X | X |  |  | 0.4 | 0.8 | 0.4 | 0.4 | 0.1 | N |  |  | OP | X | 8 | 2019 |  |  | N | Commercial Non-CHP | 4 | [11 empty] | N | N |  | 10M | [23 empty] | N | bar: X T to MWH SUB
Vintage2019 | natural gas peaker | FALSE | 64315 | Walmart Stores Texas, LLC | 64813 | WAL1040 | TX | Harris | GEN3 | Natural Gas Internal Combustion Engine | IC |  | S | X | X |  |  | 0.4 | 0.8 | 0.4 | 0.4 | 0.1 | N |  |  | OP | X | 8 | 2019 |  |  | N | Commercial Non-CHP | 4 | [11 empty] | N | N |  | 10M | [23 empty] | N | bar: X T to MWH SUB
Vintage2021 | natural gas peaker | FALSE | 64315 | Walmart Stores Texas, LLC | 64814 | WAL1062 | TX | Harris | GEN1 | Natural Gas Internal Combustion Engine | IC |  | S | X | X |  |  | 0.4 | 0.8 | 0.4 | 0.4 | 0.1 | N |  |  | OP | X | 3 | 2021 |  |  | N | Commercial Non-CHP | 4 | [11 empty] | N | N |  | 10M | [23 empty] | N | bar: X T to MWH SUB
Vintage2021 | natural gas peaker | FALSE | 64315 | Walmart Stores Texas, LLC | 64814 | WAL1062 | TX | Harris | GEN2 | Natural Gas Internal Combustion Engine | IC |  | S | X | X |  |  | 0.4 | 0.8 | 0.4 | 0.4 | 0.1 | N |  |  | OP | X | 3 | 2021 |  |  | N | Commercial Non-CHP | 4 | [11 empty] | N | N |  | 10M | [23 empty] | N | bar: X T to MWH SUB
Vintage2021 | natural gas peaker | FALSE | 64315 | Walmart Stores Texas, LLC | 64814 | WAL1062 | TX | Harris | GEN3 | Natural Gas Internal Combustion Engine | IC |  | S | X | X |  |  | 0.4 | 0.8 | 0.4 | 0.4 | 0.1 | N |  |  | OP | X | 3 | 2021 |  |  | N | Commercial Non-CHP | 4 | [11 empty] | N | N |  | 10M | [23 empty] | N | bar: X T to MWH SUB
Vintage2019 | natural gas peaker | FALSE | 64315 | Walmart Stores Texas, LLC | 64815 | WAL1103 | TX | Harris | GEN1 | Natural Gas Internal Combustion Engine | IC |  | S | X | X |  |  | 0.4 | 0.8 | 0.4 | 0.4 | 0.1 | N |  |  | OP | X | 7 | 2019 |  |  | N | Commercial Non-CHP | 4 | [11 empty] | N | N |  | 10M | [23 empty] | N | bar: X T to MWH SUB
Vintage2019 | natural gas peaker | FALSE | 64315 | Walmart Stores Texas, LLC | 64815 | WAL1103 | TX | Harris | GEN2 | Natural Gas Internal Combustion Engine | IC |  | S | X | X |  |  | 0.4 | 0.8 | 0.4 | 0.4 | 0.1 | N |  |  | OP | X | 7 | 2019 |  |  | N | Commercial Non-CHP | 4 | [11 empty] | N | N |  | 10M | [23 empty] | N | bar: X T to MWH SUB
Vintage2019 | natural gas peaker | FALSE | 64315 | Walmart Stores Texas, LLC | 64815 | WAL1103 | TX | Harris | GEN3 | Natural Gas Internal Combustion Engine | IC |  | S | X | X |  |  | 0.4 | 0.8 | 0.4 | 0.4 | 0.1 | N |  |  | OP | X | 7 | 2019 |  |  | N | Commercial Non-CHP | 4 | [11 empty] | N | N |  | 10M | [23 empty] | N | bar: X T to MWH SUB
Vintage2020 | natural gas peaker | FALSE | 64315 | Walmart Stores Texas, LLC | 64816 | WAL1232 | TX | Bell | GEN1 | Natural Gas Internal Combustion Engine | IC |  | S | X | X |  |  | 0.4 | 0.8 | 0.4 | 0.4 | 0.1 | N |  |  | OP | X | 9 | 2020 |  |  | N | Commercial Non-CHP | 4 | [11 empty] | N | N |  | 10M | [23 empty] | N | bar: X T to MWH SUB
Vintage2020 | natural gas peaker | FALSE | 64315 | Walmart Stores Texas, LLC | 64816 | WAL1232 | TX | Bell | GEN2 | Natural Gas Internal Combustion Engine | IC |  | S | X | X |  |  | 0.4 | 0.8 | 0.4 | 0.4 | 0.1 | N |  |  | OP | X | 9 | 2020 |  |  | N | Commercial Non-CHP | 4 | [11 empty] | N | N |  | 10M | [23 empty] | N | bar: X T to MWH SUB
Vintage2020 | natural gas peaker | FALSE | 64315 | Walmart Stores Texas, LLC | 64816 | WAL1232 | TX | Bell | GEN3 | Natural Gas Internal Combustion Engine | IC |  | S | X | X |  |  | 0.4 | 0.8 | 0.4 | 0.4 | 0.1 | N |  |  | OP | X | 9 | 2020 |  |  | N | Commercial Non-CHP | 4 | [11 empty] | N | N |  | 10M | [23 empty] | N | bar: X T to MWH SUB
Vintage2021 | solar pv | TRUE | 64340 | Energix Leatherwood, LLC | 64817 | Energix Leatherwood, LLC | VA | Henry | ENX10 | Solar Photovoltaic | PV |  | S | X | X |  |  | 20 |  | 20 | 20 |  | N |  |  | OP | X | 8 | 2021 |  |  | N | IPP Non-CHP | 2 | X T: X; MWH SUB: SUN
Vintage2021 | solar pv | TRUE | 689 | Connexus Energy | 64818 | Connexus Solar Stanford 1STF | MN | Anoka | C1STF | Solar Photovoltaic | PV |  | J | X | X |  |  | 7.3 |  | 7.3 | 7.3 |  | N |  |  | OP | X | 5 | 2021 |  |  | N | Electric Utility | 1 | X T: X; MWH SUB: SUN
Vintage2021 | solar pv | TRUE | 694 | Anza Electric Coop Inc | 64819 | AEC- Santa Rosa Solar | CA | Riverside | AECSR | Solar Photovoltaic | PV |  | S | X | X |  |  | 0.9 |  | 0.9 | 0.9 |  | N |  |  | OP | X | 6 | 2021 |  |  | N | Electric Utility | 1 | X T: X; MWH SUB: SUN |  |  |  | N | N | [22 empty] | N |  |  | N
Vintage2021 | solar pv | TRUE | 64343 | Broadway Road Solar, LLC | 64820 | Broadway Road Solar, LLC | NC | Lee | OS | Solar Photovoltaic | PV |  | S | X | X |  |  | 2 |  | 2 | 2 |  | N |  |  | OP | X | 12 | 2021 |  |  | N | IPP Non-CHP | 2 | X T: X; MWH SUB: SUN
Vintage2021 | solar pv | TRUE | 64083 | DG Central 1, LLC | 64821 | FELPS 1 - Calaveras | TX | Harris | FLPS1 | Solar Photovoltaic | PV |  | S | X | X |  |  | 1 |  | 1 | 1 |  | N |  |  | OP | X | 7 | 2021 |  |  | N | IPP Non-CHP | 2 | X T: X; MWH SUB: SUN |  |  |  | N | N
Vintage2021 | solar pv | TRUE | 64342 | Wyse Fork Solar Farm, LLC | 64822 | Wyse Fork Solar Farm, LLC | NC | Jones | OS | Solar Photovoltaic | PV |  | S | X | X |  |  | 2 |  | 2 | 2 |  | N |  |  | OP | X | 12 | 2021 |  |  | N | IPP Non-CHP | 2 | X T: X; MWH SUB: SUN
Vintage2021 | solar pv | TRUE | 64083 | DG Central 1, LLC | 64823 | FELPS 2 - Calaveras | TX | Wilson | FLPS2 | Solar Photovoltaic | PV |  | S | X | X |  |  | 1 |  | 1 | 1 |  | N |  |  | OP | X | 7 | 2021 |  |  | N | IPP Non-CHP | 2 | X T: X; MWH SUB: SUN
Vintage2021 | solar pv | TRUE | 64083 | DG Central 1, LLC | 64824 | FELPS 3 - Floresville South | TX | Wilson | FLPS3 | Solar Photovoltaic | PV |  | S | X | X |  |  | 1 |  | 1 | 1 |  | N |  |  | OP | X | 7 | 2021 |  |  | N | IPP Non-CHP | 2 | X T: X; MWH SUB: SUN
Vintage2021 | solar pv | TRUE | 64083 | DG Central 1, LLC | 64825 | FELPS 4 - Floresville South | TX | Wilson | FLPS4 | Solar Photovoltaic | PV |  | S | X | X |  |  | 1 |  | 1 | 1 |  | N |  |  | OP | X | 7 | 2021 |  |  | N | IPP Non-CHP | 2 | X T: X; MWH SUB: SUN
Vintage2021 | solar pv | TRUE | 64083 | DG Central 1, LLC | 64826 | FELPS 5- Floresville South | TX | Wilson | FLPS5 | Solar Photovoltaic | PV |  | S | X | X |  |  | 1 |  | 1 | 1 |  | N |  |  | OP | X | 7 | 2021 |  |  | N | IPP Non-CHP | 2 | X T: X; MWH SUB: SUN |  |  |  | N | N
Vintage2021 | solar pv | TRUE | 64083 | DG Central 1, LLC | 64827 | FELPS 6- Floresville West | TX | Wilson | FLPS6 | Solar Photovoltaic | PV |  | S | X | X |  |  | 1 |  | 1 | 1 |  | N |  |  | OP | X | 7 | 2021 |  |  | N | IPP Non-CHP | 2 | X T: X; MWH SUB: SUN |  |  |  | N | N
Vintage2021 | solar pv | TRUE | 64083 | DG Central 1, LLC | 64828 | FELPS 7- Floresville West | TX | Wilson | FLPS7 | Solar Photovoltaic | PV |  | S | X | X |  |  | 1 |  | 1 | 1 |  | N |  |  | OP | X | 7 | 2021 |  |  | N | IPP Non-CHP | 2 | X T: X; MWH SUB: SUN |  |  |  | N | N
Vintage2021 | natural gas peaker | FALSE | 64315 | Walmart Stores Texas, LLC | 64829 | WAL1272 | TX | Scurry | GEN1 | Natural Gas Internal Combustion Engine | IC |  | S | X | X |  |  | 0.4 | 0.8 | 0.4 | 0.4 | 0.1 | N |  |  | OP | X | 4 | 2021 |  |  | N | Commercial Non-CHP | 4 | [11 empty] | N | N |  | 10M | [23 empty] | N | bar: X T to MWH SUB
Vintage2021 | natural gas peaker | FALSE | 64315 | Walmart Stores Texas, LLC | 64829 | WAL1272 | TX | Scurry | GEN2 | Natural Gas Internal Combustion Engine | IC |  | S | X | X |  |  | 0.4 | 0.8 | 0.4 | 0.4 | 0.1 | N |  |  | OP | X | 4 | 2021 |  |  | N | Commercial Non-CHP | 4 | [11 empty] | N | N |  | 10M | [23 empty] | N | bar: X T to MWH SUB
Vintage2021 | natural gas peaker | FALSE | 64315 | Walmart Stores Texas, LLC | 64829 | WAL1272 | TX | Scurry | GEN3 | Natural Gas Internal Combustion Engine | IC |  | S | X | X |  |  | 0.4 | 0.8 | 0.4 | 0.4 | 0.1 | N |  |  | OP | X | 4 | 2021 |  |  | N | Commercial Non-CHP | 4 | [11 empty] | N | N |  | 10M | [23 empty] | N | bar: X T to MWH SUB
Vintage2021 | solar pv | TRUE | 64341 | Brightwood Solar, LLC | 64830 | Brightwood Solar, LLC | OR | Clackamas | OS | Solar Photovoltaic | PV |  | S | X | X |  |  | 10 |  | 10 | 10 |  | N |  |  | OP | X | 12 | 2021 |  |  | N | IPP Non-CHP | 2 | X T: X; MWH SUB: SUN
Vintage2021 | solar pv | TRUE | 60025 | Greenbacker Renewable Energy Corporation | 64831 | Oak Leaf Solar XVIII LLC | CO | Denver | DIA7 | Solar Photovoltaic | PV |  | S | X | X |  |  | 9 |  | 9 | 9 |  | N |  |  | OP | X | 12 | 2021 |  |  | N | IPP Non-CHP | 2 | X T: X; MWH SUB: SUN
Vintage2020 | solar pv | TRUE | 60950 | USPS LA Solar FiT A & B | 64836 | Catalina Express | CA | Los Angeles | CATAL | Solar Photovoltaic | PV |  | S | X | X |  |  | 1 |  | 1 | 1 |  | N |  |  | OP | X | 12 | 2020 |  |  | N | IPP Non-CHP | 2 | X T: X; MWH SUB: SUN
Vintage2020 | solar pv | TRUE | 60950 | USPS LA Solar FiT A & B | 64837 | Marina South | CA | Los Angeles | MARIN | Solar Photovoltaic | PV |  | S | X | X |  |  | 1 |  | 1 | 1 |  | N |  |  | OP | X | 12 | 2020 |  |  | N | IPP Non-CHP | 2 | X T: X; MWH SUB: SUN
Vintage2021 | solar pv | TRUE | 64359 | SR Washington I, LLC | 64843 | SR Washington I, LLC | TN | Washington | SRWA1 | Solar Photovoltaic | PV |  | S | X | X |  |  | 9 |  | 9 | 9 |  | N |  |  | OP | X | 12 | 2021 |  |  | N | IPP Non-CHP | 2 | X T: X; MWH SUB: SUN |  |  |  | N | N | [25 empty] | N
Vintage2021 | solar pv | TRUE | 64353 | Prairie Street Operating, LLC | 64846 | Prairie | CA | Los Angeles | PR000 | Solar Photovoltaic | PV |  | S | X | X |  |  | 1.8 |  | 1.8 | 1.8 |  | N |  |  | OP | X | 4 | 2021 |  |  | N | IPP Non-CHP | 2 | X T: X; MWH SUB: SUN
Vintage2021 | natural gas peaker | FALSE | 64367 | Tate & Lyle Lafayette South Plant | 64854 | Tate & Lyle Lafayette South Plant | IN | Tippecanoe | GTG01 | Natural Gas Fired Combustion Turbine | GT |  | S | X | X |  |  | 30.9 | 0.85 | 28.6 | 34.2 | 0.5 | N |  |  | OP | X | 6 | 2021 |  |  | Y | Industrial CHP | 7 | [14 empty] | 1H | [23 empty] | N | bar: X T to MWH SUB
Vintage2021 | natural gas peaker | FALSE | 64367 | Tate & Lyle Lafayette South Plant | 64854 | Tate & Lyle Lafayette South Plant | IN | Tippecanoe | GTG02 | Natural Gas Fired Combustion Turbine | GT |  | S | X | X |  |  | 30.9 | 0.85 | 28.6 | 34.2 | 0.5 | N |  |  | OP | X | 7 | 2021 |  |  | Y | Industrial CHP | 7 | [14 empty] | 1H | [23 empty] | N | bar: X T to MWH SUB
Vintage2021 | solar pv | TRUE | 60025 | Greenbacker Renewable Energy Corporation | 64860 | Billings Road | VT | Caledonia | 286 | Solar Photovoltaic | PV |  | S | X | X |  |  | 1.7 |  | 1.7 | 1.7 |  | N |  |  | OP | X | 11 | 2021 |  |  | N | IPP Non-CHP | 2 | X T: X; MWH SUB: SUN
Vintage2021 | solar pv | TRUE | 60025 | Greenbacker Renewable Energy Corporation | 64861 | Deer Creek 2 | CA | El Dorado | 392 | Solar Photovoltaic | PV |  | S | X | X |  |  | 1.3 |  | 1.3 | 1.3 |  | N |  |  | OP | X | 12 | 2021 |  |  | N | IPP Non-CHP | 2 | X T: X; MWH SUB: SUN
Vintage2021 | solar pv | TRUE | 60025 | Greenbacker Renewable Energy Corporation | 64862 | Strobus | WI | Jackson | 515 | Solar Photovoltaic | PV |  | S | X | X |  |  | 1.5 |  | 1.5 | 1.5 |  | N |  |  | OP | X | 9 | 2021 |  |  | N | IPP Non-CHP | 2 | X T: X; MWH SUB: SUN
Vintage2021 | solar pv | TRUE | 60025 | Greenbacker Renewable Energy Corporation | 64863 | ER Salvage Yard | VT | Lamoille | 284 | Solar Photovoltaic | PV |  | S | X | X |  |  | 2.1 |  | 2.1 | 2.1 |  | N |  |  | OP | X | 11 | 2021 |  |  | N | IPP Non-CHP | 2 | X T: X; MWH SUB: SUN
Vintage2021 | solar pv | TRUE | 64375 | USS Wildcat Solar LLC | 64866 | USS Wildcat Solar LLC | MN | Goodhue | USSWC | Solar Photovoltaic | PV |  | S | X | X |  |  | 1 |  | 1 | 1 |  | N |  |  | OP | X | 11 | 2021 |  |  | N | IPP Non-CHP | 2 | X T: X; MWH SUB: SUN
Vintage2021 | solar pv | TRUE | 64372 | Keeversville Solar Energy Center LLC | 64868 | Keeversville Solar CSG | IL | Will | KEEV | Solar Photovoltaic | PV |  | S | X | X |  |  | 2 |  | 2 | 2 |  | N |  |  | OP | X | 7 | 2021 |  |  | N | IPP Non-CHP | 2 | X T: X; MWH SUB: SUN
Vintage2021 | solar pv | TRUE | 64373 | Helen CSG 1 LLC | 64869 | Helen CSG 1 LLC | MN | McLeod | HLCSG | Solar Photovoltaic | PV |  | S | X | X |  |  | 1 |  | 1 | 1 |  | N |  |  | OP | X | 11 | 2021 |  |  | N | IPP Non-CHP | 2 | X T: X; MWH SUB: SUN
Vintage2021 | solar pv | TRUE | 64376 | USS Danube Solar LLC | 64871 | USS Danube Solar LLC | MN | Renville | USSDA | Solar Photovoltaic | PV |  | S | X | X |  |  | 1 |  | 1 | 1 |  | N |  |  | OP | X | 12 | 2021 |  |  | N | IPP Non-CHP | 2 | X T: X; MWH SUB: SUN
Vintage2021 | natural gas peaker | TRUE | 64378 | IMG Energy Solutions | 64873 | Pittsburgh Airport Gas Plant | PA | Allegheny | GEN1 | Natural Gas Internal Combustion Engine | IC |  | W | X | X | 2156111762 | 2156111762 | 4.4 | 0.8 | 4.4 | 4.4 | 2 | N |  |  | OP | X | 7 | 2021 |  |  | N | IPP Non-CHP | 2 | [11 empty] | N | N |  | 10M | [23 empty] | N | bar: X T to MWH SUB
Vintage2021 | natural gas peaker | TRUE | 64378 | IMG Energy Solutions | 64873 | Pittsburgh Airport Gas Plant | PA | Allegheny | GEN2 | Natural Gas Internal Combustion Engine | IC |  | W | X | X | 2156111762 | 2156111762 | 4.4 | 0.8 | 4.4 | 4.4 | 2 | N |  |  | OP | X | 7 | 2021 |  |  | N | IPP Non-CHP | 2 | [11 empty] | N | N |  | 10M | [23 empty] | N | bar: X T to MWH SUB
Vintage2021 | natural gas peaker | TRUE | 64378 | IMG Energy Solutions | 64873 | Pittsburgh Airport Gas Plant | PA | Allegheny | GEN3 | Natural Gas Internal Combustion Engine | IC |  | W | X | X | 2156111762 | 2156111762 | 4.4 | 0.8 | 4.4 | 4.4 | 2 | N |  |  | OP | X | 7 | 2021 |  |  | N | IPP Non-CHP | 2 | [11 empty] | N | N |  | 10M | [23 empty] | N | bar: X T to MWH SUB
Vintage2021 | natural gas peaker | TRUE | 64378 | IMG Energy Solutions | 64873 | Pittsburgh Airport Gas Plant | PA | Allegheny | GEN4 | Natural Gas Internal Combustion Engine | IC |  | W | X | X | 2156111762 | 2156111762 | 4.4 | 0.8 | 4.4 | 4.4 | 2 | N |  |  | OP | X | 7 | 2021 |  |  | N | IPP Non-CHP | 2 | [11 empty] | N | N |  | 10M | [23 empty] | N | bar: X T to MWH SUB
Vintage2021 | natural gas peaker | TRUE | 64378 | IMG Energy Solutions | 64873 | Pittsburgh Airport Gas Plant | PA | Allegheny | GEN5 | Natural Gas Internal Combustion Engine | IC |  | W | X | X | 2156111762 | 2156111762 | 4.4 | 0.8 | 4.4 | 4.4 | 2 | N |  |  | OP | X | 7 | 2021 |  |  | N | IPP Non-CHP | 2 | [11 empty] | N | N |  | 10M | [23 empty] | N | bar: X T to MWH SUB
Vintage2021 | solar pv | TRUE | 64378 | IMG Energy Solutions | 64874 | PG Solar 1 | PA | Allegheny | SGEN1 | Solar Photovoltaic | PV |  | S | X | X | 37737283 | 37737283 | 3 |  | 3 | 3 |  | N |  |  | OP | X | 7 | 2021 |  |  | N | IPP Non-CHP | 2 | X T: X; MWH SUB: SUN |  |  |  | N | N | [25 empty] | N
Vintage2021 | other | TRUE | 64381 | 276FED WHAM8 Solar, LLC | 64875 | 276 Federal Rd(CSG) | MA | Plymouth | 276FB | Batteries | BA |  | S | X | X |  |  | 3.3 |  | 3.3 | 3.3 |  | N |  |  | OP | X | 11 | 2021 |  |  | N | IPP Non-CHP | 2 | X T: X; MWH SUB: MWH | [6 empty] | 10M
Vintage2021 | solar pv | TRUE | 64381 | 276FED WHAM8 Solar, LLC | 64875 | 276 Federal Rd(CSG) | MA | Plymouth | 276FP | Solar Photovoltaic | PV |  | S | X | X |  |  | 5 |  | 5 | 5 |  | N |  |  | OP | X | 11 | 2021 |  |  | N | IPP Non-CHP | 2 | X T: X; MWH SUB: SUN
Vintage2021 | solar pv | TRUE | 64380 | 0HAM WHAM8 Solar, LLC | 64876 | 0 Hammond St CSG | MA | Plymouth | 0HAMP | Solar Photovoltaic | PV |  | S | X | X |  |  | 4.8 |  | 4.8 | 4.8 |  | N |  |  | OP | X | 10 | 2021 |  |  | N | IPP Non-CHP | 2 | X T: X; MWH SUB: SUN | [6 empty] | 10M
Vintage2021 | other | TRUE | 64380 | 0HAM WHAM8 Solar, LLC | 64876 | 0 Hammond St CSG | MA | Plymouth | OHAMB | Batteries | BA |  | S | X | X |  |  | 5 |  | 5 | 5 | 5 | N |  |  | OP | X | 10 | 2021 |  |  | N | IPP Non-CHP | 2 | X T: X; MWH SUB: MWH | [6 empty] | 10M
Vintage2021 | other | TRUE | 64366 | Terra-Gen Operating Co-Hybrid | 64877 | Edwards Sanborn E3 | CA | Kern | BESS | Batteries | BA |  | W | X | X | PHSP15 | PHSP15 | 13.7 | 0.95 | 13.7 | 13.7 | 0.5 | N |  |  | OP | X | 12 | 2021 |  |  | N | IPP Non-CHP | 2 | X T: X; MWH SUB: MWH | [6 empty] | 10M
Vintage2021 | solar pv | TRUE | 64366 | Terra-Gen Operating Co-Hybrid | 64877 | Edwards Sanborn E3 | CA | Kern | PV | Solar Photovoltaic | PV |  | W | X | X | PHSP15 | PHSP15 | 27.4 | 0.95 | 27.4 | 27.4 |  | N |  |  | OP | X | 12 | 2021 |  |  | N | IPP Non-CHP | 2 | X T: X; MWH SUB: SUN
Vintage2021 | solar pv | TRUE | 64366 | Terra-Gen Operating Co-Hybrid | 64879 | Edwards Sanborn E2 | CA | Kern | PV | Solar Photovoltaic | PV |  | S | X | X | PHSP15 | PHSP15 | 140.6 | 0.95 | 140.6 | 140.6 |  | N |  |  | OP | X | 12 | 2021 |  |  | N | IPP Non-CHP | 2 | X T: X; MWH SUB: SUN
Vintage2021 | solar pv | TRUE | 64382 | UXI CSG Venture 1 8301 LLC | 64880 | Venture 1 - 1A CSG | CO | Adams | 75020 | Solar Photovoltaic | PV |  | S | X | X |  |  | 1.5 | 0.81 | 1.5 | 1.5 | 1.5 | N |  |  | OP | X | 5 | 2021 |  |  | N | IPP Non-CHP | 2 | X T: X; MWH SUB: SUN |  |  |  | N | N | [22 empty] | N |  |  | N
Vintage2021 | solar pv | TRUE | 5701 | El Paso Electric Co | 64881 | NMSU Solar and Storage | NM | Dona Ana | NMSUF | Solar Photovoltaic | PV |  | S | X | X |  |  | 3 |  | 3 | 3 |  | N |  |  | OP | X | 4 | 2021 |  |  | N | Electric Utility | 1 | X T: X; MWH SUB: SUN
Vintage2021 | natural gas peaker | FALSE | 64315 | Walmart Stores Texas, LLC | 64883 | WAL1455 | TX | Tarrant | GEN1 | Natural Gas Internal Combustion Engine | IC |  | S | X | X |  |  | 0.4 | 0.8 | 0.4 | 0.4 | 0.1 | N |  |  | OP | X | 9 | 2021 |  |  | N | Commercial Non-CHP | 4 | [11 empty] | N | N |  | 10M | [23 empty] | N | bar: X T to MWH SUB
Vintage2021 | natural gas peaker | FALSE | 64315 | Walmart Stores Texas, LLC | 64883 | WAL1455 | TX | Tarrant | GEN2 | Natural Gas Internal Combustion Engine | IC |  | S | X | X |  |  | 0.4 | 0.8 | 0.4 | 0.4 | 0.1 | N |  |  | OP | X | 9 | 2021 |  |  | N | Commercial Non-CHP | 4 | [11 empty] | N | N |  | 10M | [23 empty] | N | bar: X T to MWH SUB
Vintage2021 | natural gas peaker | FALSE | 64315 | Walmart Stores Texas, LLC | 64883 | WAL1455 | TX | Tarrant | GEN3 | Natural Gas Internal Combustion Engine | IC |  | S | X | X |  |  | 0.4 | 0.8 | 0.4 | 0.4 | 0.1 | N |  |  | OP | X | 9 | 2021 |  |  | N | Commercial Non-CHP | 4 | [11 empty] | N | N |  | 10M | [23 empty] | N | bar: X T to MWH SUB
Vintage2021 | natural gas peaker | FALSE | 64315 | Walmart Stores Texas, LLC | 64885 | WAL2257 | TX | Harris | GEN1 | Natural Gas Internal Combustion Engine | IC |  | S | X | X |  |  | 0.4 | 0.8 | 0.4 | 0.4 | 0.1 | N |  |  | OP | X | 9 | 2021 |  |  | N | Commercial Non-CHP | 4 | [11 empty] | N | N |  | 10M | [23 empty] | N | bar: X T to MWH SUB
Vintage2021 | natural gas peaker | FALSE | 64315 | Walmart Stores Texas, LLC | 64885 | WAL2257 | TX | Harris | GEN2 | Natural Gas Internal Combustion Engine | IC |  | S | X | X |  |  | 0.4 | 0.8 | 0.4 | 0.4 | 0.1 | N |  |  | OP | X | 9 | 2021 |  |  | N | Commercial Non-CHP | 4 | [11 empty] | N | N |  | 10M | [23 empty] | N | bar: X T to MWH SUB
Vintage2021 | natural gas peaker | FALSE | 64315 | Walmart Stores Texas, LLC | 64885 | WAL2257 | TX | Harris | GEN3 | Natural Gas Internal Combustion Engine | IC |  | S | X | X |  |  | 0.4 | 0.8 | 0.4 | 0.4 | 0.1 | N |  |  | OP | X | 9 | 2021 |  |  | N | Commercial Non-CHP | 4 | [11 empty] | N | N |  | 10M | [23 empty] | N | bar: X T to MWH SUB
Vintage2021 | natural gas peaker | FALSE | 64315 | Walmart Stores Texas, LLC | 64886 | WAL2439 | TX | Chambers | GEN1 | Natural Gas Internal Combustion Engine | IC |  | S | X | X |  |  | 0.4 | 0.8 | 0.4 | 0.4 | 0.1 | N |  |  | OP | X | 7 | 2021 |  |  | N | Commercial Non-CHP | 4 | [11 empty] | N | N |  | 10M | [23 empty] | N | bar: X T to MWH SUB
Vintage2021 | natural gas peaker | FALSE | 64315 | Walmart Stores Texas, LLC | 64886 | WAL2439 | TX | Chambers | GEN2 | Natural Gas Internal Combustion Engine | IC |  | S | X | X |  |  | 0.4 | 0.8 | 0.4 | 0.4 | 0.1 | N |  |  | OP | X | 7 | 2021 |  |  | N | Commercial Non-CHP | 4 | [11 empty] | N | N |  | 10M | [23 empty] | N | bar: X T to MWH SUB
Vintage2021 | natural gas peaker | FALSE | 64315 | Walmart Stores Texas, LLC | 64886 | WAL2439 | TX | Chambers | GEN3 | Natural Gas Internal Combustion Engine | IC |  | S | X | X |  |  | 0.4 | 0.8 | 0.4 | 0.4 | 0.1 | N |  |  | OP | X | 7 | 2021 |  |  | N | Commercial Non-CHP | 4 | [11 empty] | N | N |  | 10M | [23 empty] | N | bar: X T to MWH SUB
Vintage2021 | natural gas peaker | FALSE | 64315 | Walmart Stores Texas, LLC | 64887 | WAL2667 | TX | Dallas | GEN1 | Natural Gas Internal Combustion Engine | IC |  | S | X | X |  |  | 0.4 | 0.8 | 0.4 | 0.4 | 0.1 | N |  |  | OP | X | 11 | 2021 |  |  | N | Commercial Non-CHP | 4 | [11 empty] | N | N |  | 10M | [23 empty] | N | bar: X T to MWH SUB
Vintage2021 | natural gas peaker | FALSE | 64315 | Walmart Stores Texas, LLC | 64887 | WAL2667 | TX | Dallas | GEN2 | Natural Gas Internal Combustion Engine | IC |  | S | X | X |  |  | 0.4 | 0.8 | 0.4 | 0.4 | 0.1 | N |  |  | OP | X | 11 | 2021 |  |  | N | Commercial Non-CHP | 4 | [11 empty] | N | N |  | 10M | [23 empty] | N | bar: X T to MWH SUB
Vintage2021 | natural gas peaker | FALSE | 64315 | Walmart Stores Texas, LLC | 64887 | WAL2667 | TX | Dallas | GEN3 | Natural Gas Internal Combustion Engine | IC |  | S | X | X |  |  | 0.4 | 0.8 | 0.4 | 0.4 | 0.1 | N |  |  | OP | X | 11 | 2021 |  |  | N | Commercial Non-CHP | 4 | [11 empty] | N | N |  | 10M | [23 empty] | N | bar: X T to MWH SUB
Vintage2020 | natural gas peaker | FALSE | 64315 | Walmart Stores Texas, LLC | 64888 | WAL2724 | TX | Harris | GEN1 | Natural Gas Internal Combustion Engine | IC |  | S | X | X |  |  | 0.4 | 0.8 | 0.4 | 0.4 | 0.1 | N |  |  | OP | X | 8 | 2020 |  |  | N | Commercial Non-CHP | 4 | [11 empty] | N | N |  | 10M | [23 empty] | N | bar: X T to MWH SUB
Vintage2020 | natural gas peaker | FALSE | 64315 | Walmart Stores Texas, LLC | 64888 | WAL2724 | TX | Harris | GEN2 | Natural Gas Internal Combustion Engine | IC |  | S | X | X |  |  | 0.4 | 0.8 | 0.4 | 0.4 | 0.1 | N |  |  | OP | X | 8 | 2020 |  |  | N | Commercial Non-CHP | 4 | [11 empty] | N | N |  | 10M | [23 empty] | N | bar: X T to MWH SUB
Vintage2020 | natural gas peaker | FALSE | 64315 | Walmart Stores Texas, LLC | 64888 | WAL2724 | TX | Harris | GEN3 | Natural Gas Internal Combustion Engine | IC |  | S | X | X |  |  | 0.4 | 0.8 | 0.4 | 0.4 | 0.1 | N |  |  | OP | X | 8 | 2020 |  |  | N | Commercial Non-CHP | 4 | [11 empty] | N |  | 0 | 10M | [23 empty] | N | bar: X T to MWH SUB
Vintage2021 | natural gas peaker | FALSE | 64315 | Walmart Stores Texas, LLC | 64889 | WAL2883 | TX | Collin | GEN1 | Natural Gas Internal Combustion Engine | IC |  | S | X | X |  |  | 0.4 | 0.8 | 0.4 | 0.4 | 0.1 | N |  |  | OP | X | 9 | 2021 |  |  | N | Commercial Non-CHP | 4 | [11 empty] | N | N |  | 10M | [23 empty] | N | bar: X T to MWH SUB
Vintage2021 | natural gas peaker | FALSE | 64315 | Walmart Stores Texas, LLC | 64889 | WAL2883 | TX | Collin | GEN2 | Natural Gas Internal Combustion Engine | IC |  | S | X | X |  |  | 0.4 | 0.8 | 0.4 | 0.4 | 0.1 | N |  |  | OP | X | 9 | 2021 |  |  | N | Commercial Non-CHP | 4 | [11 empty] | N | N |  | 10M | [23 empty] | N | bar: X T to MWH SUB
Vintage2021 | natural gas peaker | FALSE | 64315 | Walmart Stores Texas, LLC | 64889 | WAL2883 | TX | Collin | GEN3 | Natural Gas Internal Combustion Engine | IC |  | S | X | X |  |  | 0.4 | 0.8 | 0.4 | 0.4 | 0.1 | N |  |  | OP | X | 9 | 2021 |  |  | N | Commercial Non-CHP | 4 | [11 empty] | N | N |  | 10M | [23 empty] | N | bar: X T to MWH SUB
Vintage2021 | natural gas peaker | FALSE | 64315 | Walmart Stores Texas, LLC | 64890 | WAL2980 | TX | Tarrant | GEN1 | Natural Gas Internal Combustion Engine | IC |  | S | X | X |  |  | 0.4 | 0.8 | 0.4 | 0.4 | 0.1 | N |  |  | OP | X | 11 | 2021 |  |  | N | Commercial Non-CHP | 4 | [11 empty] | N | N |  | 10M | [23 empty] | N | bar: X T to MWH SUB
Vintage2021 | natural gas peaker | FALSE | 64315 | Walmart Stores Texas, LLC | 64890 | WAL2980 | TX | Tarrant | GEN2 | Natural Gas Internal Combustion Engine | IC |  | S | X | X |  |  | 0.4 | 0.8 | 0.4 | 0.4 | 0.1 | N |  |  | OP | X | 11 | 2021 |  |  | N | Commercial Non-CHP | 4 | [11 empty] | N | N |  | 10M | [23 empty] | N | bar: X T to MWH SUB
Vintage2021 | natural gas peaker | FALSE | 64315 | Walmart Stores Texas, LLC | 64890 | WAL2980 | TX | Tarrant | GEN3 | Natural Gas Internal Combustion Engine | IC |  | S | X | X |  |  | 0.4 | 0.8 | 0.4 | 0.4 | 0.1 | N |  |  | OP | X | 11 | 2021 |  |  | N | Commercial Non-CHP | 4 | [11 empty] | N | N |  | 10M | [23 empty] | N | bar: X T to MWH SUB
Vintage2021 | natural gas peaker | FALSE | 64315 | Walmart Stores Texas, LLC | 64891 | WAL2993 | TX | Fort Bend | GEN1 | Natural Gas Internal Combustion Engine | IC |  | S | X | X |  |  | 0.4 | 0.8 | 0.4 | 0.4 | 0.1 | N |  |  | OP | X | 9 | 2021 |  |  | N | Commercial Non-CHP | 4 | [11 empty] | N | N |  | 10M | [23 empty] | N | bar: X T to MWH SUB
Vintage2021 | natural gas peaker | FALSE | 64315 | Walmart Stores Texas, LLC | 64891 | WAL2993 | TX | Fort Bend | GEN2 | Natural Gas Internal Combustion Engine | IC |  | S | X | X |  |  | 0.4 | 0.8 | 0.4 | 0.4 | 0.1 | N |  |  | OP | X | 9 | 2021 |  |  | N | Commercial Non-CHP | 4 | [11 empty] | N | N |  | 10M | [23 empty] | N | bar: X T to MWH SUB
Vintage2021 | natural gas peaker | FALSE | 64315 | Walmart Stores Texas, LLC | 64891 | WAL2993 | TX | Fort Bend | GEN3 | Natural Gas Internal Combustion Engine | IC |  | S | X | X |  |  | 0.4 | 0.8 | 0.4 | 0.4 | 0.1 | N |  |  | OP | X | 9 | 2021 |  |  | N | Commercial Non-CHP | 4 | [11 empty] | N | N |  | 10M | [23 empty] | N | bar: X T to MWH SUB
Vintage2021 | solar pv | TRUE | 62836 | Navisun LLC | 64892 | TPE Erath Solar, LLC | TX | Erath | ERATH | Solar Photovoltaic | PV |  | S | X | X |  |  | 9.9 |  | 9.9 | 9.9 |  | N |  |  | OP | X | 12 | 2021 |  |  | N | IPP Non-CHP | 2 | X T: X; MWH SUB: SUN
Vintage2019 | natural gas peaker | FALSE | 64315 | Walmart Stores Texas, LLC | 64895 | WAL3226 | TX | Fort Bend | GEN1 | Natural Gas Internal Combustion Engine | IC |  | S | X | X |  |  | 0.4 | 0.8 | 0.4 | 0.4 | 0.1 | N |  |  | OP | X | 7 | 2019 |  |  | N | Commercial Non-CHP | 4 | [11 empty] | N | N |  | 10M | [23 empty] | N | bar: X T to MWH SUB
Vintage2019 | natural gas peaker | FALSE | 64315 | Walmart Stores Texas, LLC | 64895 | WAL3226 | TX | Fort Bend | GEN2 | Natural Gas Internal Combustion Engine | IC |  | S | X | X |  |  | 0.4 | 0.8 | 0.4 | 0.4 | 0.1 | N |  |  | OP | X | 7 | 2019 |  |  | N | Commercial Non-CHP | 4 | [11 empty] | N | N |  | 10M | [23 empty] | N | bar: X T to MWH SUB
Vintage2019 | natural gas peaker | FALSE | 64315 | Walmart Stores Texas, LLC | 64895 | WAL3226 | TX | Fort Bend | GEN3 | Natural Gas Internal Combustion Engine | IC |  | S | X | X |  |  | 0.4 | 0.8 | 0.4 | 0.4 | 0.1 | N |  |  | OP | X | 7 | 2019 |  |  | N | Commercial Non-CHP | 4 | [11 empty] | N | N | 0 | 10M | [23 empty] | N | bar: X T to MWH SUB
Vintage2021 | natural gas peaker | FALSE | 64315 | Walmart Stores Texas, LLC | 64896 | WAL3284 | TX | Tarrant | GEN1 | Natural Gas Internal Combustion Engine | IC |  | S | X | X |  |  | 0.4 | 0.8 | 0.4 | 0.4 | 0.1 | N |  |  | OP | X | 6 | 2021 |  |  | N | Commercial Non-CHP | 4 | [11 empty] | N | N |  | 10M | [23 empty] | N | bar: X T to MWH SUB
Vintage2021 | natural gas peaker | FALSE | 64315 | Walmart Stores Texas, LLC | 64896 | WAL3284 | TX | Tarrant | GEN2 | Natural Gas Internal Combustion Engine | IC |  | S | X | X |  |  | 0.4 | 0.8 | 0.4 | 0.4 | 0.1 | N |  |  | OP | X | 6 | 2021 |  |  | N | Commercial Non-CHP | 4 | [11 empty] | N | N |  | 10M | [23 empty] | N | bar: X T to MWH SUB
Vintage2021 | natural gas peaker | FALSE | 64315 | Walmart Stores Texas, LLC | 64896 | WAL3284 | TX | Tarrant | GEN3 | Natural Gas Internal Combustion Engine | IC |  | S | X | X |  |  | 0.4 | 0.8 | 0.4 | 0.4 | 0.1 | N |  |  | OP | X | 6 | 2021 |  |  | N | Commercial Non-CHP | 4 | [11 empty] | N | N |  | 10M | [23 empty] | N | bar: X T to MWH SUB
Vintage2021 | natural gas peaker | FALSE | 64315 | Walmart Stores Texas, LLC | 64897 | WAL3285 | TX | Dallas | GEN1 | Natural Gas Internal Combustion Engine | IC |  | S | X | X |  |  | 0.4 | 0.8 | 0.4 | 0.4 | 0.1 | N |  |  | OP | X | 10 | 2021 |  |  | N | Commercial Non-CHP | 4 | [11 empty] | N | N |  | 10M | [23 empty] | N | bar: X T to MWH SUB
Vintage2021 | natural gas peaker | FALSE | 64315 | Walmart Stores Texas, LLC | 64897 | WAL3285 | TX | Dallas | GEN2 | Natural Gas Internal Combustion Engine | IC |  | S | X | X |  |  | 0.4 | 0.8 | 0.4 | 0.4 | 0.1 | N |  |  | OP | X | 10 | 2021 |  |  | N | Commercial Non-CHP | 4 | [11 empty] | N | N |  | 10M | [23 empty] | N | bar: X T to MWH SUB
Vintage2021 | natural gas peaker | FALSE | 64315 | Walmart Stores Texas, LLC | 64897 | WAL3285 | TX | Dallas | GEN3 | Natural Gas Internal Combustion Engine | IC |  | S | X | X |  |  | 0.4 | 0.8 | 0.4 | 0.4 | 0.1 | N |  |  | OP | X | 10 | 2021 |  |  | N | Commercial Non-CHP | 4 | [11 empty] | N | N |  | 10M | [23 empty] | N | bar: X T to MWH SUB
Vintage2020 | natural gas peaker | FALSE | 64315 | Walmart Stores Texas, LLC | 64898 | WAL3297 | TX | Harris | GEN1 | Natural Gas Internal Combustion Engine | IC |  | S | X | X |  |  | 0.4 | 0.8 | 0.4 | 0.4 | 0.1 | N |  |  | OP | X | 10 | 2020 |  |  | N | Commercial Non-CHP | 4 | [11 empty] | N | N |  | 10M | [23 empty] | N | bar: X T to MWH SUB
Vintage2020 | natural gas peaker | FALSE | 64315 | Walmart Stores Texas, LLC | 64898 | WAL3297 | TX | Harris | GEN2 | Natural Gas Internal Combustion Engine | IC |  | S | X | X |  |  | 0.4 | 0.8 | 0.4 | 0.4 | 0.1 | N |  |  | OP | X | 10 | 2020 |  |  | N | Commercial Non-CHP | 4 | [11 empty] | N | N |  | 10M | [23 empty] | N | bar: X T to MWH SUB
Vintage2020 | natural gas peaker | FALSE | 64315 | Walmart Stores Texas, LLC | 64898 | WAL3297 | TX | Harris | GEN3 | Natural Gas Internal Combustion Engine | IC |  | S | X | X |  |  | 0.4 | 0.8 | 0.4 | 0.4 | 0.1 | N |  |  | OP | X | 10 | 2020 |  |  | N | Commercial Non-CHP | 4 | [11 empty] | N | N | 0 | 10M | [23 empty] | N | bar: X T to MWH SUB
Vintage2020 | natural gas peaker | FALSE | 64315 | Walmart Stores Texas, LLC | 64899 | WAL3298 | TX | Galveston | GEN1 | Natural Gas Internal Combustion Engine | IC |  | S | X | X |  |  | 0.4 | 0.8 | 0.4 | 0.4 | 0.1 | N |  |  | OP | X | 8 | 2020 |  |  | N | Commercial Non-CHP | 4 | [11 empty] | N | N |  | 10M | [23 empty] | N | bar: X T to MWH SUB
Vintage2020 | natural gas peaker | FALSE | 64315 | Walmart Stores Texas, LLC | 64899 | WAL3298 | TX | Galveston | GEN2 | Natural Gas Internal Combustion Engine | IC |  | S | X | X |  |  | 0.4 | 0.8 | 0.4 | 0.4 | 0.1 | N |  |  | OP | X | 8 | 2020 |  |  | N | Commercial Non-CHP | 4 | [11 empty] | N | N |  | 10M | [23 empty] | N | bar: X T to MWH SUB
Vintage2020 | natural gas peaker | FALSE | 64315 | Walmart Stores Texas, LLC | 64899 | WAL3298 | TX | Galveston | GEN3 | Natural Gas Internal Combustion Engine | IC |  | S | X | X |  |  | 0.4 | 0.8 | 0.4 | 0.4 | 0.1 | N |  |  | OP | X | 8 | 2020 |  |  | N | Commercial Non-CHP | 4 | [11 empty] | N | N | 0 | 10M | [23 empty] | N | bar: X T to MWH SUB
Vintage2021 | natural gas peaker | FALSE | 64315 | Walmart Stores Texas, LLC | 64900 | WAL3302 | TX | Harris | GEN1 | Natural Gas Internal Combustion Engine | IC |  | S | X | X |  |  | 0.4 | 0.8 | 0.4 | 0.4 | 0.1 | N |  |  | OP | X | 10 | 2021 |  |  | N | Commercial Non-CHP | 4 | [11 empty] | N | N |  | 10M | [23 empty] | N | bar: X T to MWH SUB
Vintage2021 | natural gas peaker | FALSE | 64315 | Walmart Stores Texas, LLC | 64900 | WAL3302 | TX | Harris | GEN2 | Natural Gas Internal Combustion Engine | IC |  | S | X | X |  |  | 0.4 | 0.8 | 0.4 | 0.4 | 0.1 | N |  |  | OP | X | 10 | 2021 |  |  | N | Commercial Non-CHP | 4 | [11 empty] | N | N |  | 10M | [23 empty] | N | bar: X T to MWH SUB
Vintage2021 | natural gas peaker | FALSE | 64315 | Walmart Stores Texas, LLC | 64900 | WAL3302 | TX | Harris | GEN3 | Natural Gas Internal Combustion Engine | IC |  | S | X | X |  |  | 0.4 | 0.8 | 0.4 | 0.4 | 0.1 | N |  |  | OP | X | 10 | 2021 |  |  | N | Commercial Non-CHP | 4 | [11 empty] | N | N |  | 10M | [23 empty] | N | bar: X T to MWH SUB
Vintage2021 | natural gas peaker | FALSE | 64315 | Walmart Stores Texas, LLC | 64901 | WAL3320 | TX | Hidalgo | GEN1 | Natural Gas Internal Combustion Engine | IC |  | S | X | X |  |  | 0.4 | 0.8 | 0.4 | 0.4 | 0.1 | N |  |  | OP | X | 8 | 2021 |  |  | N | Commercial Non-CHP | 4 | [11 empty] | N | N |  | 10M | [23 empty] | N | bar: X T to MWH SUB
Vintage2021 | natural gas peaker | FALSE | 64315 | Walmart Stores Texas, LLC | 64901 | WAL3320 | TX | Hidalgo | GEN2 | Natural Gas Internal Combustion Engine | IC |  | S | X | X |  |  | 0.4 | 0.8 | 0.4 | 0.4 | 0.1 | N |  |  | OP | X | 8 | 2021 |  |  | N | Commercial Non-CHP | 4 | [11 empty] | N | N |  | 10M | [23 empty] | N | bar: X T to MWH SUB
Vintage2021 | natural gas peaker | FALSE | 64315 | Walmart Stores Texas, LLC | 64901 | WAL3320 | TX | Hidalgo | GEN3 | Natural Gas Internal Combustion Engine | IC |  | S | X | X |  |  | 0.4 | 0.8 | 0.4 | 0.4 | 0.1 | N |  |  | OP | X | 8 | 2021 |  |  | N | Commercial Non-CHP | 4 | [11 empty] | N | N |  | 10M | [23 empty] | N | bar: X T to MWH SUB
Vintage2020 | natural gas peaker | FALSE | 64315 | Walmart Stores Texas, LLC | 64902 | WAL3390 | TX | Montgomery | GEN1 | Natural Gas Internal Combustion Engine | IC |  | S | X | X |  |  | 0.4 | 0.8 | 0.4 | 0.4 | 0.1 | N |  |  | OP | X | 6 | 2020 |  |  | N | Commercial Non-CHP | 4 | [11 empty] | N | N |  | 10M | [23 empty] | N | bar: X T to MWH SUB
Vintage2020 | natural gas peaker | FALSE | 64315 | Walmart Stores Texas, LLC | 64902 | WAL3390 | TX | Montgomery | GEN2 | Natural Gas Internal Combustion Engine | IC |  | S | X | X |  |  | 0.4 | 0.8 | 0.4 | 0.4 | 0.1 | N |  |  | OP | X | 6 | 2020 |  |  | N | Commercial Non-CHP | 4 | [11 empty] | N | N |  | 10M | [23 empty] | N | bar: X T to MWH SUB
Vintage2020 | natural gas peaker | FALSE | 64315 | Walmart Stores Texas, LLC | 64902 | WAL3390 | TX | Montgomery | GEN3 | Natural Gas Internal Combustion Engine | IC |  | S | X | X |  |  | 0.4 | 0.8 | 0.4 | 0.4 | 0.1 | N |  |  | OP | X | 6 | 2020 |  |  | N | Commercial Non-CHP | 4 | [11 empty] | N | N | 0 | 10M | [23 empty] | N | bar: X T to MWH SUB
Vintage2020 | solar pv | TRUE | 63505 | DG Illinois Solar, LLC | 64905 | Mt. Morris Solar CSG | IL | Ogle | MTMIL | Solar Photovoltaic | PV |  | S | X | X |  |  | 2 | 1 | 2 | 2 |  | N |  |  | OP | X | 12 | 2020 |  |  | N | IPP Non-CHP | 2 | X T: X; MWH SUB: SUN |  |  |  | N | N | 0 | [24 empty] | N
Vintage2021 | solar pv | TRUE | 60025 | Greenbacker Renewable Energy Corporation | 64906 | Hazel | MN | Fillmore | 512 | Solar Photovoltaic | PV |  | S | X | X |  |  | 3 |  | 3 | 3 |  | N |  |  | OP | X | 11 | 2021 |  |  | N | IPP Non-CHP | 2 | X T: X; MWH SUB: SUN
Vintage2021 | solar pv | TRUE | 60025 | Greenbacker Renewable Energy Corporation | 64907 | Fountain | MN | Fillmore | 511 | Solar Photovoltaic | PV |  | S | X | X |  |  | 3 |  | 3 | 3 |  | N |  |  | OP | X | 11 | 2021 |  |  | N | IPP Non-CHP | 2 | X T: X; MWH SUB: SUN
Vintage2021 | other | TRUE | 64400 | Flower Valley | 64915 | Flower Valley I | TX | Reeves | FLRV1 | Batteries | BA |  | S | X | X | TNFLATTOP_1Z | TNFLATTOP_1Z | 9.9 | 1 | 9.9 | 9.9 | 0 | N |  |  | OP | X | 5 | 2021 | 8 | 2032 | N | IPP Non-CHP | 2 | X T: X; MWH SUB: MWH |  |  |  | N | N |  | 10M | [20 empty] | N |  |  | N
Vintage2021 | other | TRUE | 64401 | Swoose | 64916 | Swoose I | TX | Ward | SWOO1 | Batteries | BA |  | S | X | X | TNPYOTE___1Z | TNPYOTE___1Z | 9.9 | 1 | 9.9 | 9.9 | 0 | N |  |  | OP | X | 7 | 2021 |  |  | N | IPP Non-CHP | 2 | X T: X; MWH SUB: MWH |  |  |  | N | N | 0 | 10M | [23 empty] | N
Vintage2021 | other | TRUE | 64402 | Triple Butte | 64917 | Triple Butte I | TX | Pecos | TRBT1 | Batteries | BA |  | S | X | X | TNBELDING_0X | TNBELDING_0X | 7.5 | 1 | 7.5 | 7.5 | 0 | N |  |  | OP | X | 7 | 2021 |  |  | N | IPP Non-CHP | 2 | X T: X; MWH SUB: MWH |  |  |  | N | N |  | 10M | [23 empty] | N
Vintage2020 | solar pv | TRUE | 63505 | DG Illinois Solar, LLC | 64918 | NorthropGrummanSolar(Rolling Meadows,IL) | IL | Cook | NGCIL | Solar Photovoltaic | PV |  | S | X | X |  |  | 1.1 | 1 | 1.1 | 1.1 |  | N |  |  | OP | X | 1 | 2020 |  |  | N | IPP Non-CHP | 2 | X T: X; MWH SUB: SUN |  |  |  | N | N | 0 | [24 empty] | N
Vintage2020 | solar pv | TRUE | 63505 | DG Illinois Solar, LLC | 64919 | FedEx Chicago Solar Facility | IL | Cook | FDXIL | Solar Photovoltaic | PV |  | S | X | X |  |  | 1.5 | 1 | 1.5 | 1.5 |  | N |  |  | OP | X | 10 | 2020 |  |  | N | IPP Non-CHP | 2 | X T: X; MWH SUB: SUN |  |  |  | N | N | 0 | [24 empty] | N
Vintage2020 | solar pv | TRUE | 63505 | DG Illinois Solar, LLC | 64920 | GE-Hitachi Solar - Morris, IL | IL | Grundy | GEHIL | Solar Photovoltaic | PV |  | S | X | X |  |  | 0.9 | 1 | 0.9 | 0.9 |  | N |  |  | OP | X | 10 | 2020 |  |  | N | IPP Non-CHP | 2 | X T: X; MWH SUB: SUN |  |  |  | N | N | [25 empty] | N
Vintage2021 | natural gas peaker | FALSE | 64315 | Walmart Stores Texas, LLC | 64923 | WAL3425 | TX | Harris | GEN1 | Natural Gas Internal Combustion Engine | IC |  | S | X | X |  |  | 0.4 | 0.8 | 0.4 | 0.4 | 0.1 | N |  |  | OP | X | 9 | 2021 |  |  | N | Commercial Non-CHP | 4 | [11 empty] | N | N |  | 10M | [23 empty] | N | bar: X T to MWH SUB
Vintage2021 | natural gas peaker | FALSE | 64315 | Walmart Stores Texas, LLC | 64923 | WAL3425 | TX | Harris | GEN2 | Natural Gas Internal Combustion Engine | IC |  | S | X | X |  |  | 0.4 | 0.8 | 0.4 | 0.4 | 0.1 | N |  |  | OP | X | 9 | 2021 |  |  | N | Commercial Non-CHP | 4 | [11 empty] | N | N |  | 10M | [23 empty] | N | bar: X T to MWH SUB
Vintage2021 | natural gas peaker | FALSE | 64315 | Walmart Stores Texas, LLC | 64923 | WAL3425 | TX | Harris | GEN3 | Natural Gas Internal Combustion Engine | IC |  | S | X | X |  |  | 0.4 | 0.8 | 0.4 | 0.4 | 0.1 | N |  |  | OP | X | 9 | 2021 |  |  | N | Commercial Non-CHP | 4 | [11 empty] | N | N |  | 10M | [23 empty] | N | bar: X T to MWH SUB
Vintage2021 | natural gas peaker | FALSE | 64315 | Walmart Stores Texas, LLC | 64924 | WAL3432 | TX | Dallas | GEN1 | Natural Gas Internal Combustion Engine | IC |  | S | X | X |  |  | 0.4 | 0.8 | 0.4 | 0.4 | 0.1 | N |  |  | OP | X | 9 | 2021 |  |  | N | Commercial Non-CHP | 4 | [11 empty] | N | N |  | 10M | [23 empty] | N | bar: X T to MWH SUB
Vintage2021 | natural gas peaker | FALSE | 64315 | Walmart Stores Texas, LLC | 64924 | WAL3432 | TX | Dallas | GEN2 | Natural Gas Internal Combustion Engine | IC |  | S | X | X |  |  | 0.4 | 0.8 | 0.4 | 0.4 | 0.1 | N |  |  | OP | X | 9 | 2021 |  |  | N | Commercial Non-CHP | 4 | [11 empty] | N | N |  | 10M | [23 empty] | N | bar: X T to MWH SUB
Vintage2021 | natural gas peaker | FALSE | 64315 | Walmart Stores Texas, LLC | 64924 | WAL3432 | TX | Dallas | GEN3 | Natural Gas Internal Combustion Engine | IC |  | S | X | X |  |  | 0.4 | 0.8 | 0.4 | 0.4 | 0.1 | N |  |  | OP | X | 9 | 2021 |  |  | N | Commercial Non-CHP | 4 | [11 empty] | N | N |  | 10M | [23 empty] | N | bar: X T to MWH SUB
Vintage2021 | natural gas peaker | FALSE | 64315 | Walmart Stores Texas, LLC | 64925 | WAL3500 | TX | Harris | GEN1 | Natural Gas Internal Combustion Engine | IC |  | S | X | X |  |  | 0.4 | 0.8 | 0.4 | 0.4 | 0.1 | N |  |  | OP | X | 8 | 2021 |  |  | N | Commercial Non-CHP | 4 | [11 empty] | N | N |  | 10M | [23 empty] | N | bar: X T to MWH SUB
Vintage2021 | natural gas peaker | FALSE | 64315 | Walmart Stores Texas, LLC | 64925 | WAL3500 | TX | Harris | GEN2 | Natural Gas Internal Combustion Engine | IC |  | S | X | X |  |  | 0.4 | 0.8 | 0.4 | 0.4 | 0.1 | N |  |  | OP | X | 8 | 2021 |  |  | N | Commercial Non-CHP | 4 | [11 empty] | N | N |  | 10M | [23 empty] | N | bar: X T to MWH SUB
Vintage2021 | natural gas peaker | FALSE | 64315 | Walmart Stores Texas, LLC | 64925 | WAL3500 | TX | Harris | GEN3 | Natural Gas Internal Combustion Engine | IC |  | S | X | X |  |  | 0.4 | 0.8 | 0.4 | 0.4 | 0.1 | N |  |  | OP | X | 8 | 2021 |  |  | N | Commercial Non-CHP | 4 | [11 empty] | N | N |  | 10M | [23 empty] | N | bar: X T to MWH SUB
Vintage2019 | natural gas peaker | FALSE | 64315 | Walmart Stores Texas, LLC | 64926 | WAL3510 | TX | Brazoria | GEN1 | Natural Gas Internal Combustion Engine | IC |  | S | X | X |  |  | 1.3 | 0.8 | 1.3 | 1.3 | 0.1 | N |  |  | OP | X | 11 | 2019 |  |  | N | Commercial Non-CHP | 4 | [11 empty] | N | N |  | 10M | [23 empty] | N | bar: X T to MWH SUB
Vintage2021 | solar pv | TRUE | 60025 | Greenbacker Renewable Energy Corporation | 64930 | Stockton (MN) | MN | Winona | 514 | Solar Photovoltaic | PV |  | S | X | X |  |  | 2 |  | 2 | 2 |  | N |  |  | OP | X | 11 | 2021 |  |  | N | IPP Non-CHP | 2 | X T: X; MWH SUB: SUN
Vintage2021 | solar pv | TRUE | 60025 | Greenbacker Renewable Energy Corporation | 64932 | Rushford Village | MN | Fillmore | 513 | Solar Photovoltaic | PV |  | S | X | X |  |  | 1 |  | 1 | 1 |  | N |  |  | OP | X | 11 | 2021 |  |  | N | IPP Non-CHP | 2 | X T: X; MWH SUB: SUN
Vintage2021 | natural gas peaker | FALSE | 64315 | Walmart Stores Texas, LLC | 64933 | WAL3518 | TX | Webb | GEN1 | Natural Gas Internal Combustion Engine | IC |  | S | X | X |  |  | 0.4 | 0.8 | 0.4 | 0.4 | 0.1 | N |  |  | OP | X | 10 | 2021 |  |  | N | Commercial Non-CHP | 4 | [11 empty] | N | N |  | 10M | [23 empty] | N | bar: X T to MWH SUB
Vintage2021 | natural gas peaker | FALSE | 64315 | Walmart Stores Texas, LLC | 64933 | WAL3518 | TX | Webb | GEN2 | Natural Gas Internal Combustion Engine | IC |  | S | X | X |  |  | 0.4 | 0.8 | 0.4 | 0.4 | 0.1 | N |  |  | OP | X | 10 | 2021 |  |  | N | Commercial Non-CHP | 4 | [11 empty] | N | N |  | 10M | [23 empty] | N | bar: X T to MWH SUB
Vintage2021 | natural gas peaker | FALSE | 64315 | Walmart Stores Texas, LLC | 64933 | WAL3518 | TX | Webb | GEN3 | Natural Gas Internal Combustion Engine | IC |  | S | X | X |  |  | 0.4 | 0.8 | 0.4 | 0.4 | 0.1 | N |  |  | OP | X | 10 | 2021 |  |  | N | Commercial Non-CHP | 4 | [11 empty] | N | N |  | 10M | [23 empty] | N | bar: X T to MWH SUB
Vintage2019 | natural gas peaker | FALSE | 64315 | Walmart Stores Texas, LLC | 64934 | WAL3572 | TX | Brazoria | GEN1 | Natural Gas Internal Combustion Engine | IC |  | S | X | X |  |  | 1.3 | 0.8 | 1.3 | 1.3 | 0.1 | N |  |  | OP | X | 11 | 2019 |  |  | N | Commercial Non-CHP | 4 | [11 empty] | N | N |  | 10M | [23 empty] | N | bar: X T to MWH SUB
Vintage2021 | natural gas peaker | FALSE | 64315 | Walmart Stores Texas, LLC | 64935 | WAL3584 | TX | Harris | GEN1 | Natural Gas Internal Combustion Engine | IC |  | S | X | X |  |  | 0.4 | 0.8 | 0.4 | 0.4 | 0.1 | N |  |  | OP | X | 9 | 2021 |  |  | N | Commercial Non-CHP | 4 | [11 empty] | N | N |  | 10M | [23 empty] | N | bar: X T to MWH SUB
Vintage2021 | natural gas peaker | FALSE | 64315 | Walmart Stores Texas, LLC | 64935 | WAL3584 | TX | Harris | GEN2 | Natural Gas Internal Combustion Engine | IC |  | S | X | X |  |  | 0.4 | 0.8 | 0.4 | 0.4 | 0.1 | N |  |  | OP | X | 9 | 2021 |  |  | N | Commercial Non-CHP | 4 | [11 empty] | N | N |  | 10M | [23 empty] | N | bar: X T to MWH SUB
Vintage2021 | natural gas peaker | FALSE | 64315 | Walmart Stores Texas, LLC | 64935 | WAL3584 | TX | Harris | GEN3 | Natural Gas Internal Combustion Engine | IC |  | S | X | X |  |  | 0.4 | 0.8 | 0.4 | 0.4 | 0.1 | N |  |  | OP | X | 9 | 2021 |  |  | N | Commercial Non-CHP | 4 | [11 empty] | N | N |  | 10M | [23 empty] | N | bar: X T to MWH SUB
Vintage2020 | natural gas peaker | FALSE | 64315 | Walmart Stores Texas, LLC | 64936 | WAL3631 | TX | Tarrant | GEN1 | Natural Gas Internal Combustion Engine | IC |  | S | X | X |  |  | 0.4 | 0.8 | 0.4 | 0.4 | 0.1 | N |  |  | OP | X | 9 | 2020 |  |  | N | Commercial Non-CHP | 4 | [11 empty] | N | N |  | 10M | [23 empty] | N | bar: X T to MWH SUB
Vintage2020 | natural gas peaker | FALSE | 64315 | Walmart Stores Texas, LLC | 64936 | WAL3631 | TX | Tarrant | GEN2 | Natural Gas Internal Combustion Engine | IC |  | S | X | X |  |  | 0.4 | 0.8 | 0.4 | 0.4 | 0.1 | N |  |  | OP | X | 9 | 2020 |  |  | N | Commercial Non-CHP | 4 | [11 empty] | N | N |  | 10M | [23 empty] | N | bar: X T to MWH SUB
Vintage2020 | natural gas peaker | FALSE | 64315 | Walmart Stores Texas, LLC | 64936 | WAL3631 | TX | Tarrant | GEN3 | Natural Gas Internal Combustion Engine | IC |  | S | X | X |  |  | 0.4 | 0.8 | 0.4 | 0.4 | 0.1 | N |  |  | OP | X | 9 | 2020 |  |  | N | Commercial Non-CHP | 4 | [11 empty] | N | N |  | 10M | [23 empty] | N | bar: X T to MWH SUB
Vintage2020 | natural gas peaker | FALSE | 64315 | Walmart Stores Texas, LLC | 64937 | WAL3773 | TX | Tarrant | GEN1 | Natural Gas Internal Combustion Engine | IC |  | S | X | X |  |  | 0.4 | 0.8 | 0.4 | 0.4 | 0.1 | N |  |  | OP | X | 9 | 2020 |  |  | N | Commercial Non-CHP | 4 | [11 empty] | N | N |  | 10M | [23 empty] | N | bar: X T to MWH SUB
Vintage2020 | natural gas peaker | FALSE | 64315 | Walmart Stores Texas, LLC | 64937 | WAL3773 | TX | Tarrant | GEN2 | Natural Gas Internal Combustion Engine | IC |  | S | X | X |  |  | 0.4 | 0.8 | 0.4 | 0.4 | 0.1 | N |  |  | OP | X | 9 | 2020 |  |  | N | Commercial Non-CHP | 4 | [11 empty] | N | N |  | 10M | [23 empty] | N | bar: X T to MWH SUB
Vintage2020 | natural gas peaker | FALSE | 64315 | Walmart Stores Texas, LLC | 64937 | WAL3773 | TX | Tarrant | GEN3 | Natural Gas Internal Combustion Engine | IC |  | S | X | X |  |  | 0.4 | 0.8 | 0.4 | 0.4 | 0.1 | N |  |  | OP | X | 9 | 2020 |  |  | N | Commercial Non-CHP | 4 | [11 empty] | N | N |  | 10M | [23 empty] | N | bar: X T to MWH SUB
Vintage2020 | petroleum | FALSE | 64315 | Walmart Stores Texas, LLC | 64938 | WAL3777 | TX | Denton | GEN1 | Petroleum Liquids | IC |  | S | X | X |  |  | 1.3 | 0.8 | 1.3 | 1.3 | 0.1 | N |  |  | OP | X | 1 | 2020 |  |  | N | Commercial Non-CHP | 4 | X T: X; MWH SUB: DFO |  |  |  | N | N |  | 10M | [23 empty] | N
Vintage2020 | natural gas peaker | FALSE | 64315 | Walmart Stores Texas, LLC | 64939 | WAL3827 | TX | Fort Bend | GEN1 | Natural Gas Internal Combustion Engine | IC |  | S | X | X |  |  | 0.4 | 0.8 | 0.4 | 0.4 | 0.1 | N |  |  | OP | X | 7 | 2020 |  |  | N | Commercial Non-CHP | 4 | [11 empty] | N | N |  | 10M | [23 empty] | N | bar: X T to MWH SUB
Vintage2020 | natural gas peaker | FALSE | 64315 | Walmart Stores Texas, LLC | 64939 | WAL3827 | TX | Fort Bend | GEN2 | Natural Gas Internal Combustion Engine | IC |  | S | X | X |  |  | 0.4 | 0.8 | 0.4 | 0.4 | 0.1 | N |  |  | OP | X | 7 | 2020 |  |  | N | Commercial Non-CHP | 4 | [11 empty] | N | N |  | 10M | [23 empty] | N | bar: X T to MWH SUB
Vintage2020 | natural gas peaker | FALSE | 64315 | Walmart Stores Texas, LLC | 64939 | WAL3827 | TX | Fort Bend | GEN3 | Natural Gas Internal Combustion Engine | IC |  | S | X | X |  |  | 0.4 | 0.8 | 0.4 | 0.4 | 0.1 | N |  |  | OP | X | 7 | 2020 |  |  | N | Commercial Non-CHP | 4 | [11 empty] | N | N |  | 10M | [23 empty] | N | bar: X T to MWH SUB
Vintage2021 | natural gas peaker | FALSE | 64315 | Walmart Stores Texas, LLC | 64940 | WAL3886 | TX | Hidalgo | GEN1 | Natural Gas Internal Combustion Engine | IC |  | S | X | X |  |  | 0.4 | 0.8 | 0.4 | 0.4 | 0.1 | N |  |  | OP | X | 8 | 2021 |  |  | N | Commercial Non-CHP | 4 | [11 empty] | N | N |  | 10M | [23 empty] | N | bar: X T to MWH SUB
Vintage2021 | natural gas peaker | FALSE | 64315 | Walmart Stores Texas, LLC | 64940 | WAL3886 | TX | Hidalgo | GEN2 | Natural Gas Internal Combustion Engine | IC |  | S | X | X |  |  | 0.4 | 0.8 | 0.4 | 0.4 | 0.1 | N |  |  | OP | X | 8 | 2021 |  |  | N | Commercial Non-CHP | 4 | [11 empty] | N | N |  | 10M | [23 empty] | N | bar: X T to MWH SUB
Vintage2021 | natural gas peaker | FALSE | 64315 | Walmart Stores Texas, LLC | 64940 | WAL3886 | TX | Hidalgo | GEN3 | Natural Gas Internal Combustion Engine | IC |  | S | X | X |  |  | 0.4 | 0.8 | 0.4 | 0.4 | 0.1 | N |  |  | OP | X | 8 | 2021 |  |  | N | Commercial Non-CHP | 4 | [11 empty] | N | N |  | 10M | [23 empty] | N | bar: X T to MWH SUB
Vintage2021 | natural gas peaker | FALSE | 64315 | Walmart Stores Texas, LLC | 64942 | WAL4298 | TX | Harris | GEN1 | Natural Gas Internal Combustion Engine | IC |  | S | X | X |  |  | 0.4 | 0.8 | 0.4 | 0.4 | 0.1 | N |  |  | OP | X | 9 | 2021 |  |  | N | Commercial Non-CHP | 4 | [11 empty] | N | N |  | 10M | [23 empty] | N | bar: X T to MWH SUB
Vintage2021 | natural gas peaker | FALSE | 64315 | Walmart Stores Texas, LLC | 64942 | WAL4298 | TX | Harris | GEN2 | Natural Gas Internal Combustion Engine | IC |  | S | X | X |  |  | 0.4 | 0.8 | 0.4 | 0.4 | 0.1 | N |  |  | OP | X | 9 | 2021 |  |  | N | Commercial Non-CHP | 4 | [11 empty] | N | N |  | 10M | [23 empty] | N | bar: X T to MWH SUB
Vintage2021 | natural gas peaker | FALSE | 64315 | Walmart Stores Texas, LLC | 64942 | WAL4298 | TX | Harris | GEN3 | Natural Gas Internal Combustion Engine | IC |  | S | X | X |  |  | 0.4 | 0.8 | 0.4 | 0.4 | 0.1 | N |  |  | OP | X | 9 | 2021 |  |  | N | Commercial Non-CHP | 4 | [11 empty] | N | N |  | 10M | [23 empty] | N | bar: X T to MWH SUB
Vintage2020 | natural gas peaker | FALSE | 64315 | Walmart Stores Texas, LLC | 64943 | WAL4509 | TX | Tarrant | GEN1 | Natural Gas Internal Combustion Engine | IC |  | S | X | X |  |  | 0.4 | 0.8 | 0.4 | 0.4 | 0.1 | N |  |  | OP | X | 9 | 2020 |  |  | N | Commercial Non-CHP | 4 | [11 empty] | N | N |  | 10M | [23 empty] | N | bar: X T to MWH SUB
Vintage2020 | natural gas peaker | FALSE | 64315 | Walmart Stores Texas, LLC | 64943 | WAL4509 | TX | Tarrant | GEN2 | Natural Gas Internal Combustion Engine | IC |  | S | X | X |  |  | 0.4 | 0.8 | 0.4 | 0.4 | 0.1 | N |  |  | OP | X | 9 | 2020 |  |  | N | Commercial Non-CHP | 4 | [11 empty] | N | N |  | 10M | [23 empty] | N | bar: X T to MWH SUB
Vintage2020 | natural gas peaker | FALSE | 64315 | Walmart Stores Texas, LLC | 64943 | WAL4509 | TX | Tarrant | GEN3 | Natural Gas Internal Combustion Engine | IC |  | S | X | X |  |  | 0.4 | 0.8 | 0.4 | 0.4 | 0.1 | N |  |  | OP | X | 9 | 2020 |  |  | N | Commercial Non-CHP | 4 | [11 empty] | N | N |  | 10M | [23 empty] | N | bar: X T to MWH SUB
Vintage2020 | natural gas peaker | FALSE | 64315 | Walmart Stores Texas, LLC | 64944 | WAL4512 | TX | Harris | GEN1 | Natural Gas Internal Combustion Engine | IC |  | S | X | X |  |  | 0.4 | 0.8 | 0.4 | 0.4 | 0.1 | N |  |  | OP | X | 6 | 2020 |  |  | N | Commercial Non-CHP | 4 | [11 empty] | N | N |  | 10M | [23 empty] | N | bar: X T to MWH SUB
Vintage2020 | natural gas peaker | FALSE | 64315 | Walmart Stores Texas, LLC | 64944 | WAL4512 | TX | Harris | GEN2 | Natural Gas Internal Combustion Engine | IC |  | S | X | X |  |  | 0.4 | 0.8 | 0.4 | 0.4 | 0.1 | N |  |  | OP | X | 6 | 2020 |  |  | N | Commercial Non-CHP | 4 | [11 empty] | N | N |  | 10M | [23 empty] | N | bar: X T to MWH SUB
Vintage2020 | natural gas peaker | FALSE | 64315 | Walmart Stores Texas, LLC | 64944 | WAL4512 | TX | Harris | GEN3 | Natural Gas Internal Combustion Engine | IC |  | S | X | X |  |  | 0.4 | 0.8 | 0.4 | 0.4 | 0.1 | N |  |  | OP | X | 6 | 2020 |  |  | N | Commercial Non-CHP | 4 | [11 empty] | N | N |  | 10M | [23 empty] | N | bar: X T to MWH SUB
Vintage2021 | natural gas peaker | FALSE | 64315 | Walmart Stores Texas, LLC | 64945 | WAL4526 | TX | Harris | GEN1 | Natural Gas Internal Combustion Engine | IC |  | S | X | X |  |  | 0.4 | 0.8 | 0.4 | 0.4 | 0.1 | N |  |  | OP | X | 9 | 2021 |  |  | N | Commercial Non-CHP | 4 | [11 empty] | N | N |  | 10M | [23 empty] | N | bar: X T to MWH SUB
Vintage2021 | natural gas peaker | FALSE | 64315 | Walmart Stores Texas, LLC | 64945 | WAL4526 | TX | Harris | GEN2 | Natural Gas Internal Combustion Engine | IC |  | S | X | X |  |  | 0.4 | 0.8 | 0.4 | 0.4 | 0.1 | N |  |  | OP | X | 9 | 2021 |  |  | N | Commercial Non-CHP | 4 | [11 empty] | N | N |  | 10M | [23 empty] | N | bar: X T to MWH SUB
Vintage2021 | natural gas peaker | FALSE | 64315 | Walmart Stores Texas, LLC | 64945 | WAL4526 | TX | Harris | GEN3 | Natural Gas Internal Combustion Engine | IC |  | S | X | X |  |  | 0.4 | 0.8 | 0.4 | 0.4 | 0.1 | N |  |  | OP | X | 9 | 2021 |  |  | N | Commercial Non-CHP | 4 | [11 empty] | N | N |  | 10M | [23 empty] | N | bar: X T to MWH SUB
Vintage2019 | natural gas peaker | FALSE | 64315 | Walmart Stores Texas, LLC | 64946 | WAL4538 | TX | Harris | GEN1 | Natural Gas Internal Combustion Engine | IC |  | S | X | X |  |  | 0.4 | 0.8 | 0.4 | 0.4 | 0.1 | N |  |  | OP | X | 7 | 2019 |  |  | N | Commercial Non-CHP | 4 | [11 empty] | N | N |  | 10M | [23 empty] | N | bar: X T to MWH SUB
Vintage2019 | natural gas peaker | FALSE | 64315 | Walmart Stores Texas, LLC | 64946 | WAL4538 | TX | Harris | GEN2 | Natural Gas Internal Combustion Engine | IC |  | S | X | X |  |  | 0.4 | 0.8 | 0.4 | 0.4 | 0.1 | N |  |  | OP | X | 7 | 2019 |  |  | N | Commercial Non-CHP | 4 | [11 empty] | N | N |  | 10M | [23 empty] | N | bar: X T to MWH SUB
Vintage2019 | natural gas peaker | FALSE | 64315 | Walmart Stores Texas, LLC | 64946 | WAL4538 | TX | Harris | GEN3 | Natural Gas Internal Combustion Engine | IC |  | S | X | X |  |  | 0.4 | 0.8 | 0.4 | 0.4 | 0.1 | N |  |  | OP | X | 7 | 2019 |  |  | N | Commercial Non-CHP | 4 | [11 empty] | N | N |  | 10M | [23 empty] | N | bar: X T to MWH SUB
Vintage2020 | natural gas peaker | FALSE | 64315 | Walmart Stores Texas, LLC | 64947 | WAL5045 | TX | Harris | GEN1 | Natural Gas Internal Combustion Engine | IC |  | S | X | X |  |  | 0.4 | 0.8 | 0.4 | 0.4 | 0.1 | N |  |  | OP | X | 7 | 2020 |  |  | N | Commercial Non-CHP | 4 | [11 empty] | N | N |  | 10M | [23 empty] | N | bar: X T to MWH SUB
Vintage2020 | natural gas peaker | FALSE | 64315 | Walmart Stores Texas, LLC | 64947 | WAL5045 | TX | Harris | GEN2 | Natural Gas Internal Combustion Engine | IC |  | S | X | X |  |  | 0.4 | 0.8 | 0.4 | 0.4 | 0.1 | N |  |  | OP | X | 7 | 2020 |  |  | N | Commercial Non-CHP | 4 | [11 empty] | N | N |  | 10M | [23 empty] | N | bar: X T to MWH SUB
Vintage2020 | natural gas peaker | FALSE | 64315 | Walmart Stores Texas, LLC | 64947 | WAL5045 | TX | Harris | GEN3 | Natural Gas Internal Combustion Engine | IC |  | S | X | X |  |  | 0.4 | 0.8 | 0.4 | 0.4 | 0.1 | N |  |  | OP | X | 7 | 2020 |  |  | N | Commercial Non-CHP | 4 | [11 empty] | N | N |  | 10M | [23 empty] | N | bar: X T to MWH SUB
Vintage2020 | natural gas peaker | FALSE | 64315 | Walmart Stores Texas, LLC | 64949 | WAL5091 | TX | Harris | GEN1 | Natural Gas Internal Combustion Engine | IC |  | S | X | X |  |  | 0.4 | 0.8 | 0.4 | 0.4 | 0.1 | N |  |  | OP | X | 7 | 2020 |  |  | N | Commercial Non-CHP | 4 | [11 empty] | N | N |  | 10M | [23 empty] | N | bar: X T to MWH SUB
Vintage2020 | natural gas peaker | FALSE | 64315 | Walmart Stores Texas, LLC | 64949 | WAL5091 | TX | Harris | GEN2 | Natural Gas Internal Combustion Engine | IC |  | S | X | X |  |  | 0.4 | 0.8 | 0.4 | 0.4 | 0.1 | N |  |  | OP | X | 7 | 2020 |  |  | N | Commercial Non-CHP | 4 | [11 empty] | N | N |  | 10M | [23 empty] | N | bar: X T to MWH SUB
Vintage2020 | natural gas peaker | FALSE | 64315 | Walmart Stores Texas, LLC | 64949 | WAL5091 | TX | Harris | GEN3 | Natural Gas Internal Combustion Engine | IC |  | S | X | X |  |  | 0.4 | 0.8 | 0.4 | 0.4 | 0.1 | N |  |  | OP | X | 7 | 2020 |  |  | N | Commercial Non-CHP | 4 | [11 empty] | N | N |  | 10M | [23 empty] | N | bar: X T to MWH SUB
Vintage2020 | natural gas peaker | FALSE | 64315 | Walmart Stores Texas, LLC | 64950 | WAL5116 | TX | Harris | GEN1 | Natural Gas Internal Combustion Engine | IC |  | S | X | X |  |  | 0.4 | 0.8 | 0.4 | 0.4 | 0.1 | N |  |  | OP | X | 8 | 2020 |  |  | N | Commercial Non-CHP | 4 | [11 empty] | N | N |  | 10M | [23 empty] | N | bar: X T to MWH SUB
Vintage2020 | natural gas peaker | FALSE | 64315 | Walmart Stores Texas, LLC | 64950 | WAL5116 | TX | Harris | GEN2 | Natural Gas Internal Combustion Engine | IC |  | S | X | X |  |  | 0.4 | 0.8 | 0.4 | 0.4 | 0.1 | N |  |  | OP | X | 8 | 2020 |  |  | N | Commercial Non-CHP | 4 | [11 empty] | N | N |  | 10M | [23 empty] | N | bar: X T to MWH SUB
Vintage2020 | natural gas peaker | FALSE | 64315 | Walmart Stores Texas, LLC | 64950 | WAL5116 | TX | Harris | GEN3 | Natural Gas Internal Combustion Engine | IC |  | S | X | X |  |  | 0.4 | 0.8 | 0.4 | 0.4 | 0.1 | N |  |  | OP | X | 8 | 2020 |  |  | N | Commercial Non-CHP | 4 | [11 empty] | N | N |  | 10M | [23 empty] | N | bar: X T to MWH SUB
Vintage2021 | natural gas peaker | FALSE | 64315 | Walmart Stores Texas, LLC | 64951 | WAL5165 | TX | Hidalgo | GEN1 | Natural Gas Internal Combustion Engine | IC |  | S | X | X |  |  | 0.4 | 0.8 | 0.4 | 0.4 | 0.1 | N |  |  | OP | X | 7 | 2021 |  |  | N | Commercial Non-CHP | 4 | [11 empty] | N | N |  | 10M | [23 empty] | N | bar: X T to MWH SUB
Vintage2021 | natural gas peaker | FALSE | 64315 | Walmart Stores Texas, LLC | 64951 | WAL5165 | TX | Hidalgo | GEN2 | Natural Gas Internal Combustion Engine | IC |  | S | X | X |  |  | 0.4 | 0.8 | 0.4 | 0.4 | 0.1 | N |  |  | OP | X | 7 | 2021 |  |  | N | Commercial Non-CHP | 4 | [11 empty] | N | N |  | 10M | [23 empty] | N | bar: X T to MWH SUB
Vintage2021 | natural gas peaker | FALSE | 64315 | Walmart Stores Texas, LLC | 64951 | WAL5165 | TX | Hidalgo | GEN3 | Natural Gas Internal Combustion Engine | IC |  | S | X | X |  |  | 0.4 | 0.8 | 0.4 | 0.4 | 0.1 | N |  |  | OP | X | 7 | 2021 |  |  | N | Commercial Non-CHP | 4 | [11 empty] | N | N |  | 10M | [23 empty] | N | bar: X T to MWH SUB
Vintage2020 | petroleum | FALSE | 64315 | Walmart Stores Texas, LLC | 64952 | WAL5211 | TX | Collin | GEN1 | Petroleum Liquids | IC |  | S | X | X |  |  | 1.3 | 0.8 | 1.3 | 1.3 | 0.1 | N |  |  | OP | X | 1 | 2020 |  |  | N | Commercial Non-CHP | 4 | X T: X; MWH SUB: DFO |  |  |  | N | N |  | 10M | [23 empty] | N
Vintage2020 | natural gas peaker | FALSE | 64315 | Walmart Stores Texas, LLC | 64953 | WAL5287 | TX | Harris | GE N3 | Natural Gas Internal Combustion Engine | IC |  | S | X | X |  |  | 0.4 | 0.8 | 0.4 | 0.4 | 0.1 | N |  |  | OP | X | 12 | 2020 |  |  | N | Commercial Non-CHP | 4 | [11 empty] | N | N |  | 10M | [23 empty] | N | N | bar: X T to MWH SUB
Vintage2020 | natural gas peaker | FALSE | 64315 | Walmart Stores Texas, LLC | 64953 | WAL5287 | TX | Harris | GEN1 | Natural Gas Internal Combustion Engine | IC |  | S | X | X |  |  | 0.4 | 0.8 | 0.4 | 0.4 | 0.1 | N |  |  | OP | X | 12 | 2020 |  |  | N | Commercial Non-CHP | 4 | [11 empty] | N | N |  | 10M | [23 empty] | N | N | bar: X T to MWH SUB
Vintage2020 | natural gas peaker | FALSE | 64315 | Walmart Stores Texas, LLC | 64953 | WAL5287 | TX | Harris | GEN2 | Natural Gas Internal Combustion Engine | IC |  | S | X | X |  |  | 0.4 | 0.8 | 0.4 | 0.4 | 0.1 | N |  |  | OP | X | 12 | 2020 |  |  | N | Commercial Non-CHP | 4 | [11 empty] | N | N |  | 10M | [23 empty] | N | N | bar: X T to MWH SUB
Vintage2020 | petroleum | FALSE | 64315 | Walmart Stores Texas, LLC | 64954 | WAL5311 | TX | Collin | GEN1 | Petroleum Liquids | IC |  | S | X | X |  |  | 1.3 | 0.8 | 1.3 | 1.3 | 0.1 | N |  |  | OP | X | 12 | 2020 |  |  | N | Commercial Non-CHP | 4 | X T: X; MWH SUB: DFO |  |  |  | N | N |  | 10M | [23 empty] | N | N
Vintage2021 | natural gas peaker | FALSE | 64315 | Walmart Stores Texas, LLC | 64955 | WAL5312 | TX | Tarrant | GEN1 | Natural Gas Internal Combustion Engine | IC |  | S | X | X |  |  | 0.4 | 0.8 | 0.4 | 0.4 | 0.1 | N |  |  | OP | X | 5 | 2021 |  |  | N | Commercial Non-CHP | 4 | [11 empty] | N | N |  | 10M | [23 empty] | N | bar: X T to MWH SUB
Vintage2021 | natural gas peaker | FALSE | 64315 | Walmart Stores Texas, LLC | 64955 | WAL5312 | TX | Tarrant | GEN2 | Natural Gas Internal Combustion Engine | IC |  | S | X | X |  |  | 0.4 | 0.8 | 0.4 | 0.4 | 0.1 | N |  |  | OP | X | 5 | 2021 |  |  | N | Commercial Non-CHP | 4 | [11 empty] | N | N |  | 10M | [23 empty] | N | bar: X T to MWH SUB
Vintage2021 | natural gas peaker | FALSE | 64315 | Walmart Stores Texas, LLC | 64955 | WAL5312 | TX | Tarrant | GEN3 | Natural Gas Internal Combustion Engine | IC |  | S | X | X |  |  | 0.4 | 0.8 | 0.4 | 0.4 | 0.1 | N |  |  | OP | X | 5 | 2021 |  |  | N | Commercial Non-CHP | 4 | [11 empty] | N | N |  | 10M | [23 empty] | N | bar: X T to MWH SUB
Vintage2020 | natural gas peaker | FALSE | 64315 | Walmart Stores Texas, LLC | 64956 | WAL5316 | TX | Tarrant | GEN1 | Natural Gas Internal Combustion Engine | IC |  | S | X | X |  |  | 0.4 | 0.8 | 0.4 | 0.4 | 0.1 | N |  |  | OP | X | 10 | 2020 |  |  | N | Commercial Non-CHP | 4 | [11 empty] | N | N |  | 10M | [23 empty] | N | bar: X T to MWH SUB
Vintage2020 | natural gas peaker | FALSE | 64315 | Walmart Stores Texas, LLC | 64956 | WAL5316 | TX | Tarrant | GEN2 | Natural Gas Internal Combustion Engine | IC |  | S | X | X |  |  | 0.4 | 0.8 | 0.4 | 0.4 | 0.1 | N |  |  | OP | X | 10 | 2020 |  |  | N | Commercial Non-CHP | 4 | [11 empty] | N | N |  | 10M | [23 empty] | N | bar: X T to MWH SUB
Vintage2020 | natural gas peaker | FALSE | 64315 | Walmart Stores Texas, LLC | 64956 | WAL5316 | TX | Tarrant | GEN3 | Natural Gas Internal Combustion Engine | IC |  | S | X | X |  |  | 0.4 | 0.8 | 0.4 | 0.4 | 0.1 | N |  |  | OP | X | 10 | 2020 |  |  | N | Commercial Non-CHP | 4 | [11 empty] | N | N |  | 10M | [23 empty] | N | bar: X T to MWH SUB
Vintage2020 | natural gas peaker | FALSE | 64315 | Walmart Stores Texas, LLC | 64957 | WAL5388 | TX | Galveston | GEN1 | Natural Gas Internal Combustion Engine | IC |  | S | X | X |  |  | 1.3 | 0.8 | 1.3 | 1.3 | 0.1 | N |  |  | OP | X | 6 | 2020 |  |  | N | Commercial Non-CHP | 4 | [11 empty] | N | N |  | 10M | [23 empty] | N | bar: X T to MWH SUB
Vintage2021 | natural gas peaker | FALSE | 64315 | Walmart Stores Texas, LLC | 64958 | WAL5479 | TX | Travis | GEN1 | Natural Gas Internal Combustion Engine | IC |  | S | X | X |  |  | 0.4 | 0.8 | 0.4 | 0.4 | 0.1 | N |  |  | OP | X | 10 | 2021 |  |  | N | Commercial Non-CHP | 4 | [11 empty] | N | N |  | 10M | [23 empty] | N | bar: X T to MWH SUB
Vintage2021 | natural gas peaker | FALSE | 64315 | Walmart Stores Texas, LLC | 64958 | WAL5479 | TX | Travis | GEN2 | Natural Gas Internal Combustion Engine | IC |  | S | X | X |  |  | 0.4 | 0.8 | 0.4 | 0.4 | 0.1 | N |  |  | OP | X | 10 | 2021 |  |  | N | Commercial Non-CHP | 4 | [11 empty] | N | N |  | 10M | [23 empty] | N | bar: X T to MWH SUB
Vintage2021 | natural gas peaker | FALSE | 64315 | Walmart Stores Texas, LLC | 64958 | WAL5479 | TX | Travis | GEN3 | Natural Gas Internal Combustion Engine | IC |  | S | X | X |  |  | 0.4 | 0.8 | 0.4 | 0.4 | 0.1 | N |  |  | OP | X | 10 | 2021 |  |  | N | Commercial Non-CHP | 4 | [11 empty] | N | N |  | 10M | [23 empty] | N | bar: X T to MWH SUB
Vintage2021 | natural gas peaker | FALSE | 64315 | Walmart Stores Texas, LLC | 64959 | WAL5480 | TX | Williamson | GEN1 | Natural Gas Internal Combustion Engine | IC |  | S | X | X |  |  | 0.4 | 0.8 | 0.4 | 0.4 | 0.1 | N |  |  | OP | X | 9 | 2021 |  |  | N | Commercial Non-CHP | 4 | [11 empty] | N | N |  | 10M | [23 empty] | N | bar: X T to MWH SUB
Vintage2021 | natural gas peaker | FALSE | 64315 | Walmart Stores Texas, LLC | 64959 | WAL5480 | TX | Williamson | GEN2 | Natural Gas Internal Combustion Engine | IC |  | S | X | X |  |  | 0.4 | 0.8 | 0.4 | 0.4 | 0.1 | N |  |  | OP | X | 9 | 2021 |  |  | N | Commercial Non-CHP | 4 | [11 empty] | N | N |  | 10M | [23 empty] | N | bar: X T to MWH SUB
Vintage2021 | natural gas peaker | FALSE | 64315 | Walmart Stores Texas, LLC | 64959 | WAL5480 | TX | Williamson | GEN3 | Natural Gas Internal Combustion Engine | IC |  | S | X | X |  |  | 0.4 | 0.8 | 0.4 | 0.4 | 0.1 | N |  |  | OP | X | 9 | 2021 |  |  | N | Commercial Non-CHP | 4 | [11 empty] | N | N |  | 10M | [23 empty] | N | bar: X T to MWH SUB
Vintage2021 | natural gas peaker | FALSE | 64315 | Walmart Stores Texas, LLC | 64960 | WAL5612 | TX | Harris | GEN1 | Natural Gas Internal Combustion Engine | IC |  | S | X | X |  |  | 0.4 | 0.8 | 0.4 | 0.4 | 0.1 | N |  |  | OP | X | 10 | 2021 |  |  | N | Commercial Non-CHP | 4 | [11 empty] | N | N |  | 10M | [23 empty] | N | bar: X T to MWH SUB
Vintage2021 | natural gas peaker | FALSE | 64315 | Walmart Stores Texas, LLC | 64960 | WAL5612 | TX | Harris | GEN2 | Natural Gas Internal Combustion Engine | IC |  | S | X | X |  |  | 0.4 | 0.8 | 0.4 | 0.4 | 0.1 | N |  |  | OP | X | 10 | 2021 |  |  | N | Commercial Non-CHP | 4 | [11 empty] | N | N |  | 10M | [23 empty] | N | bar: X T to MWH SUB
Vintage2021 | natural gas peaker | FALSE | 64315 | Walmart Stores Texas, LLC | 64960 | WAL5612 | TX | Harris | GEN3 | Natural Gas Internal Combustion Engine | IC |  | S | X | X |  |  | 0.4 | 0.8 | 0.4 | 0.4 | 0.1 | N |  |  | OP | X | 10 | 2021 |  |  | N | Commercial Non-CHP | 4 | [11 empty] | N | N |  | 10M | [23 empty] | N | bar: X T to MWH SUB
Vintage2021 | natural gas peaker | FALSE | 64315 | Walmart Stores Texas, LLC | 64961 | WAL5713 | TX | Webb | GEN1 | Natural Gas Internal Combustion Engine | IC |  | S | X | X |  |  | 0.4 | 0.8 | 0.4 | 0.4 | 0.1 | N |  |  | OP | X | 8 | 2021 |  |  | N | Commercial Non-CHP | 4 | [11 empty] | N | N |  | 10M | [23 empty] | N | bar: X T to MWH SUB
Vintage2021 | natural gas peaker | FALSE | 64315 | Walmart Stores Texas, LLC | 64961 | WAL5713 | TX | Webb | GEN2 | Natural Gas Internal Combustion Engine | IC |  | S | X | X |  |  | 0.4 | 0.8 | 0.4 | 0.4 | 0.1 | N |  |  | OP | X | 8 | 2021 |  |  | N | Commercial Non-CHP | 4 | [11 empty] | N | N |  | 10M | [23 empty] | N | bar: X T to MWH SUB
Vintage2021 | natural gas peaker | FALSE | 64315 | Walmart Stores Texas, LLC | 64961 | WAL5713 | TX | Webb | GEN3 | Natural Gas Internal Combustion Engine | IC |  | S | X | X |  |  | 0.4 | 0.8 | 0.4 | 0.4 | 0.1 | N |  |  | OP | X | 8 | 2021 |  |  | N | Commercial Non-CHP | 4 | [11 empty] | N | N |  | 10M | [23 empty] | N | bar: X T to MWH SUB
Vintage2021 | natural gas peaker | FALSE | 64315 | Walmart Stores Texas, LLC | 64962 | WAL5764 | TX | Tarrant | GEN1 | Natural Gas Internal Combustion Engine | IC |  | S | X | X |  |  | 0.4 | 0.8 | 0.4 | 0.4 | 0.1 | N |  |  | OP | X | 4 | 2021 |  |  | N | Commercial Non-CHP | 4 | [11 empty] | N | N |  | 10M | [23 empty] | N | bar: X T to MWH SUB
Vintage2021 | natural gas peaker | FALSE | 64315 | Walmart Stores Texas, LLC | 64962 | WAL5764 | TX | Tarrant | GEN2 | Natural Gas Internal Combustion Engine | IC |  | S | X | X |  |  | 0.4 | 0.8 | 0.4 | 0.4 | 0.1 | N |  |  | OP | X | 4 | 2021 |  |  | N | Commercial Non-CHP | 4 | [11 empty] | N | N |  | 10M | [23 empty] | N | bar: X T to MWH SUB
Vintage2021 | natural gas peaker | FALSE | 64315 | Walmart Stores Texas, LLC | 64962 | WAL5764 | TX | Tarrant | GEN3 | Natural Gas Internal Combustion Engine | IC |  | S | X | X |  |  | 0.4 | 0.8 | 0.4 | 0.4 | 0.1 | N |  |  | OP | X | 4 | 2021 |  |  | N | Commercial Non-CHP | 4 | [11 empty] | N | N |  | 10M | [23 empty] | N | bar: X T to MWH SUB
Vintage2020 | natural gas peaker | FALSE | 64315 | Walmart Stores Texas, LLC | 64963 | WAL6929 | TX | Bell | GEN1 | Natural Gas Internal Combustion Engine | IC |  | S | X | X |  |  | 0.4 | 0.8 | 0.4 | 0.4 | 0.1 | N |  |  | OP | X | 10 | 2020 |  |  | N | Commercial Non-CHP | 4 | [11 empty] | N | N |  | 10M | [23 empty] | N | bar: X T to MWH SUB
Vintage2020 | natural gas peaker | FALSE | 64315 | Walmart Stores Texas, LLC | 64963 | WAL6929 | TX | Bell | GEN2 | Natural Gas Internal Combustion Engine | IC |  | S | X | X |  |  | 0.4 | 0.8 | 0.4 | 0.4 | 0.1 | N |  |  | OP | X | 10 | 2020 |  |  | N | Commercial Non-CHP | 4 | [11 empty] | N | N |  | 10M | [23 empty] | N | bar: X T to MWH SUB
Vintage2020 | natural gas peaker | FALSE | 64315 | Walmart Stores Texas, LLC | 64963 | WAL6929 | TX | Bell | GEN3 | Natural Gas Internal Combustion Engine | IC |  | S | X | X |  |  | 0.4 | 0.8 | 0.4 | 0.4 | 0.1 | N |  |  | OP | X | 10 | 2020 |  |  | N | Commercial Non-CHP | 4 | [11 empty] | N | N |  | 10M | [23 empty] | N | bar: X T to MWH SUB
Vintage2021 | solar pv | TRUE | 64414 | SV CSG Gardner 1 LLC | 64967 | SV Gardner 1 (Lutz) CSG | IL | Grundy | LUTZ | Solar Photovoltaic | PV |  | S | X | X |  |  | 2 |  | 2 | 2 |  | N |  |  | OP | X | 11 | 2021 |  |  | N | IPP Non-CHP | 2 | X T: X; MWH SUB: SUN
Vintage2021 | solar pv | TRUE | 60571 | AEP Onsite Partners, LLC | 64969 | Barron Solar Array | WI | Barron | BAR01 | Solar Photovoltaic | PV |  | S | X | X | WPS.WESTON3 | WPS.WESTON3 | 3 |  | 3 | 3 |  | N |  |  | OP | X | 8 | 2021 |  |  | N | IPP Non-CHP | 2 | X T: X; MWH SUB: SUN |  |  |  | N | [26 empty] | N
Vintage2021 | other | TRUE | 64417 | 59FED WHAM8 Solar, LLC | 64970 | 59 Federal Rd(CSG) | MA | Plymouth | 59FBA | Batteries | BA |  | S | X | X |  |  | 5 |  | 5 | 5 |  | N |  |  | OP | X | 11 | 2021 |  |  | N | IPP Non-CHP | 2 | X T: X; MWH SUB: MWH | [6 empty] | 10M
Vintage2021 | solar pv | TRUE | 64417 | 59FED WHAM8 Solar, LLC | 64970 | 59 Federal Rd(CSG) | MA | Plymouth | 59FPV | Solar Photovoltaic | PV |  | S | X | X |  |  | 5 |  | 5 | 5 |  | N |  |  | OP | X | 11 | 2021 |  |  | N | IPP Non-CHP | 2 | X T: X; MWH SUB: SUN
Vintage2021 | solar pv | TRUE | 64412 | Prophet Solar, LLC | 64972 | Prophet CSG | IL | Whiteside | PROPH | Solar Photovoltaic | PV |  | S | X | X |  |  | 2 |  | 2 | 2 |  | N |  |  | OP | X | 10 | 2021 |  |  | N | IPP Non-CHP | 2 | X T: X; MWH SUB: SUN
Vintage2021 | solar pv | TRUE | 64411 | Gala Solar, LLC | 64973 | Gala (CSG) | IL | Stephenson | GALA | Solar Photovoltaic | PV |  | S | X | X |  |  | 2 |  | 2 | 2 |  | N |  |  | OP | X | 12 | 2021 |  |  | N | IPP Non-CHP | 2 | X T: X; MWH SUB: SUN
Vintage2014 | solar pv | TRUE | 60025 | Greenbacker Renewable Energy Corporation | 64975 | Park St | VT | Rutland | 628 | Solar Photovoltaic | PV |  | S | X | X |  |  | 1.8 |  | 1.8 | 1.8 |  | N |  |  | OP | X | 12 | 2014 |  |  | N | IPP Non-CHP | 2 | X T: X; MWH SUB: SUN
Vintage2019 | solar pv | TRUE | 60571 | AEP Onsite Partners, LLC | 64976 | Spooner Solar Array | WI | Washburn | SPN01 | Solar Photovoltaic | PV |  | S | X | X | WPS.WESTON3 | WPS.WESTON3 | 2 |  | 2.1 | 2.1 |  | N |  |  | OP | X | 6 | 2019 |  |  | N | IPP Non-CHP | 2 | X T: X; MWH SUB: SUN |  |  |  |  | N | [25 empty] | N
Vintage2021 | solar pv | TRUE | 64426 | DG Connecticut III, LLC | 64977 | Torrington Solar One, LLC | CT | Litchfield | TORS1 | Solar Photovoltaic | PV |  | S | X | X |  |  | 2 | 1 | 2 | 2 |  | N |  |  | OP | X | 3 | 2021 |  |  | N | IPP Non-CHP | 2 | X T: X; MWH SUB: SUN | [30 empty] | N
Vintage2021 | solar pv | TRUE | 64426 | DG Connecticut III, LLC | 64978 | Bristol Solar One, LLC | CT | Hartford | BRIS1 | Solar Photovoltaic | PV |  | S | X | X |  |  | 3 |  | 3 | 3 |  | N |  |  | OP | X | 5 | 2021 |  |  | N | IPP Non-CHP | 2 | X T: X; MWH SUB: SUN | [30 empty] | N
Vintage2021 | solar pv | TRUE | 64426 | DG Connecticut III, LLC | 64979 | Watertown Solar One, LLC | CT | Litchfield | WTRS1 | Solar Photovoltaic | PV |  | S | X | X |  |  | 2 |  | 2 | 2 |  | N |  |  | OP | X | 6 | 2021 |  |  | N | IPP Non-CHP | 2 | X T: X; MWH SUB: SUN | [30 empty] | N
Vintage2006 | petroleum | FALSE | 64427 | UMass Boston | 64980 | UMass Boston | MA | Suffolk | 010G | Petroleum Liquids | IC |  | S | X | X |  |  | 0.3 | 0.8 | 0.3 | 0.3 | 0 | N |  |  | SB | N | 1 | 2006 |  |  | N | Commercial Non-CHP | 4 | X T: X; MWH SUB: DFO | [6 empty] | 10M | [23 empty] | N
Vintage1972 | petroleum | FALSE | 64427 | UMass Boston | 64980 | UMass Boston | MA | Suffolk | 020G | Petroleum Liquids | IC |  | S | X | X |  |  | 0.4 | 0.8 | 0.4 | 0.4 | 0 | N |  |  | SB | N | 1 | 1972 |  |  | N | Commercial Non-CHP | 4 | X T: X; MWH SUB: DFO | [6 empty] | 10M | [23 empty] | N
Vintage2014 | petroleum | FALSE | 64427 | UMass Boston | 64980 | UMass Boston | MA | Suffolk | 030G | Petroleum Liquids | IC |  | S | X | X |  |  | 0.5 | 0.8 | 0.5 | 0.5 | 0 | N |  |  | SB | N | 1 | 2014 |  |  | N | Commercial Non-CHP | 4 | X T: X; MWH SUB: DFO | [6 empty] | 10M | [23 empty] | N
Vintage2001 | petroleum | FALSE | 64427 | UMass Boston | 64980 | UMass Boston | MA | Suffolk | 050G | Petroleum Liquids | IC |  | S | X | X |  |  | 0.8 | 0.8 | 0.8 | 0.8 | 0.1 | N |  |  | SB | N | 1 | 2001 |  |  | N | Commercial Non-CHP | 4 | X T: X; MWH SUB: DFO | [6 empty] | 10M | [23 empty] | N
Vintage2012 | petroleum | FALSE | 64427 | UMass Boston | 64980 | UMass Boston | MA | Suffolk | 060G | Petroleum Liquids | IC |  | S | X | X |  |  | 1.6 | 0.8 | 1.6 | 1.6 | 0.2 | N |  |  | SB | N | 1 | 2012 |  |  | N | Commercial Non-CHP | 4 | X T: X; MWH SUB: DFO | [6 empty] | 10M | [23 empty] | N
Vintage1972 | petroleum | FALSE | 64427 | UMass Boston | 64980 | UMass Boston | MA | Suffolk | 080D1 | Petroleum Liquids | IC |  | S | X | X |  |  | 0.3 | 0.8 | 0.3 | 0.3 | 0 | N |  |  | SB | N | 1 | 1972 |  |  | N | Commercial Non-CHP | 4 | X T: X; MWH SUB: DFO | [6 empty] | 10M | [23 empty] | N
Vintage1972 | petroleum | FALSE | 64427 | UMass Boston | 64980 | UMass Boston | MA | Suffolk | 080D2 | Petroleum Liquids | IC |  | S | X | X |  |  | 0.5 | 0.8 | 0.5 | 0.5 | 0.1 | N |  |  | SB | N | 1 | 1972 |  |  | N | Commercial Non-CHP | 4 | X T: X; MWH SUB: DFO | [6 empty] | 10M | [23 empty] | N
Vintage1972 | petroleum | FALSE | 64427 | UMass Boston | 64980 | UMass Boston | MA | Suffolk | 080G | Petroleum Liquids | IC |  | S | X | X |  |  | 0.4 | 0.8 | 0.4 | 0.4 | 0 | N |  |  | SB | N | 1 | 1972 |  |  | N | Commercial Non-CHP | 4 | X T: X; MWH SUB: DFO | [6 empty] | 10M | [23 empty] | N
Vintage1972 | petroleum | FALSE | 64427 | UMass Boston | 64980 | UMass Boston | MA | Suffolk | 090G | Petroleum Liquids | IC |  | S | X | X |  |  | 0.6 | 0.8 | 0.6 | 0.6 | 0.1 | N |  |  | SB | N | 1 | 1972 |  |  | N | Commercial Non-CHP | 4 | X T: X; MWH SUB: DFO | [6 empty] | 10M | [23 empty] | N
Vintage1972 | petroleum | FALSE | 64427 | UMass Boston | 64980 | UMass Boston | MA | Suffolk | 110G | Petroleum Liquids | IC |  | S | X | X |  |  | 0.2 | 0.8 | 0.2 | 0.2 | 0 | N |  |  | SB | N | 1 | 1972 |  |  | N | Commercial Non-CHP | 4 | X T: X; MWH SUB: DFO | [6 empty] | 10M | [23 empty] | N
Vintage1972 | petroleum | FALSE | 64427 | UMass Boston | 64980 | UMass Boston | MA | Suffolk | 120G | Petroleum Liquids | IC |  | S | X | X |  |  | 0.2 | 0.8 | 0.2 | 0.2 | 0 | N |  |  | SB | N | 1 | 1972 |  |  | N | Commercial Non-CHP | 4 | X T: X; MWH SUB: DFO | [6 empty] | 10M | [23 empty] | N
Vintage2001 | petroleum | FALSE | 64427 | UMass Boston | 64980 | UMass Boston | MA | Suffolk | 160G | Petroleum Liquids | IC |  | S | X | X |  |  | 0.1 | 0.8 | 0.1 | 0.1 | 0 | N |  |  | SB | N | 1 | 2001 |  |  | N | Commercial Non-CHP | 4 | X T: X; MWH SUB: DFO | [6 empty] | 10M | [23 empty] | N
Vintage1999 | petroleum | FALSE | 64427 | UMass Boston | 64980 | UMass Boston | MA | Suffolk | 200G | Petroleum Liquids | IC |  | S | X | X |  |  | 0.1 | 0.8 | 0.1 | 0.1 | 0 | N |  |  | SB | N | 1 | 1999 |  |  | N | Commercial Non-CHP | 4 | X T: X; MWH SUB: DFO | [6 empty] | 10M | [23 empty] | N
Vintage2021 | other | FALSE | 64427 | UMass Boston | 64980 | UMass Boston | MA | Suffolk | BATT1 | Batteries | BA |  | W | X | X |  |  | 0.5 |  | 0.5 | 0.5 | 0.1 | N |  |  | OP | X | 1 | 2021 |  |  | N | Commercial Non-CHP | 4 | X T: X; MWH SUB: MWH | [6 empty] | 10M
Vintage2017 | petroleum | FALSE | 64427 | UMass Boston | 64980 | UMass Boston | MA | Suffolk | RHG | Petroleum Liquids | IC |  | S | X | X |  |  | 0.5 | 0.8 | 0.5 | 0.5 | 0.1 | N |  |  | SB | N | 1 | 2017 |  |  | N | Commercial Non-CHP | 4 | X T: X; MWH SUB: DFO | [6 empty] | 10M | [23 empty] | N
Vintage2021 | solar pv | FALSE | 64427 | UMass Boston | 64980 | UMass Boston | MA | Suffolk | SOL1 | Solar Photovoltaic | PV |  | W | X | X |  |  | 0.2 |  | 0.2 | 0.2 |  | N |  |  | OP | X | 1 | 2021 |  |  | N | Commercial Non-CHP | 4 | X T: X; MWH SUB: SUN | [6 empty] | 10M
Vintage2021 | solar pv | FALSE | 64427 | UMass Boston | 64980 | UMass Boston | MA | Suffolk | SOL2 | Solar Photovoltaic | PV |  | W | X | X |  |  | 0.5 |  | 0.5 | 0.5 |  | N |  |  | OP | X | 1 | 2021 |  |  | N | Commercial Non-CHP | 4 | X T: X; MWH SUB: SUN | [6 empty] | 10M
Vintage2018 | petroleum | FALSE | 64427 | UMass Boston | 64980 | UMass Boston | MA | Suffolk | WG | Petroleum Liquids | IC |  | S | X | X |  |  | 0.4 | 0.8 | 0.4 | 0.4 | 0 | N |  |  | SB | N | 1 | 2018 |  |  | N | Commercial Non-CHP | 4 | X T: X; MWH SUB: DFO | [6 empty] | 10M | [23 empty] | N
Vintage2010 | petroleum | FALSE | 64429 | North Wales Diesel | 64983 | North Wales Diesel | PA | Montgomery | GEN1 | Petroleum Liquids | IC |  | S | X | X | PECO | PECO | 1.8 | 0.8 | 1.5 | 1.5 | 0.8 | N |  |  | SB | Y | 5 | 2010 |  |  | N | Commercial Non-CHP | 4 | X T: X; MWH SUB: DFO |  |  |  | N | N |  | 1H | [23 empty] | N | N
Vintage2010 | petroleum | FALSE | 64429 | North Wales Diesel | 64983 | North Wales Diesel | PA | Montgomery | GEN2 | Petroleum Liquids | IC |  | S | X | X | PECO | PECO | 1.8 | 0.8 | 1.5 | 1.5 | 0.8 | N |  |  | SB | Y | 5 | 2010 |  |  | N | Commercial Non-CHP | 4 | X T: X; MWH SUB: DFO |  |  |  | N | N |  | 1H | [23 empty] | N | N
Vintage2010 | petroleum | FALSE | 64429 | North Wales Diesel | 64983 | North Wales Diesel | PA | Montgomery | GEN3 | Petroleum Liquids | IC |  | S | X | X | PECO | PECO | 1.8 | 0.8 | 1.5 | 1.5 | 0.8 | N |  |  | SB | Y | 5 | 2010 |  |  | N | Commercial Non-CHP | 4 | X T: X; MWH SUB: DFO |  |  |  | N | N |  | 1H | [23 empty] | N | N
Vintage2010 | petroleum | FALSE | 64429 | North Wales Diesel | 64983 | North Wales Diesel | PA | Montgomery | GEN4 | Petroleum Liquids | IC |  | S | X | X | PECO | PECO | 1.8 | 0.8 | 1.5 | 1.5 | 0.8 | N |  |  | SB | Y | 5 | 2010 |  |  | N | Commercial Non-CHP | 4 | X T: X; MWH SUB: DFO |  |  |  | N | N |  | 1H | [23 empty] | N | N
Vintage2021 | solar pv | TRUE | 62915 | Madison Energy Holdings LLC | 64990 | Medin CSG | MN | Chisago | MED1 | Solar Photovoltaic | PV |  | S | X | X |  |  | 1 | 0.98 | 1 | 1 | 1 | N |  |  | OP | X | 12 | 2021 |  |  | N | IPP Non-CHP | 2 | X T: X; MWH SUB: SUN | [30 empty] | N
Vintage2021 | solar pv | TRUE | 62915 | Madison Energy Holdings LLC | 64991 | Johnson CSG 1 | MN | Chisago | JOHN | Solar Photovoltaic | PV |  | S | X | X |  |  | 1 | 0.98 | 1 | 1 | 1 | N |  |  | OP | X | 12 | 2021 |  |  | N | IPP Non-CHP | 2 | X T: X; MWH SUB: SUN |  |  |  | N | N | 0 | [24 empty] | N
Vintage2021 | solar pv | TRUE | 62915 | Madison Energy Holdings LLC | 64992 | Cornillie Solar CSG | MN | Chisago | CORN1 | Solar Photovoltaic | PV |  | S | X | X |  |  | 1 | 0.98 | 1 | 1 | 1 | N |  |  | OP | X | 12 | 2021 |  |  | N | IPP Non-CHP | 2 | X T: X; MWH SUB: SUN |  |  |  | N | N | 0 | [24 empty] | N
Vintage2020 | solar pv | FALSE | 64746 | KP Sacramento Point West Medical Offices Solar, LLC | 64994 | Sacramento Point West Medical Offices | CA | Sacramento | 6115 | Solar Photovoltaic | PV |  | J | X | X |  |  | 1.3 |  | 1.2 | 0.8 |  | N |  |  | OP | X | 11 | 2020 |  |  | N | Commercial Non-CHP | 4 | X T: X; MWH SUB: SUN |  |  |  | N |  |  | 10M
Vintage2020 | solar pv | TRUE | 60531 | Standard Solar | 65002 | SSI West Riverside Landfill LLC | CA | Riverside | WERL | Solar Photovoltaic | PV |  | S | X | X |  |  | 2.5 |  | 2.5 | 2.5 |  | N |  |  | OP | X | 11 | 2020 |  |  | N | IPP Non-CHP | 2 | X T: X; MWH SUB: SUN |  |  |  | N
Vintage2021 | solar pv | TRUE | 64440 | ESIL-AL-Melrose, LLC | 65005 | Albertsons at Melrose Park | IL | Cook | PV1 | Solar Photovoltaic | PV |  | S | X | X |  |  | 1.9 | 1 | 1.9 | 1.9 |  | N |  |  | OP | X | 10 | 2021 |  |  | N | IPP Non-CHP | 2 | X T: X; MWH SUB: SUN
Vintage2020 | solar pv | TRUE | 63505 | DG Illinois Solar, LLC | 65013 | Marengo Solar | IL | McHenry | MARIL | Solar Photovoltaic | PV |  | S | X | X |  |  | 2 | 1 | 2 | 2 |  | N |  |  | OP | X | 12 | 2020 |  |  | N | IPP Non-CHP | 2 | X T: X; MWH SUB: SUN |  |  |  | N | N | [25 empty] | N
Vintage2020 | solar pv | TRUE | 64448 | Gardy's Mill Solar, LLC | 65016 | Gardy's Mill Solar | VA | Westmoreland | GMS | Solar Photovoltaic | PV |  | S | X | X |  |  | 14 |  | 14 | 14 |  | N |  |  | OP | X | 12 | 2020 |  |  | N | IPP Non-CHP | 2 | X T: X; MWH SUB: SUN |  |  |  | N | N |  | 10M | [23 empty] | N
Vintage2021 | solar pv | TRUE | 64447 | Briel Solar Farm, LLC | 65022 | Briel Solar Farm | VA | Henrico | BMS | Solar Photovoltaic | PV |  | S | X | X |  |  | 20 |  | 20 | 20 |  | N |  |  | OP | X | 8 | 2021 |  |  | N | IPP Non-CHP | 2 | X T: X; MWH SUB: SUN |  |  |  | N | N |  | 10M | [23 empty] | N
Vintage2016 | natural gas peaker | TRUE | 64449 | Texas Microgrid, LLC | 65026 | HEB00292 | TX | Matagorda | H2921 | Natural Gas Internal Combustion Engine | IC |  | S | X | X |  |  | 0.4 | 0.8 | 0.4 | 0.4 | 0 | N |  |  | OP | X | 12 | 2016 |  |  | N | IPP Non-CHP | 2 | [14 empty] | 10M | [23 empty] | N | bar: X T to MWH SUB
Vintage2016 | natural gas peaker | TRUE | 64449 | Texas Microgrid, LLC | 65026 | HEB00292 | TX | Matagorda | H2922 | Natural Gas Internal Combustion Engine | IC |  | S | X | X |  |  | 0.4 | 0.8 | 0.4 | 0.4 | 0 | N |  |  | OP | X | 12 | 2016 |  |  | N | IPP Non-CHP | 2 | [14 empty] | 10M | [23 empty] | N | bar: X T to MWH SUB
Vintage2016 | natural gas peaker | TRUE | 64449 | Texas Microgrid, LLC | 65026 | HEB00292 | TX | Matagorda | H2923 | Natural Gas Internal Combustion Engine | IC |  | S | X | X |  |  | 0.4 | 0.8 | 0.4 | 0.4 | 0 | N |  |  | OP | X | 12 | 2016 |  |  | N | IPP Non-CHP | 2 | [14 empty] | 10M | [23 empty] | N | bar: X T to MWH SUB
Vintage2021 | other | TRUE | 4254 | Consumers Energy Co | 65029 | Bissell Solar and Battery Generator | MI | Kent | BISBP | Batteries | BA |  | S | X | X |  |  | 0.3 |  | 0.3 | 0.3 | 0.3 | N |  |  | OP | X | 10 | 2021 |  |  | N | Electric Utility | 1 | X T: X; MWH SUB: MWH |  |  |  | N |  | 0 | 10M
Vintage2021 | solar pv | TRUE | 4254 | Consumers Energy Co | 65029 | Bissell Solar and Battery Generator | MI | Kent | BISSP | Solar Photovoltaic | PV |  | S | X | X |  |  | 0.8 |  | 0.8 | 0.8 |  | N |  |  | OP | X | 9 | 2021 |  |  | N | Electric Utility | 1 | X T: X; MWH SUB: SUN |  |  |  | N | N | 0 | 10M | [23 empty] | N
Vintage1990 | hydro | TRUE | 64456 | Orange Cove Irrigation District | 65033 | Kings River Syphon | CA | Fresno | UNIT1 | Conventional Hydroelectric | HY | 1 | S | X | X | TVYVLLY_6_N001 | TVYVLLY_6_N001 | 0.3 | 0.81 | 0.2 | 0.2 | 0 | N |  |  | SB | Y | 9 | 1990 |  |  | N | IPP Non-CHP | 2 | X T: X; MWH SUB: WAT |  |  |  | N | N |  | 1H | [20 empty] | N |  |  | N
Vintage1990 | hydro | TRUE | 64456 | Orange Cove Irrigation District | 65033 | Kings River Syphon | CA | Fresno | UNIT2 | Conventional Hydroelectric | HY | 2 | S | X | X | TVYVLLY_6_N001 | TVYVLLY_6_N001 | 0.3 | 0.81 | 0.2 | 0.2 | 0 | N |  |  | SB | Y | 9 | 1990 |  |  | N | IPP Non-CHP | 2 | X T: X; MWH SUB: WAT |  |  |  | N | N |  | 1H | [20 empty] | N |  |  | N
Vintage1990 | hydro | TRUE | 64456 | Orange Cove Irrigation District | 65033 | Kings River Syphon | CA | Fresno | UNIT3 | Conventional Hydroelectric | HY | 3 | S | X | X | TVYVLLY_6_N001 | TVYVLLY_6_N001 | 0.3 | 0.81 | 0.2 | 0.2 | 0 | N |  |  | SB | Y | 9 | 1990 |  |  | N | IPP Non-CHP | 2 | X T: X; MWH SUB: WAT |  |  |  | N | N |  | 1H | [20 empty] | N |  |  | N
Vintage1990 | hydro | TRUE | 64456 | Orange Cove Irrigation District | 65033 | Kings River Syphon | CA | Fresno | UNIT4 | Conventional Hydroelectric | HY | 4 | S | X | X | TVYVLLY_6_N001 | TVYVLLY_6_N001 | 0.4 | 0.82 | 0.2 | 0.2 | 0 | N |  |  | SB | Y | 9 | 1990 |  |  | N | IPP Non-CHP | 2 | X T: X; MWH SUB: WAT |  |  |  | N | N | 0 | 1H | [23 empty] | N
Vintage2021 | solar pv | TRUE | 6452 | Florida Power & Light Co | 65036 | Cotton Creek Solar Energy Center | FL | Escambia | 1 | Solar Photovoltaic | PV |  | S | X | X |  |  | 74.5 |  | 74.5 | 74.5 |  | N |  |  | OP | X | 12 | 2021 |  |  | N | Electric Utility | 1 | X T: X; MWH SUB: SUN
Vintage2021 | onshore wind | TRUE | 64468 | Hubbard Wind LLC | 65048 | Hubbard Wind | TX | Limestone | HW001 | Onshore Wind Turbine | WT |  | S | X | X |  |  | 300 |  | 300 | 300 | 30 | N |  |  | OP | X | 11 | 2021 |  |  | N | IPP Non-CHP | 2 | X T: X; MWH SUB: WND | [5 empty] | 108
Vintage2021 | other | TRUE | 64470 | 71CFR WHAM8 Solar, LLC | 65054 | 71 Charlotte Furnace Rd Hybrid(CSG) | MA | Plymouth | 71CBA | Batteries | BA |  | S | X | X |  |  | 1 |  | 1 | 1 |  | N |  |  | OP | X | 12 | 2021 |  |  | N | IPP Non-CHP | 2 | X T: X; MWH SUB: MWH | [6 empty] | 10M
Vintage2021 | solar pv | TRUE | 64470 | 71CFR WHAM8 Solar, LLC | 65054 | 71 Charlotte Furnace Rd Hybrid(CSG) | MA | Plymouth | 71CPV | Solar Photovoltaic | PV |  | S | X | X |  |  | 1 |  | 1 | 1 |  | N |  |  | OP | X | 12 | 2021 |  |  | N | IPP Non-CHP | 2 | X T: X; MWH SUB: SUN
Vintage2021 | other | TRUE | 64471 | 77F2M WHAM8 Solar, LLC | 65055 | 77 Farm to Market Rd Hybrid(CSG) | MA | Plymouth | 77FBA | Batteries | BA |  | S | X | X |  |  | 2.2 |  | 2.2 | 2.2 |  | N |  |  | OP | X | 12 | 2021 |  |  | N | IPP Non-CHP | 2 | X T: X; MWH SUB: MWH | [6 empty] | 10M
Vintage2021 | solar pv | TRUE | 64471 | 77F2M WHAM8 Solar, LLC | 65055 | 77 Farm to Market Rd Hybrid(CSG) | MA | Plymouth | 77FPV | Solar Photovoltaic | PV |  | S | X | X |  |  | 5 |  | 5 | 5 |  | N |  |  | OP | X | 12 | 2021 |  |  | N | IPP Non-CHP | 2 | X T: X; MWH SUB: SUN
Vintage2021 | other | TRUE | 64472 | 160TIH WHAM8 Solar, LLC | 65056 | 160 Tihonet Rd Hybrid(CSG) | MA | Plymouth | 160BA | Batteries | BA |  | S | X | X |  |  | 3.3 |  | 3.3 | 3.3 |  | N |  |  | OP | X | 12 | 2021 |  |  | N | IPP Non-CHP | 2 | X T: X; MWH SUB: MWH | [6 empty] | 10M
Vintage2021 | solar pv | TRUE | 64472 | 160TIH WHAM8 Solar, LLC | 65056 | 160 Tihonet Rd Hybrid(CSG) | MA | Plymouth | 160PV | Solar Photovoltaic | PV |  | S | X | X |  |  | 5 |  | 5 | 5 |  | N |  |  | OP | X | 12 | 2021 |  |  | N | IPP Non-CHP | 2 | X T: X; MWH SUB: SUN
Vintage2021 | other | TRUE | 64473 | 299F2M WHAM8 Solar, LLC | 65057 | 299 Farm to Market Rd Hybrid(CSG) | MA | Plymouth | 299BA | Batteries | BA |  | S | X | X |  |  | 2.3 |  | 2.3 | 2.3 |  | N |  |  | OP | X | 12 | 2021 |  |  | N | IPP Non-CHP | 2 | X T: X; MWH SUB: MWH | [6 empty] | 10M
Vintage2021 | solar pv | TRUE | 64473 | 299F2M WHAM8 Solar, LLC | 65057 | 299 Farm to Market Rd Hybrid(CSG) | MA | Plymouth | 299PV | Solar Photovoltaic | PV |  | S | X | X |  |  | 3 |  | 3 | 3 |  | N |  |  | OP | X | 12 | 2021 |  |  | N | IPP Non-CHP | 2 | X T: X; MWH SUB: SUN
Vintage2021 | onshore wind | TRUE | 64461 | Niyol Wind, LLC | 65059 | Niyol Wind, LLC | CO | Logan | WNIYO | Onshore Wind Turbine | WT |  | S | X | X |  |  | 205.6 | 0.9 | 205 | 205 | 0 | N |  |  | OP | X | 11 | 2021 |  |  | N | IPP Non-CHP | 2 | X T: X; MWH SUB: WND | [5 empty] | 74 | [24 empty] | N
Vintage2015 | solar pv | TRUE | 59254 | NuGen Capital Management | 65083 | Halifax Solar | MA | Plymouth | PV1 | Solar Photovoltaic | PV |  | S | X | X |  |  | 2.5 |  | 2.5 | 2.5 |  | N |  |  | OP | X | 8 | 2015 |  |  | N | IPP Non-CHP | 2 | X T: X; MWH SUB: SUN
Vintage2021 | solar pv | TRUE | 64487 | Coolangatta Solar LLC | 65084 | Pitkin County Solar | CO | Pitkin | PTKN | Solar Photovoltaic | PV |  | W | X | X |  |  | 5 | 0.85 | 5 | 5 |  | N |  |  | OP | X | 10 | 2021 |  |  | N | IPP Non-CHP | 2 | X T: X; MWH SUB: SUN |  |  |  | N | N | [22 empty] | N |  |  | N
Vintage2018 | solar pv | TRUE | 59254 | NuGen Capital Management | 65085 | 580 River Solar | MA | Worcester | PV1 | Solar Photovoltaic | PV |  | S | X | X |  |  | 3.1 |  | 3.1 | 3.1 |  | N |  |  | OP | X | 9 | 2018 |  |  | N | IPP Non-CHP | 2 | X T: X; MWH SUB: SUN
Vintage2021 | solar pv | TRUE | 60025 | Greenbacker Renewable Energy Corporation | 65087 | Shamrock Solar LLC | WI | Jackson | 554 | Solar Photovoltaic | PV |  | S | X | X |  |  | 3 |  | 3 | 3 |  | N |  |  | OP | X | 12 | 2021 |  |  | N | IPP Non-CHP | 2 | X T: X; MWH SUB: SUN
Vintage2021 | solar pv | TRUE | 60025 | Greenbacker Renewable Energy Corporation | 65088 | Stromland Solar | WI | Buffalo | 510 | Solar Photovoltaic | PV |  | S | X | X |  |  | 3 |  | 3 | 3 |  | N |  |  | OP | X | 12 | 2021 |  |  | N | IPP Non-CHP | 2 | X T: X; MWH SUB: SUN
Vintage2021 | solar pv | TRUE | 64485 | Ameresco San Joaquin Solar LLC | 65089 | Foothill Sanitary Landfill - Solar Array | CA | San Joaquin | 05452 | Solar Photovoltaic | PV | 1 | S | X | X |  |  | 3.6 |  | 3.5 | 2.4 |  | N |  |  | OP | X | 1 | 2021 |  |  | N | IPP Non-CHP | 2 | X T: X; MWH SUB: SUN |  |  |  | N | N |  | 10M
Vintage2015 | solar pv | TRUE | 60025 | Greenbacker Renewable Energy Corporation | 65092 | 115 G Fisher | MA | Plymouth | 634 | Solar Photovoltaic | PV |  | S | X | X |  |  | 1 | 1 | 1 | 1 |  | N |  |  | OP | X | 10 | 2015 |  |  | N | IPP Non-CHP | 2 | X T: X; MWH SUB: SUN
Vintage2015 | solar pv | TRUE | 60025 | Greenbacker Renewable Energy Corporation | 65093 | 154 D Fisher | MA | Plymouth | 633 | Solar Photovoltaic | PV |  | S | X | X |  |  | 1 | 1 | 1 | 1 |  | N |  |  | OP | X | 12 | 2015 |  |  | N | IPP Non-CHP | 2 | X T: X; MWH SUB: SUN
Vintage2021 | solar pv | TRUE | 60025 | Greenbacker Renewable Energy Corporation | 65094 | Jackson Legler Solar 1 LLC | NJ | Ocean | 314 | Solar Photovoltaic | PV |  | S | X | X |  |  | 2.9 |  | 2.9 | 2.9 |  | N |  |  | OP | X | 12 | 2021 |  |  | N | IPP Non-CHP | 2 | X T: X; MWH SUB: SUN
Vintage2021 | solar pv | TRUE | 60025 | Greenbacker Renewable Energy Corporation | 65095 | Mt Arlington Solar 1 LLC | NJ | Morris | 196 | Solar Photovoltaic | PV |  | S | X | X |  |  | 1.6 |  | 1.6 | 1.6 |  | N |  |  | OP | X | 12 | 2021 |  |  | N | IPP Non-CHP | 2 | X T: X; MWH SUB: SUN
Vintage2020 | other | TRUE | 64486 | DG Nebraska Energy Storage, LLC | 65098 | South Sioux City Energy Storage | NE | Dakota | SSCES | Batteries | BA |  | S | X | X |  |  | 1.5 |  | 1.5 | 1.5 | 0.5 | N |  |  | OP | X | 12 | 2020 |  |  | N | IPP Non-CHP | 2 | X T: X; MWH SUB: MWH | [6 empty] | 10M
Vintage2021 | solar pv | TRUE | 64502 | Ridgeback Solar, LLC | 65110 | Ridgeback | NC | Randolph | RID | Solar Photovoltaic | PV |  | S | X | X |  |  | 2 |  | 2 | 2 |  | N |  |  | OP | X | 12 | 2021 |  |  | N | IPP Non-CHP | 2 | X T: X; MWH SUB: SUN
Vintage2021 | solar pv | TRUE | 64501 | Thunderhead Solar, LLC | 65111 | Thunderhead | NC | Randolph | THU | Solar Photovoltaic | PV |  | S | X | X |  |  | 2.6 |  | 2.6 | 2.6 |  | N |  |  | OP | X | 12 | 2021 |  |  | N | IPP Non-CHP | 2 | X T: X; MWH SUB: SUN
Vintage2021 | other | TRUE | 64420 | 196TRE WHAM8 Solar, LLC | 65114 | 196 Tremont St(CSG) | MA | Plymouth | 196BA | Batteries | BA |  | S | X | X |  |  | 1.5 |  | 1.5 | 1.5 |  | N |  |  | OP | X | 11 | 2021 |  |  | N | IPP Non-CHP | 2 | X T: X; MWH SUB: MWH | [6 empty] | 10M
Vintage2021 | solar pv | TRUE | 64420 | 196TRE WHAM8 Solar, LLC | 65114 | 196 Tremont St(CSG) | MA | Plymouth | 196PV | Solar Photovoltaic | PV |  | S | X | X |  |  | 1.5 |  | 1.5 | 1.5 |  | N |  |  | OP | X | 11 | 2021 |  |  | N | IPP Non-CHP | 2 | X T: X; MWH SUB: SUN
Vintage2021 | solar pv | TRUE | 61944 | Goldman Sachs Renewable Power LLC | 65122 | NY8 - Branscomb Solar | NY | Rensselaer | GEN1 | Solar Photovoltaic | PV |  | S | X | X |  |  | 20 | 1 | 20 | 20 |  | N |  |  | OP | X | 12 | 2021 |  |  | N | IPP Non-CHP | 2 | X T: X; MWH SUB: SUN | [30 empty] | N
Vintage2021 | solar pv | TRUE | 61012 | AES Distributed Energy | 65127 | AES Belleville Solar LLC | IL | St Clair | BELL | Solar Photovoltaic | PV |  | S | X | X |  |  | 9.9 |  | 9.9 | 9.9 |  | N |  |  | OP | X | 9 | 2021 |  |  | N | IPP Non-CHP | 2 | X T: X; MWH SUB: SUN
Vintage2021 | onshore wind | TRUE | 49893 | Invenergy Services LLC | 65129 | Jayhawk Wind Energy Center | KS | Crawford | 65010 | Onshore Wind Turbine | WT |  | J | X | X |  |  | 197.4 |  | 197.4 | 197.4 | 0 | N |  |  | OP | X | 12 | 2021 |  |  | N | IPP Non-CHP | 2 | X T: X; MWH SUB: WND | [5 empty] | 70
Vintage2021 | solar pv | TRUE | 60947 | Tesla Inc. | 65130 | City of Bowie | MD | Prince Georges | PV1 | Solar Photovoltaic | PV |  | W | X | X |  |  | 2 |  | 2 | 2 |  | N |  |  | OP | X | 6 | 2021 |  |  | N | IPP Non-CHP | 2 | X T: X; MWH SUB: SUN
Vintage2016 | solar pv | TRUE | 60947 | Tesla Inc. | 65131 | Fremont - Kato Rd | CA | Alameda | PV1 | Solar Photovoltaic | PV |  | S | X | X |  |  | 0.5 |  | 0.5 | 0.5 |  | N |  |  | OP | X | 12 | 2016 |  |  | N | IPP Non-CHP | 2 | X T: X; MWH SUB: SUN
Vintage2017 | solar pv | TRUE | 60947 | Tesla Inc. | 65131 | Fremont - Kato Rd | CA | Alameda | PV2 | Solar Photovoltaic | PV |  | S | X | X |  |  | 0.9 |  | 0.9 | 0.9 |  | N |  |  | OP | X | 12 | 2017 |  |  | N | IPP Non-CHP | 2 | X T: X; MWH SUB: SUN
Vintage2021 | solar pv | TRUE | 64516 | Azimuth 180 Solar Electric, LLC | 65133 | Benning Road | DC | District of Columbia | BENRD | Solar Photovoltaic | PV |  | S | X | X |  |  | 0.8 |  | 0.8 | 0.8 |  | N |  |  | OP | X | 10 | 2021 |  |  | N | IPP Non-CHP | 2 | X T: X; MWH SUB: SUN
Vintage2016 | onshore wind | TRUE | 57480 | Heritage Garden Wind Farm I LLC | 65143 | Big Turtle Wind Farm 2 | MI | Huron | BTWF2 | Onshore Wind Turbine | WT |  | S | X | X |  |  | 29.4 |  | 29.4 | 29.4 | 0.4 | N |  |  | OP | X | 10 | 2016 |  |  | N | IPP Non-CHP | 2 | X T: X; MWH SUB: WND |  |  |  | N |  | 14
Vintage2021 | solar pv | TRUE | 58135 | Ecos Energy LLC | 65152 | Clinton Solar | CT | New London | CLINT | Solar Photovoltaic | PV |  | S | X | X | 4004 | 4004 | 1 | 0.99 | 1 | 1 |  | N |  |  | OP | X | 5 | 2021 |  |  | N | IPP Non-CHP | 2 | X T: X; MWH SUB: SUN
Vintage2021 | solar pv | TRUE | 59213 | Maas Energy Works | 65168 | Five H Farms Solar Array | CA | Merced | FHF | Solar Photovoltaic | PV |  | S | X | X |  |  | 1 | 0.86 | 1.1 | 1.1 |  | N |  |  | OP | X | 4 | 2021 |  |  | N | IPP Non-CHP | 2 | X T: X; MWH SUB: SUN
Vintage2021 | solar pv | FALSE | 59213 | Maas Energy Works | 65169 | Van der Kooi Dairy Solary Array | CA | Fresno | VDK | Solar Photovoltaic | PV |  | S | X | X |  |  | 1 | 0.86 | 1.5 | 1.5 |  | N |  |  | OP | X | 4 | 2021 |  |  | N | Industrial Non-CHP | 6 | X T: X; MWH SUB: SUN |  |  |  | N | N |  | 12H | [20 empty] | N |  |  | N
Vintage2021 | other | TRUE | 64534 | Cranberry Highway Solar, LLC | 65174 | Cranberry Highway Solar LLC | MA | Plymouth | BA1 | Batteries | BA |  | S | X | X |  |  | 2 |  | 2 | 2 | 0 | N |  |  | OP | X | 3 | 2021 |  |  | N | IPP Non-CHP | 2 | X T: X; MWH SUB: MWH |  |  |  | N | N |  | 10M | [23 empty] | N
Vintage2021 | solar pv | TRUE | 64534 | Cranberry Highway Solar, LLC | 65174 | Cranberry Highway Solar LLC | MA | Plymouth | PV1 | Solar Photovoltaic | PV |  | S | X | X |  |  | 2.2 |  | 2.2 | 2.2 | 0 | N |  |  | OP | X | 5 | 2021 |  |  | N | IPP Non-CHP | 2 | X T: X; MWH SUB: SUN | [30 empty] | N
Vintage2021 | solar pv | TRUE | 64535 | ENGIE 2019 ProjectCo MA-1, LLC | 65175 | ENGIE 2019 ProjectCo-MA1, LLC | MA | Hampden | PV1 | Solar Photovoltaic | PV |  | S | X | X |  |  | 4.5 |  | 5 | 5 |  | N |  |  | OP | X | 3 | 2021 |  |  | N | IPP Non-CHP | 2 | X T: X; MWH SUB: SUN |  |  |  | N | N | [25 empty] | N
Vintage2021 | solar pv | FALSE | 64538 | Donaghy Sales Inc. | 65177 | Donaghy-Stockton | CA | San Joaquin | DSPV1 | Solar Photovoltaic | PV |  | S | X | X |  |  | 1.1 |  | 1.1 | 0.7 |  | N |  |  | OP | X | 10 | 2021 |  |  | N | Commercial Non-CHP | 4 | X T: X; MWH SUB: SUN
Vintage2021 | solar pv | TRUE | 60531 | Standard Solar | 65178 | Mtn. Solar 4 (CSG) | CO | Jefferson | MTNS4 | Solar Photovoltaic | PV |  | S | X | X |  |  | 1.5 |  | 1.5 | 1.5 |  | N |  |  | OP | X | 11 | 2021 |  |  | N | IPP Non-CHP | 2 | X T: X; MWH SUB: SUN
Vintage2020 | solar pv | TRUE | 60025 | Greenbacker Renewable Energy Corporation | 65183 | Norton LLC | MA | Bristol | 671 | Solar Photovoltaic | PV |  | S | X | X |  |  | 3.3 |  | 3.3 | 3.3 |  | N |  |  | OP | X | 9 | 2020 |  |  | N | IPP Non-CHP | 2 | X T: X; MWH SUB: SUN
Vintage2020 | solar pv | TRUE | 60025 | Greenbacker Renewable Energy Corporation | 65184 | Holliston LLC | MA | Middlesex | 674 | Solar Photovoltaic | PV |  | S | X | X |  |  | 1.5 |  | 1.5 | 1.5 |  | N |  |  | OP | X | 10 | 2020 |  |  | N | IPP Non-CHP | 2 | X T: X; MWH SUB: SUN
Vintage2011 | solar pv | TRUE | 61944 | Goldman Sachs Renewable Power LLC | 65185 | Broadway 3 - Tucson Phase I | AZ | Pima | GEN1 | Solar Photovoltaic | PV |  | S | X | X |  |  | 1 |  | 1 | 1 |  | N |  |  | OP | X | 3 | 2011 |  |  | N | IPP Non-CHP | 2 | X T: X; MWH SUB: SUN
Vintage2009 | solar pv | TRUE | 61944 | Goldman Sachs Renewable Power LLC | 65186 | Broadway 3 - UC Merced 1 | CA | Merced | GEN1 | Solar Photovoltaic | PV |  | S | X | X |  |  | 1 |  | 1 | 1 |  | N |  |  | OP | X | 10 | 2009 |  |  | N | IPP Non-CHP | 2 | X T: X; MWH SUB: SUN
Vintage2016 | solar pv | TRUE | 61944 | Goldman Sachs Renewable Power LLC | 65187 | Broadway 3 - UCSB Lot 38 | CA | Santa Barbara | GEN1 | Solar Photovoltaic | PV |  | S | X | X |  |  | 1.8 |  | 1 | 1 |  | N |  |  | OP | X | 12 | 2016 |  |  | N | IPP Non-CHP | 2 | X T: X; MWH SUB: SUN
Vintage2018 | solar pv | TRUE | 61944 | Goldman Sachs Renewable Power LLC | 65188 | Broadway 4 - Target Shafter | CA | Kern | GEN1 | Solar Photovoltaic | PV |  | S | X | X |  |  | 1.6 |  | 1.6 | 1.6 |  | N |  |  | OP | X | 9 | 2018 |  |  | N | IPP Non-CHP | 2 | X T: X; MWH SUB: SUN
Vintage2016 | other | TRUE | 56778 | Bloom Energy 2009 PPA | 65191 | University of San Diego | CA | San Diego | USD00 | Other Natural Gas | FC |  | S | X | X |  |  | 1 |  | 1 | 1 | 1 | N |  |  | OP | X | 12 | 2016 |  |  | N | IPP Non-CHP | 2 | [14 empty] | OVER | bar: X T to MWH SUB
Vintage2015 | other | TRUE | 57128 | Bloom Energy | 65192 | AT&T San Diego | CA | San Diego | ATT41 | Other Natural Gas | FC |  | S | X | X |  |  | 1 |  | 1 | 1 | 1 | N |  |  | OP | X | 3 | 2015 |  |  | N | IPP Non-CHP | 2 | [14 empty] | OVER | bar: X T to MWH SUB
Vintage2016 | other | TRUE | 56778 | Bloom Energy 2009 PPA | 65193 | CalTech - Pasadena (PPA) | CA | Los Angeles | CLT05 | Other Natural Gas | FC |  | S | X | X |  |  | 1 |  | 1 | 1 | 1 | N |  |  | OP | X | 3 | 2016 |  |  | N | IPP Non-CHP | 2 | [14 empty] | OVER | bar: X T to MWH SUB
Vintage2015 | other | TRUE | 56778 | Bloom Energy 2009 PPA | 65194 | AT&T Middletown | NJ | Monmouth | ATT39 | Other Natural Gas | FC |  | S | X | X |  |  | 2 |  | 2 | 2 | 2 | N |  |  | OP | X | 7 | 2015 |  |  | N | IPP Non-CHP | 2 | [14 empty] | OVER | bar: X T to MWH SUB
Vintage2014 | other | TRUE | 57128 | Bloom Energy | 65196 | SCC - San Jose | CA | Santa Clara | SCC02 | Other Natural Gas | FC |  | S | X | X |  |  | 1 |  | 1 | 1 | 1 | N |  |  | OP | X | 3 | 2014 |  |  | N | IPP Non-CHP | 2 | [14 empty] | OVER | bar: X T to MWH SUB
Vintage2020 | other | TRUE | 57128 | Bloom Energy | 65197 | Medtronic - New Haven 2 | CT | New Haven | MDC04 | Other Natural Gas | FC |  | S | X | X |  |  | 2.2 |  | 2.2 | 2.2 | 2.2 | N |  |  | OP | X | 10 | 2020 |  |  | N | IPP Non-CHP | 2 | [14 empty] | OVER | bar: X T to MWH SUB
Vintage2020 | other | TRUE | 57128 | Bloom Energy | 65198 | Medtronic - New Haven | CT | New Haven | MDC02 | Other Natural Gas | FC |  | S | X | X |  |  | 2.3 |  | 2.3 | 2.3 | 2.3 | N |  |  | OP | X | 10 | 2020 |  |  | N | IPP Non-CHP | 2 | [14 empty] | OVER | bar: X T to MWH SUB
Vintage2018 | other | TRUE | 57128 | Bloom Energy | 65199 | Keysight - Santa Rosa | CA | Sonoma | KST00 | Other Natural Gas | FC |  | S | X | X |  |  | 4.5 |  | 4.5 | 4.5 | 4.5 | N |  |  | OP | X | 9 | 2018 |  |  | N | IPP Non-CHP | 2 | [14 empty] | OVER | bar: X T to MWH SUB
Vintage2016 | other | TRUE | 57128 | Bloom Energy | 65200 | DirecTV - Los Angeles | CA | Los Angeles | DTV02 | Other Natural Gas | FC |  | S | X | X |  |  | 1 |  | 1 | 1 | 1 | N |  |  | OP | X | 10 | 2016 |  |  | N | IPP Non-CHP | 2 | [14 empty] | OVER | bar: X T to MWH SUB
Vintage2020 | other | TRUE | 57128 | Bloom Energy | 65201 | Certain Solar - Staten Island | NY | Richmond | CTS0A | Other Natural Gas | FC |  | S | X | X |  |  | 2 |  | 2 | 2 | 2 | N |  |  | OP | X | 9 | 2020 |  |  | N | IPP Non-CHP | 2 | [14 empty] | OVER | bar: X T to MWH SUB
Vintage2020 | other | TRUE | 57128 | Bloom Energy | 65201 | Certain Solar - Staten Island | NY | Richmond | CTS0B | Other Natural Gas | FC |  | S | X | X |  |  | 1.5 |  | 1.5 | 1.5 | 1.5 | N |  |  | OP | X | 9 | 2020 |  |  | N | IPP Non-CHP | 2 | [14 empty] | OVER | bar: X T to MWH SUB
Vintage2020 | other | TRUE | 57128 | Bloom Energy | 65201 | Certain Solar - Staten Island | NY | Richmond | CTS0C | Other Natural Gas | FC |  | S | X | X |  |  | 2 |  | 2 | 2 | 2 | N |  |  | OP | X | 9 | 2020 |  |  | N | IPP Non-CHP | 2 | [14 empty] | OVER | bar: X T to MWH SUB
Vintage2020 | other | TRUE | 57128 | Bloom Energy | 65201 | Certain Solar - Staten Island | NY | Richmond | CTS0D | Other Natural Gas | FC |  | S | X | X |  |  | 2 |  | 2 | 2 | 2 | N |  |  | OP | X | 9 | 2020 |  |  | N | IPP Non-CHP | 2 | [14 empty] | OVER | bar: X T to MWH SUB
Vintage2016 | other | TRUE | 57128 | Bloom Energy | 65202 | CalTech - Pasadena | CA | Los Angeles | CLT05 | Other Natural Gas | FC |  | S | X | X |  |  | 1 |  | 1 | 1 | 1 | N |  |  | OP | X | 3 | 2016 |  |  | N | IPP Non-CHP | 2 | [14 empty] | OVER | bar: X T to MWH SUB
Vintage2016 | other | TRUE | 57128 | Bloom Energy | 65203 | Beckton Dickenson - San Jose | CA | Santa Clara | BDB01 | Other Natural Gas | FC |  | S | X | X |  |  | 1 |  | 1 | 1 | 1 | N |  |  | OP | X | 7 | 2016 |  |  | N | IPP Non-CHP | 2 | [14 empty] | OVER | bar: X T to MWH SUB
Vintage2013 | other | TRUE | 57128 | Bloom Energy | 65204 | AT&T - Redwood City | CA | San Mateo | ATT95 | Other Natural Gas | FC |  | S | X | X |  |  | 1 |  | 1 | 1 | 1 | N |  |  | OP | X | 3 | 2013 |  |  | N | IPP Non-CHP | 2 | [14 empty] | OVER | bar: X T to MWH SUB
Vintage2013 | other | TRUE | 57128 | Bloom Energy | 65205 | AT&T - Gardena | CA | Los Angeles | ATT26 | Other Natural Gas | FC |  | S | X | X |  |  | 1 |  | 1 | 1 | 1 | N |  |  | OP | X | 6 | 2013 |  |  | N | IPP Non-CHP | 2 | [14 empty] | OVER | bar: X T to MWH SUB
Vintage2016 | other | TRUE | 57128 | Bloom Energy | 65206 | AT&T - Hawthorne | CA | Los Angeles | ATT58 | Other Natural Gas | FC |  | S | X | X |  |  | 1 |  | 1 | 1 | 1 | N |  |  | OP | X | 10 | 2016 |  |  | N | IPP Non-CHP | 2 | [14 empty] | OVER | bar: X T to MWH SUB
Vintage2016 | other | TRUE | 57128 | Bloom Energy | 65208 | AT&T - Hayward | CA | Alameda | ATA17 | Other Natural Gas | FC |  | S | X | X |  |  | 1 |  | 1 | 1 | 1 | N |  |  | OP | X | 11 | 2016 |  |  | N | IPP Non-CHP | 2 | [14 empty] | OVER | bar: X T to MWH SUB
Vintage2021 | other | TRUE | 57128 | Bloom Energy | 65209 | Equinix - Billerica | MA | Middlesex | EQX53 | Other Natural Gas | FC |  | S | X | X |  |  | 1.9 |  | 1.9 | 1.9 | 1.9 | N |  |  | OP | X | 9 | 2021 |  |  | N | IPP Non-CHP | 2 | [14 empty] | OVER | bar: X T to MWH SUB
Vintage2021 | other | TRUE | 57128 | Bloom Energy | 65210 | Enloe Medical - Chico | CA | Butte | ENL00 | Other Natural Gas | FC |  | S | X | X |  |  | 1.7 |  | 1.7 | 1.7 | 1.7 | N |  |  | OP | X | 6 | 2021 |  |  | N | IPP Non-CHP | 2 | [14 empty] | OVER | bar: X T to MWH SUB
Vintage2021 | other | TRUE | 57128 | Bloom Energy | 65211 | Comcast - Universal City | CA | Los Angeles | CMC04 | Other Natural Gas | FC |  | S | X | X |  |  | 1 |  | 1 | 1 | 1 | N |  |  | OP | X | 9 | 2021 |  |  | N | IPP Non-CHP | 2 | [14 empty] | OVER | bar: X T to MWH SUB
Vintage2021 | other | TRUE | 57128 | Bloom Energy | 65212 | Altice - Hicksville | NY | Nassau | ATC04 | Other Natural Gas | FC |  | S | X | X |  |  | 2 |  | 2 | 2 | 2 | N |  |  | OP | X | 8 | 2021 |  |  | N | IPP Non-CHP | 2 | [14 empty] | OVER | bar: X T to MWH SUB
Vintage2021 | other | TRUE | 57128 | Bloom Energy | 65213 | Altice - Parsippany | NJ | Morris | ATC03 | Other Natural Gas | FC |  | S | X | X |  |  | 2 |  | 2 | 2 | 2 | N |  |  | OP | X | 7 | 2021 |  |  | N | IPP Non-CHP | 2 | [14 empty] | OVER | bar: X T to MWH SUB
Vintage2020 | solar pv | TRUE | 60025 | Greenbacker Renewable Energy Corporation | 65216 | Woburn | MA | Middlesex | 673 | Solar Photovoltaic | PV |  | S | X | X |  |  | 1.3 |  | 1.3 | 1.3 |  | N |  |  | OP | X | 12 | 2020 |  |  | N | IPP Non-CHP | 2 | X T: X; MWH SUB: SUN
Vintage2021 | other | TRUE | 61012 | AES Distributed Energy | 65217 | South Goshen (Community Solar) | NY | Orange | BESS | Batteries | BA |  | S | X | X |  |  | 4.9 |  | 4.9 | 4.9 | 0 | N |  |  | OP | X | 9 | 2021 |  |  | N | IPP Non-CHP | 2 | X T: X; MWH SUB: MWH | [6 empty] | 1H
Vintage2021 | solar pv | TRUE | 61012 | AES Distributed Energy | 65217 | South Goshen (Community Solar) | NY | Orange | SGOSH | Solar Photovoltaic | PV |  | S | X | X |  |  | 5 |  | 5 | 5 |  | N |  |  | OP | X | 9 | 2021 |  |  | N | IPP Non-CHP | 2 | X T: X; MWH SUB: SUN
Vintage2021 | solar pv | TRUE | 60025 | Greenbacker Renewable Energy Corporation | 65227 | Ameresco Danville Solar, LLC | IL | Vermilion | 401 | Solar Photovoltaic | PV |  | S | X | X |  |  | 2 |  | 2 | 2 |  | N |  |  | OP | X | 12 | 2021 |  |  | N | IPP Non-CHP | 2 | X T: X; MWH SUB: SUN
Vintage2021 | solar pv | TRUE | 64556 | TLS Capital, Inc | 65228 | Red Prairie Solar | OR | Yamhill | RP21 | Solar Photovoltaic | PV |  | W | X | X |  |  | 2.2 |  | 2.2 | 2.2 |  | N |  |  | OP | X | 10 | 2021 |  |  | N | IPP Non-CHP | 2 | X T: X; MWH SUB: SUN
Vintage2019 | solar pv | FALSE | 64558 | OK Produce | 65229 | OK Produce Fresno Carport | CA | Fresno | OKPVC | Solar Photovoltaic | PV |  | S | X | X |  |  | 2 |  | 2 | 1.3 |  | N |  |  | OP | X | 1 | 2019 |  |  | N | Commercial Non-CHP | 4 | X T: X; MWH SUB: SUN
Vintage2021 | solar pv | TRUE | 64546 | Truman Solar, LLC | 65230 | Truman Solar | MO | Boone | TMS | Solar Photovoltaic | PV |  | S | X | X |  |  | 10 |  | 10 | 10 |  | N |  |  | OP | X | 6 | 2021 |  |  | N | IPP Non-CHP | 2 | X T: X; MWH SUB: SUN
Vintage2018 | solar pv | TRUE | 61944 | Goldman Sachs Renewable Power LLC | 65232 | Chambers 3 - Lewis County | NY | Lewis | GEN1 | Solar Photovoltaic | PV |  | S | X | X |  |  | 2 |  | 2 | 2 |  | N |  |  | OP | X | 5 | 2018 |  |  | N | IPP Non-CHP | 2 | X T: X; MWH SUB: SUN
Vintage2018 | solar pv | TRUE | 61944 | Goldman Sachs Renewable Power LLC | 65233 | Chambers 3 - Erie County Alden | NY | Erie | GEN1 | Solar Photovoltaic | PV |  | S | X | X |  |  | 2 |  | 2 | 2 |  | N |  |  | OP | X | 5 | 2018 |  |  | N | IPP Non-CHP | 2 | X T: X; MWH SUB: SUN
Vintage2021 | solar pv | TRUE | 64550 | UXI CSG Venture 2 8302 LLC | 65235 | Venture 2 - 1B | CO | Adams | 75024 | Solar Photovoltaic | PV |  | S | X | X |  |  | 1.5 |  | 1.5 | 1.5 |  | N |  |  | OP | X | 9 | 2021 |  |  | N | IPP Non-CHP | 2 | X T: X; MWH SUB: SUN |  |  |  | N | N | [22 empty] | N |  |  | N
Vintage2021 | solar pv | TRUE | 64551 | UXI CSG Venture 3 8303 LLC | 65236 | Venture 3 - 1C | CO | Adams | 75021 | Solar Photovoltaic | PV |  | S | X | X |  |  | 1.5 | 0.81 | 1.5 | 1.5 |  | N |  |  | OP | X | 9 | 2021 |  |  | N | IPP Non-CHP | 2 | X T: X; MWH SUB: SUN |  |  |  | N | N | [22 empty] | N |  |  | N
Vintage2021 | solar pv | TRUE | 64552 | UXI CSG Venture 4 8304 LLC | 65237 | Venture 4 - 1D | CO | Adams | 75023 | Solar Photovoltaic | PV |  | S | X | X |  |  | 1.5 | 0.81 | 1.5 | 1.5 | 1.5 | N |  |  | OP | X | 9 | 2021 |  |  | N | IPP Non-CHP | 2 | X T: X; MWH SUB: SUN | [27 empty] | N |  |  | N
Vintage2019 | solar pv | TRUE | 61944 | Goldman Sachs Renewable Power LLC | 65238 | Chambers 4 - Eastvale LGB3 | CA | Riverside | GEN1 | Solar Photovoltaic | PV |  | S | X | X |  |  | 2.4 |  | 2.4 | 2.4 |  | N |  |  | OP | X | 2 | 2019 |  |  | N | IPP Non-CHP | 2 | X T: X; MWH SUB: SUN
Vintage2021 | solar pv | TRUE | 64560 | Charlemont MA, LLC | 65242 | Charlemont A | MA | Franklin | CMS | Solar Photovoltaic | PV |  | S | X | X |  |  | 2.5 |  | 2.5 | 2.5 |  | N |  |  | OP | X | 9 | 2021 |  |  | N | IPP Non-CHP | 2 | X T: X; MWH SUB: SUN |  |  |  | N | N
Vintage2021 | other | TRUE | 64560 | Charlemont MA, LLC | 65242 | Charlemont A | MA | Franklin | CMSB | Batteries | BA |  | S | X | X |  |  | 2.5 |  | 2.5 | 2.5 | 0 | N |  |  | OP | X | 9 | 2021 |  |  | N | IPP Non-CHP | 2 | X T: X; MWH SUB: MWH | [6 empty] | 10M
Vintage2019 | solar pv | TRUE | 61944 | Goldman Sachs Renewable Power LLC | 65251 | Chambers 4 - Redland LGB4 | CA | San Bernardino | GEN1 | Solar Photovoltaic | PV |  | S | X | X |  |  | 1.9 |  | 1.9 | 1.9 |  | N |  |  | OP | X | 3 | 2019 |  |  | N | IPP Non-CHP | 2 | X T: X; MWH SUB: SUN
Vintage2018 | solar pv | TRUE | 61944 | Goldman Sachs Renewable Power LLC | 65252 | Chambers 4 - Riverside LGB6 | CA | Riverside | GEN1 | Solar Photovoltaic | PV |  | S | X | X |  |  | 2.4 |  | 2.4 | 2.4 |  | N |  |  | OP | X | 12 | 2018 |  |  | N | IPP Non-CHP | 2 | X T: X; MWH SUB: SUN
Vintage2018 | solar pv | TRUE | 61944 | Goldman Sachs Renewable Power LLC | 65253 | Chambers 4 - Rialto LGB8 | CA | San Bernardino | GEN1 | Solar Photovoltaic | PV |  | S | X | X |  |  | 2.2 |  | 2.2 | 2.2 |  | N |  |  | OP | X | 12 | 2018 |  |  | N | IPP Non-CHP | 2 | X T: X; MWH SUB: SUN
Vintage2018 | solar pv | TRUE | 61944 | Goldman Sachs Renewable Power LLC | 65254 | Chambers 4 - Sacramento SMF1 | CA | Sacramento | GEN1 | Solar Photovoltaic | PV |  | S | X | X |  |  | 2.7 |  | 2.7 | 2.7 |  | N |  |  | OP | X | 9 | 2018 |  |  | N | IPP Non-CHP | 2 | X T: X; MWH SUB: SUN
Vintage2018 | solar pv | TRUE | 61944 | Goldman Sachs Renewable Power LLC | 65255 | Chambers 4 - Eastvale DCA2 | CA | Riverside | GEN1 | Solar Photovoltaic | PV |  | S | X | X |  |  | 1.5 |  | 1.5 | 1.5 |  | N |  |  | OP | X | 12 | 2018 |  |  | N | IPP Non-CHP | 2 | X T: X; MWH SUB: SUN
Vintage2018 | solar pv | TRUE | 61944 | Goldman Sachs Renewable Power LLC | 65256 | Chambers 4 - San Bernardino SNA7 | CA | San Bernardino | GEN1 | Solar Photovoltaic | PV |  | S | X | X |  |  | 2 |  | 2 | 2 |  | N |  |  | OP | X | 12 | 2018 |  |  | N | IPP Non-CHP | 2 | X T: X; MWH SUB: SUN
Vintage2021 | solar pv | TRUE | 62915 | Madison Energy Holdings LLC | 65257 | Lineage MS | MS | Rankin | LMS01 | Solar Photovoltaic | PV |  | S | X | X |  |  | 1.2 |  | 1.2 | 1.2 |  | N |  |  | OP | X | 12 | 2021 |  |  | N | IPP Non-CHP | 2 | X T: X; MWH SUB: SUN
Vintage2021 | solar pv | TRUE | 62915 | Madison Energy Holdings LLC | 65258 | Wapakoneta-Pratt | OH | Auglaize | WKP01 | Solar Photovoltaic | PV |  | S | X | X |  |  | 13.5 |  | 13.5 | 13.5 |  | N |  |  | OP | X | 11 | 2021 |  |  | N | IPP Non-CHP | 2 | X T: X; MWH SUB: SUN
Vintage2018 | natural gas peaker | TRUE | 64449 | Texas Microgrid, LLC | 65261 | HEB00020 | TX | Harris | H0201 | Natural Gas Internal Combustion Engine | IC |  | S | X | X |  |  | 0.4 | 0.8 | 0.4 | 0.4 | 0 | N |  |  | OP | X | 2 | 2018 |  |  | N | IPP Non-CHP | 2 | [14 empty] | 10M | [23 empty] | N | bar: X T to MWH SUB
Vintage2018 | natural gas peaker | TRUE | 64449 | Texas Microgrid, LLC | 65261 | HEB00020 | TX | Harris | H0202 | Natural Gas Internal Combustion Engine | IC |  | S | X | X |  |  | 0.4 | 0.8 | 0.4 | 0.4 | 0 | N |  |  | OP | X | 2 | 2018 |  |  | N | IPP Non-CHP | 2 | [14 empty] | 10M | [23 empty] | N | bar: X T to MWH SUB
Vintage2018 | natural gas peaker | TRUE | 64449 | Texas Microgrid, LLC | 65261 | HEB00020 | TX | Harris | H0203 | Natural Gas Internal Combustion Engine | IC |  | S | X | X |  |  | 0.4 | 0.8 | 0.4 | 0.4 | 0 | N |  |  | OP | X | 2 | 2018 |  |  | N | IPP Non-CHP | 2 | [14 empty] | 10M | [23 empty] | N | bar: X T to MWH SUB
Vintage2017 | natural gas peaker | TRUE | 64449 | Texas Microgrid, LLC | 65262 | HEB00028 | TX | Galveston | H0281 | Natural Gas Internal Combustion Engine | IC |  | S | X | X |  |  | 0.4 | 0.8 | 0.4 | 0.4 | 0 | N |  |  | OP | X | 6 | 2017 |  |  | N | IPP Non-CHP | 2 | [14 empty] | 10M | [23 empty] | N | bar: X T to MWH SUB
Vintage2017 | natural gas peaker | TRUE | 64449 | Texas Microgrid, LLC | 65262 | HEB00028 | TX | Galveston | H0282 | Natural Gas Internal Combustion Engine | IC |  | S | X | X |  |  | 0.4 | 0.8 | 0.4 | 0.4 | 0 | N |  |  | OP | X | 6 | 2017 |  |  | N | IPP Non-CHP | 2 | [14 empty] | 10M | [23 empty] | N | bar: X T to MWH SUB
Vintage2017 | natural gas peaker | TRUE | 64449 | Texas Microgrid, LLC | 65262 | HEB00028 | TX | Galveston | H0283 | Natural Gas Internal Combustion Engine | IC |  | S | X | X |  |  | 0.4 | 0.8 | 0.4 | 0.4 | 0 | N |  |  | OP | X | 6 | 2017 |  |  | N | IPP Non-CHP | 2 | [14 empty] | 10M | [23 empty] | N | bar: X T to MWH SUB
Vintage2018 | natural gas peaker | TRUE | 64449 | Texas Microgrid, LLC | 65263 | HEB00038 | TX | Hidalgo | H0381 | Natural Gas Internal Combustion Engine | IC |  | S | X | X |  |  | 0.4 | 0.8 | 0.4 | 0.4 | 0 | N |  |  | OP | X | 4 | 2018 |  |  | N | IPP Non-CHP | 2 | [14 empty] | 10M | [23 empty] | N | bar: X T to MWH SUB
Vintage2018 | natural gas peaker | TRUE | 64449 | Texas Microgrid, LLC | 65263 | HEB00038 | TX | Hidalgo | H0382 | Natural Gas Internal Combustion Engine | IC |  | S | X | X |  |  | 0.4 | 0.8 | 0.4 | 0.4 | 0 | N |  |  | OP | X | 4 | 2018 |  |  | N | IPP Non-CHP | 2 | [14 empty] | 10M | [23 empty] | N | bar: X T to MWH SUB
Vintage2018 | natural gas peaker | TRUE | 64449 | Texas Microgrid, LLC | 65263 | HEB00038 | TX | Hidalgo | H0383 | Natural Gas Internal Combustion Engine | IC |  | S | X | X |  |  | 0.4 | 0.8 | 0.4 | 0.4 | 0 | N |  |  | OP | X | 4 | 2018 |  |  | N | IPP Non-CHP | 2 | [14 empty] | 10M | [23 empty] | N | bar: X T to MWH SUB
Vintage2018 | natural gas peaker | TRUE | 64449 | Texas Microgrid, LLC | 65264 | HEB00054 | TX | Harris | H0541 | Natural Gas Internal Combustion Engine | IC |  | S | X | X |  |  | 0.4 | 0.8 | 0.4 | 0.4 | 0 | N |  |  | OP | X | 7 | 2018 |  |  | N | IPP Non-CHP | 2 | [14 empty] | 10M | [23 empty] | N | bar: X T to MWH SUB
Vintage2018 | natural gas peaker | TRUE | 64449 | Texas Microgrid, LLC | 65264 | HEB00054 | TX | Harris | H0542 | Natural Gas Internal Combustion Engine | IC |  | S | X | X |  |  | 0.4 | 0.8 | 0.4 | 0.4 | 0 | N |  |  | OP | X | 7 | 2018 |  |  | N | IPP Non-CHP | 2 | [14 empty] | 10M | [23 empty] | N | bar: X T to MWH SUB
Vintage2018 | natural gas peaker | TRUE | 64449 | Texas Microgrid, LLC | 65264 | HEB00054 | TX | Harris | H0543 | Natural Gas Internal Combustion Engine | IC |  | S | X | X |  |  | 0.4 | 0.8 | 0.4 | 0.4 | 0 | N |  |  | OP | X | 7 | 2018 |  |  | N | IPP Non-CHP | 2 | [14 empty] | 10M | [23 empty] | N | bar: X T to MWH SUB
Vintage2017 | natural gas peaker | TRUE | 64449 | Texas Microgrid, LLC | 65265 | HEB00057 | TX | Nueces | H0571 | Natural Gas Internal Combustion Engine | IC |  | S | X | X |  |  | 0.4 | 0.8 | 0.4 | 0.4 | 0 | N |  |  | OP | X | 10 | 2017 |  |  | N | IPP Non-CHP | 2 | [14 empty] | 10M | [23 empty] | N | bar: X T to MWH SUB
Vintage2017 | natural gas peaker | TRUE | 64449 | Texas Microgrid, LLC | 65265 | HEB00057 | TX | Nueces | H0572 | Natural Gas Internal Combustion Engine | IC |  | S | X | X |  |  | 0.4 | 0.8 | 0.4 | 0.4 | 0 | N |  |  | OP | X | 10 | 2017 |  |  | N | IPP Non-CHP | 2 | [14 empty] | 10M | [23 empty] | N | bar: X T to MWH SUB
Vintage2017 | natural gas peaker | TRUE | 64449 | Texas Microgrid, LLC | 65265 | HEB00057 | TX | Nueces | H0573 | Natural Gas Internal Combustion Engine | IC |  | S | X | X |  |  | 0.4 | 0.8 | 0.4 | 0.4 | 0 | N |  |  | OP | X | 10 | 2017 |  |  | N | IPP Non-CHP | 2 | [14 empty] | 10M | [23 empty] | N | bar: X T to MWH SUB
Vintage2018 | natural gas peaker | TRUE | 64449 | Texas Microgrid, LLC | 65266 | HEB00070 | TX | Taylor | H0701 | Natural Gas Internal Combustion Engine | IC |  | S | X | X |  |  | 0.4 | 0.8 | 0.4 | 0.4 | 0 | N |  |  | OP | X | 12 | 2018 |  |  | N | IPP Non-CHP | 2 | [14 empty] | 10M | [23 empty] | N | bar: X T to MWH SUB
Vintage2018 | natural gas peaker | TRUE | 64449 | Texas Microgrid, LLC | 65266 | HEB00070 | TX | Taylor | H0702 | Natural Gas Internal Combustion Engine | IC |  | S | X | X |  |  | 0.4 | 0.8 | 0.4 | 0.4 | 0 | N |  |  | OP | X | 12 | 2018 |  |  | N | IPP Non-CHP | 2 | [14 empty] | 10M | [23 empty] | N | bar: X T to MWH SUB
Vintage2018 | natural gas peaker | TRUE | 64449 | Texas Microgrid, LLC | 65266 | HEB00070 | TX | Taylor | H0703 | Natural Gas Internal Combustion Engine | IC |  | S | X | X |  |  | 0.4 | 0.8 | 0.4 | 0.4 | 0 | N |  |  | OP | X | 12 | 2018 |  |  | N | IPP Non-CHP | 2 | [14 empty] | 10M | [23 empty] | N | bar: X T to MWH SUB
Vintage2017 | natural gas peaker | TRUE | 64449 | Texas Microgrid, LLC | 65267 | HEB00099 | TX | Harris | H0991 | Natural Gas Internal Combustion Engine | IC |  | S | X | X |  |  | 0.4 | 0.8 | 0.4 | 0.4 | 0 | N |  |  | OP | X | 6 | 2017 |  |  | N | IPP Non-CHP | 2 | [14 empty] | 10M | [23 empty] | N | bar: X T to MWH SUB
Vintage2017 | natural gas peaker | TRUE | 64449 | Texas Microgrid, LLC | 65267 | HEB00099 | TX | Harris | H0992 | Natural Gas Internal Combustion Engine | IC |  | S | X | X |  |  | 0.4 | 0.8 | 0.4 | 0.4 | 0 | N |  |  | OP | X | 6 | 2017 |  |  | N | IPP Non-CHP | 2 | [14 empty] | 10M | [23 empty] | N | bar: X T to MWH SUB
Vintage2017 | natural gas peaker | TRUE | 64449 | Texas Microgrid, LLC | 65267 | HEB00099 | TX | Harris | H0993 | Natural Gas Internal Combustion Engine | IC |  | S | X | X |  |  | 0.4 | 0.8 | 0.4 | 0.4 | 0 | N |  |  | OP | X | 6 | 2017 |  |  | N | IPP Non-CHP | 2 | [14 empty] | 10M | [23 empty] | N | bar: X T to MWH SUB
Vintage2018 | natural gas peaker | TRUE | 64449 | Texas Microgrid, LLC | 65268 | HEB00109 | TX | Harris | H1091 | Natural Gas Internal Combustion Engine | IC |  | S | X | X |  |  | 0.4 | 0.8 | 0.4 | 0.4 | 0 | N |  |  | OP | X | 5 | 2018 |  |  | N | IPP Non-CHP | 2 | [14 empty] | 10M | [23 empty] | N | bar: X T to MWH SUB
Vintage2018 | natural gas peaker | TRUE | 64449 | Texas Microgrid, LLC | 65268 | HEB00109 | TX | Harris | H1092 | Natural Gas Internal Combustion Engine | IC |  | S | X | X |  |  | 0.4 | 0.8 | 0.4 | 0.4 | 0 | N |  |  | OP | X | 5 | 2018 |  |  | N | IPP Non-CHP | 2 | [14 empty] | 10M | [23 empty] | N | bar: X T to MWH SUB
Vintage2018 | natural gas peaker | TRUE | 64449 | Texas Microgrid, LLC | 65268 | HEB00109 | TX | Harris | H1093 | Natural Gas Internal Combustion Engine | IC |  | S | X | X |  |  | 0.4 | 0.8 | 0.4 | 0.4 | 0 | N |  |  | OP | X | 5 | 2018 |  |  | N | IPP Non-CHP | 2 | [14 empty] | 10M | [23 empty] | N | bar: X T to MWH SUB
Vintage2017 | natural gas peaker | TRUE | 64449 | Texas Microgrid, LLC | 65269 | HEB00110 | TX | Fort Bend | H1101 | Natural Gas Internal Combustion Engine | IC |  | S | X | X |  |  | 0.4 | 0.8 | 0.4 | 0.4 | 0 | N |  |  | OP | X | 9 | 2017 |  |  | N | IPP Non-CHP | 2 | [14 empty] | 10M | [23 empty] | N | bar: X T to MWH SUB
Vintage2017 | natural gas peaker | TRUE | 64449 | Texas Microgrid, LLC | 65269 | HEB00110 | TX | Fort Bend | H1102 | Natural Gas Internal Combustion Engine | IC |  | S | X | X |  |  | 0.4 | 0.8 | 0.4 | 0.4 | 0 | N |  |  | OP | X | 9 | 2017 |  |  | N | IPP Non-CHP | 2 | [14 empty] | 10M | [23 empty] | N | bar: X T to MWH SUB
Vintage2017 | natural gas peaker | TRUE | 64449 | Texas Microgrid, LLC | 65269 | HEB00110 | TX | Fort Bend | H1103 | Natural Gas Internal Combustion Engine | IC |  | S | X | X |  |  | 0.4 | 0.8 | 0.4 | 0.4 | 0 | N |  |  | OP | X | 9 | 2017 |  |  | N | IPP Non-CHP | 2 | [14 empty] | 10M | [23 empty] | N | bar: X T to MWH SUB
Vintage2018 | natural gas peaker | TRUE | 64449 | Texas Microgrid, LLC | 65274 | HEB00182 | TX | Bell | H1821 | Natural Gas Internal Combustion Engine | IC |  | S | X | X |  |  | 0.4 | 0.8 | 0.4 | 0.4 | 0 | N |  |  | OP | X | 10 | 2018 |  |  | N | IPP Non-CHP | 2 | [14 empty] | 10M | [23 empty] | N | bar: X T to MWH SUB
Vintage2018 | natural gas peaker | TRUE | 64449 | Texas Microgrid, LLC | 65274 | HEB00182 | TX | Bell | H1822 | Natural Gas Internal Combustion Engine | IC |  | S | X | X |  |  | 0.4 | 0.8 | 0.4 | 0.4 | 0 | N |  |  | OP | X | 10 | 2018 |  |  | N | IPP Non-CHP | 2 | [14 empty] | 10M | [23 empty] | N | bar: X T to MWH SUB
Vintage2018 | natural gas peaker | TRUE | 64449 | Texas Microgrid, LLC | 65274 | HEB00182 | TX | Bell | H1823 | Natural Gas Internal Combustion Engine | IC |  | S | X | X |  |  | 0.4 | 0.8 | 0.4 | 0.4 | 0 | N |  |  | OP | X | 10 | 2018 |  |  | N | IPP Non-CHP | 2 | [14 empty] | 10M | [23 empty] | N | bar: X T to MWH SUB
Vintage2021 | solar pv | FALSE | 63689 | Wonderful Renewable Energy, LLC. | 65277 | Wonderful Huller & Shellling | CA | Kern | WHS01 | Solar Photovoltaic | PV |  | W | X | X |  |  | 1.5 |  | 1.5 | 0.7 |  | N |  |  | OP | X | 8 | 2021 |  |  | N | Industrial Non-CHP | 6 | X T: X; MWH SUB: SUN
Vintage2021 | solar pv | FALSE | 63689 | Wonderful Renewable Energy, LLC. | 65278 | Wonderful Lost Hills | CA | Kern | WLH01 | Solar Photovoltaic | PV |  | W | X | X |  |  | 17.1 |  | 16.7 | 11.1 |  | N |  |  | OP | X | 9 | 2021 |  |  | N | Industrial Non-CHP | 6 | X T: X; MWH SUB: SUN
Vintage2021 | solar pv | TRUE | 64561 | Fairhaven MA 1, LLC | 65279 | Fairhaven E | MA | Franklin | FHS | Solar Photovoltaic | PV |  | S | X | X |  |  | 2 |  | 2 | 2 |  | N |  |  | OP | X | 8 | 2021 |  |  | N | IPP Non-CHP | 2 | X T: X; MWH SUB: SUN
Vintage2021 | solar pv | TRUE | 60268 | Hartz Solar, LLC | 65280 | 601 Doremus CDG | NJ | Essex | 1 | Solar Photovoltaic | PV |  | S | X | X |  |  | 1.5 |  | 1.5 | 1.1 |  | N |  |  | OP | X | 8 | 2021 |  |  | N | IPP Non-CHP | 2 | X T: X; MWH SUB: SUN
Vintage2021 | solar pv | TRUE | 64572 | Hampstead Solar, LLC | 65281 | Bomber CSG | MD | Carroll | BOMB | Solar Photovoltaic | PV |  | S | X | X |  |  | 6 |  | 6 | 6 |  | N |  |  | OP | X | 12 | 2021 |  |  | N | IPP Non-CHP | 2 | X T: X; MWH SUB: SUN
Vintage1967 | petroleum | TRUE | 12653 | Lanyard Power Holdings, LLC | 65285 | Chalk Point Steam | MD | Prince Georges | GT1 | Petroleum Liquids | GT |  | W | X | X | 50809 | CHALKPT 4 KV CT1 | 16 | 0.85 | 18 | 20 | 5 | N |  |  | OP | X | 4 | 1967 |  |  | N | IPP Non-CHP | 2 | X T: X; MWH SUB: DFO |  |  |  | N |  |  | 1H | [23 empty] | N
Vintage2021 | solar pv | TRUE | 58135 | Ecos Energy LLC | 65287 | Barrow Solar | CT | Tolland | BARRO | Solar Photovoltaic | PV |  | S | X | X | 4004 | 4004 | 2 |  | 2 | 2 |  | N |  |  | OP | X | 6 | 2021 |  |  | N | IPP Non-CHP | 2 | X T: X; MWH SUB: SUN
Vintage2021 | solar pv | TRUE | 60268 | Hartz Solar, LLC | 65289 | 5601 Westside CDG | NJ | Hudson | 1 | Solar Photovoltaic | PV |  | S | X | X |  |  | 1.5 |  | 1.5 | 1.1 |  | N |  |  | OP | X | 11 | 2021 |  |  | N | IPP Non-CHP | 2 | X T: X; MWH SUB: SUN
Vintage1909 | hydro | TRUE | 57280 | Eagle Creek Renewable Energy, LLC | 65294 | Indian River Hydro | MA | Hampden | 1 | Conventional Hydroelectric | HY |  | W | X | X |  |  | 0.7 | 0.8 | 0.7 | 0.7 | 0.1 | N |  |  | OP | X | 12 | 1909 |  |  | N | IPP Non-CHP | 2 | X T: X; MWH SUB: WAT | [6 empty] | 10M
Vintage1909 | hydro | TRUE | 57280 | Eagle Creek Renewable Energy, LLC | 65294 | Indian River Hydro | MA | Hampden | 2 | Conventional Hydroelectric | HY |  | W | X | X |  |  | 0.7 | 0.8 | 0.7 | 0.7 | 0.1 | N |  |  | OP | X | 12 | 1909 |  |  | N | IPP Non-CHP | 2 | X T: X; MWH SUB: WAT | [6 empty] | 10M
Vintage2021 | solar pv | TRUE | 64602 | DOCCS Midstate | 65297 | DOCCS Midstate | NY | Oneida | 81722 | Solar Photovoltaic | PV |  | S | X | X |  |  | 3.8 |  | 3.8 | 3.8 |  | N |  |  | OP | X | 11 | 2021 |  |  | N | IPP Non-CHP | 2 | X T: X; MWH SUB: SUN
Vintage2021 | solar pv | TRUE | 64603 | DOCCS Eastern | 65298 | DOCCS Eastern | NY | Ulster | 81724 | Solar Photovoltaic | PV |  | S | X | X |  |  | 5 |  | 5 | 5 |  | N |  |  | OP | X | 10 | 2021 |  |  | N | IPP Non-CHP | 2 | X T: X; MWH SUB: SUN
Vintage2021 | solar pv | TRUE | 64604 | DOCCS Wende | 65299 | DOCCS Wende | NY | Erie | 81721 | Solar Photovoltaic | PV |  | S | X | X |  |  | 5 |  | 5 | 5 | 5 | N |  |  | OP | X | 12 | 2021 |  |  | N | IPP Non-CHP | 2 | X T: X; MWH SUB: SUN
Vintage2021 | solar pv | TRUE | 64605 | DOCCS Greenhaven | 65300 | DOCCS Greenhaven | NY | Dutchess | 81723 | Solar Photovoltaic | PV |  | S | X | X |  |  | 3.7 |  | 3.7 | 3.7 |  | N |  |  | OP | X | 11 | 2021 |  |  | N | IPP Non-CHP | 2 | X T: X; MWH SUB: SUN
Vintage2021 | onshore wind | TRUE | 49893 | Invenergy Services LLC | 65316 | Sapphire Sky Wind Energy LLC | IL | DeWitt | 65011 | Onshore Wind Turbine | WT |  | J | X | X |  |  | 259.8 |  | 259.8 | 259.8 | 0 | N |  |  | OP | X | 12 | 2021 |  |  | N | IPP Non-CHP | 2 | X T: X; MWH SUB: WND | [5 empty] | 64
Vintage2021 | solar pv | TRUE | 64712 | Rochambeau Solar | 65321 | Rochambeau Solar | VA | James City | RBSO | Solar Photovoltaic | PV |  | S | X | X |  |  | 19.9 |  | 19.9 | 19.9 |  | N |  |  | OP | X | 12 | 2021 |  |  | N | Electric Utility | 1 | X T: X; MWH SUB: SUN
Vintage2021 | solar pv | TRUE | 64710 | Bedford Solar | 65323 | Bedford Solar | VA | Chesapeake City | BEDF | Solar Photovoltaic | PV |  | S | X | X |  |  | 70 |  | 70 | 70 |  | N |  |  | OP | X | 11 | 2021 |  |  | N | Electric Utility | 1 | X T: X; MWH SUB: SUN
Vintage2021 | solar pv | TRUE | 64641 | ICFTS MD Solar, LLC | 65324 | Hollins Ferry CSG | MD | Baltimore City | HOLL | Solar Photovoltaic | PV |  | S | X | X |  |  | 1.5 |  | 1.5 | 1.5 |  | N |  |  | OP | X | 12 | 2021 |  |  | N | IPP Non-CHP | 2 | X T: X; MWH SUB: SUN
Vintage2020 | solar pv | TRUE | 56990 | NJR Clean Energy Ventures Corporation | 65329 | Mount Laurel Solar | NJ | Burlington | LAURL | Solar Photovoltaic | PV |  | W | X | X |  |  | 2.5 |  | 2.5 | 2.5 |  | N |  |  | OP | X | 12 | 2020 |  |  | N | IPP Non-CHP | 2 | X T: X; MWH SUB: SUN
Vintage2021 | solar pv | TRUE | 64639 | 20333 Normandie PV, LLC | 65331 | 20333 Normandie PV, LLC | CA | Los Angeles | NORMA | Solar Photovoltaic | PV |  | S | X | X |  |  | 2.6 |  | 2.6 | 2.4 |  | N |  |  | OP | X | 12 | 2021 |  |  | N | IPP Non-CHP | 2 | X T: X; MWH SUB: SUN
Vintage2020 | solar pv | FALSE | 61204 | Today's Power, Inc. | 65351 | General Dynamics | AR | Ouachita | GD | Solar Photovoltaic | PV |  | S | X | X |  |  | 2 |  | 2 | 2 |  | N |  |  | OP | X | 11 | 2020 |  |  | N | Industrial Non-CHP | 6 | X T: X; MWH SUB: SUN
Vintage2021 | solar pv | TRUE | 58135 | Ecos Energy LLC | 65352 | MacKinnon Solar | VT | Rutland | MACKN | Solar Photovoltaic | PV |  | S | X | X |  |  | 2.2 | 0.99 | 2.2 | 2.2 |  | N |  |  | OP | X | 8 | 2021 |  |  | N | IPP Non-CHP | 2 | X T: X; MWH SUB: SUN |  |  |  | N | N
Vintage2021 | solar pv | TRUE | 58135 | Ecos Energy LLC | 65353 | McHenry Solar | CT | Windham | MCHEN | Solar Photovoltaic | PV |  | S | X | X |  |  | 1 | 0.99 | 1.2 | 1.2 |  | N |  |  | OP | X | 10 | 2021 |  |  | N | IPP Non-CHP | 2 | X T: X; MWH SUB: SUN |  |  |  | N | N
Vintage2021 | solar pv | TRUE | 60531 | Standard Solar | 65357 | OER Monarch CSG | MD | Prince Georges | OERMN | Solar Photovoltaic | PV |  | S | X | X |  |  | 2 |  | 2 | 2 |  | N |  |  | OP | X | 12 | 2021 |  |  | N | IPP Non-CHP | 2 | X T: X; MWH SUB: SUN
Vintage2021 | solar pv | TRUE | 60531 | Standard Solar | 65359 | Shepherds Mill CSG | MD | Carroll | SHEPM | Solar Photovoltaic | PV |  | S | X | X |  |  | 2 |  | 2 | 2 |  | N |  |  | OP | X | 9 | 2021 |  |  | N | IPP Non-CHP | 2 | X T: X; MWH SUB: SUN
Vintage2016 | other | TRUE | 57128 | Bloom Energy | 65360 | AT&T - San Diego Trade Street | CA | San Diego | ATA02 | Other Natural Gas | FC |  | S | X | X |  |  | 1 |  | 1 | 1 | 1 | N |  |  | OP | X | 3 | 2016 |  |  | N | IPP Non-CHP | 2 | [12 empty] | N | 0 | OVER | bar: X T to MWH SUB
Vintage2019 | other | TRUE | 57128 | Bloom Energy | 65361 | CalTech - Pasadena Wilson Ave | CA | Los Angeles | CLT30 | Other Natural Gas | FC |  | S | X | X |  |  | 1 |  | 1 | 1 | 1 | N |  |  | OP | X | 12 | 2019 |  |  | N | IPP Non-CHP | 2 | [11 empty] | N | N | 0 | OVER | bar: X T to MWH SUB
Vintage2021 | solar pv | FALSE | 64698 | Renewable Solar, Inc | 65364 | Danell Bros Inc | CA | Kings | 12585 | Solar Photovoltaic | PV |  | W | X | X |  |  | 2.6 |  | 2.6 | 2.6 |  | N |  |  | OP | X | 9 | 2021 |  |  | N | Industrial Non-CHP | 6 | X T: X; MWH SUB: SUN |  |  |  | N | N | [25 empty] | N
Vintage2021 | natural gas steam turbine | FALSE | 64697 | POET Bioprocessing- Mitchell | 65367 | POET Bioprocessing- Mitchell | SD | Davison | 1 | Natural Gas Steam Turbine | ST |  | S | X | X |  |  | 3.9 | 0.9 | 3.9 | 3.9 | 0.5 | N |  |  | OP | X | 10 | 2021 |  |  | Y | Industrial CHP | 7 | X T: T; MWH SUB: NG; MWH NG: OTH |  |  |  | N | N | 0 | 12H | [23 empty] | N
Vintage2021 | solar pv | TRUE | 64686 | Linden Hawk Rise Solar LLC | 65368 | Linden Hawk Rise Solar CSG | NJ | Union | LINDN | Solar Photovoltaic | PV |  | S | X | X |  |  | 4 |  | 4 | 4 |  | N |  |  | OP | X | 12 | 2021 |  |  | N | IPP Non-CHP | 2 | X T: X; MWH SUB: SUN
Vintage2021 | solar pv | TRUE | 64687 | BWC Maces Pond LLC | 65370 | BWC Maces Pond LLC | ME | Knox | RCKPT | Solar Photovoltaic | PV |  | S | X | X |  |  | 3.5 |  | 3.5 | 3.5 |  | N |  |  | OP | X | 12 | 2021 |  |  | N | IPP Non-CHP | 2 | X T: X; MWH SUB: SUN
Vintage2021 | solar pv | TRUE | 64703 | SR Snipesville II, LLC | 65376 | SR Snipesville II | GA | Jeff Davis | SNIP2 | Solar Photovoltaic | PV |  | S | X | X |  |  | 107 |  | 107 | 107 |  | N |  |  | OP | X | 12 | 2021 |  |  | N | IPP Non-CHP | 2 | X T: X; MWH SUB: SUN
Vintage2021 | solar pv | TRUE | 64699 | OYA State Route 122, LLC | 65379 | OYA State Route 122 | NY | Franklin | NY001 | Solar Photovoltaic | PV |  | S | X | X |  |  | 4.5 |  | 4.5 | 4.5 |  | N |  |  | OP | X | 12 | 2021 |  |  | N | IPP Non-CHP | 2 | X T: X; MWH SUB: SUN
Vintage2021 | solar pv | TRUE | 64724 | Lincoln Solar Star, LLC | 65382 | Lincoln WWTF Hybrid | CA | Placer | PV | Solar Photovoltaic | PV |  | W | X | X |  |  | 3 |  | 2.8 | 2.3 |  | N |  |  | OP | X | 8 | 2021 |  |  | N | IPP Non-CHP | 2 | X T: X; MWH SUB: SUN
Vintage2021 | solar pv | TRUE | 64725 | Bodega Avenue Solar LLC | 65383 | Bodega Avenue Solar LLC | CA | Sonoma | 003-A | Solar Photovoltaic | PV |  | S | X | X |  |  | 1 |  | 1 | 1 |  | N |  |  | OP | X | 2 | 2021 |  |  | N | IPP Non-CHP | 2 | X T: X; MWH SUB: SUN |  |  |  | N | N | [22 empty] | N |  |  | N
Vintage2021 | solar pv | TRUE | 64725 | Bodega Avenue Solar LLC | 65383 | Bodega Avenue Solar LLC | CA | Sonoma | 003-B | Solar Photovoltaic | PV |  | S | X | X |  |  | 1 |  | 1 | 1 |  | N |  |  | OP | X | 1 | 2021 |  |  | N | IPP Non-CHP | 2 | X T: X; MWH SUB: SUN |  |  |  | N | N | [22 empty] | N |  |  | N
Vintage2021 | solar pv | FALSE | 64747 | KP Rancho Cordova Medical Offices Solar, LLC | 65384 | Rancho Cordova Medical Offices | CA | Sacramento | 7101 | Solar Photovoltaic | PV |  | J | X | X |  |  | 1.1 | 1 | 1 | 0.8 |  | N |  |  | OP | X | 4 | 2021 |  |  | N | Commercial Non-CHP | 4 | X T: X; MWH SUB: SUN |  |  |  | N | N | [25 empty] | N
Vintage2020 | solar pv | TRUE | 64729 | Midway Green Solar, LLC | 65389 | Midway Green Solar | SC | Union | MIDGS | Solar Photovoltaic | PV |  | S | X | X |  |  | 12.8 |  | 9.8 | 9.8 |  | N |  |  | OP | X | 12 | 2020 |  |  | N | IPP Non-CHP | 2 | X T: X; MWH SUB: SUN
Vintage1994 | hydro | TRUE | 64726 | Rivers Electric, LLC | 65399 | Mill Pond Hydro | NY | Greene | U1 | Conventional Hydroelectric | HY |  | S | X | X |  |  | 0.5 | 1 | 0.5 | 0.5 | 0.5 | N |  |  | OP | X | 7 | 1994 |  |  | N | IPP Non-CHP | 2 | X T: X; MWH SUB: WAT | [6 empty] | 10M
Vintage1994 | hydro | TRUE | 64726 | Rivers Electric, LLC | 65399 | Mill Pond Hydro | NY | Greene | U2 | Conventional Hydroelectric | HY |  | S | X | X |  |  | 0.5 | 1 | 0.5 | 0.5 | 0.5 | N |  |  | SB | Y | 7 | 1994 | 6 | 2027 | N | IPP Non-CHP | 2 | X T: X; MWH SUB: WAT | [6 empty] | 10M
Vintage2020 | solar pv | FALSE | 64750 | Antioch Medical Center (site#6) Solar LLC | 65404 | Antioch Central Utility Plant | CA | Contra Costa | 5702 | Solar Photovoltaic | PV |  | J | X | X |  |  | 1 |  | 1 | 0.4 |  | N |  |  | OP | X | 11 | 2020 |  |  | N | Commercial Non-CHP | 4 | X T: X; MWH SUB: SUN
Vintage2019 | natural gas combined cycle | FALSE | 64730 | Flint Hills Resources Pine Bend, LLC | 65405 | Flint Hills Resources Pine Bend, LLC | MN | Dakota | CTG | Natural Gas Fired Combined Cycle | CT | CHP1 | S | X | N |  |  | 60.5 | 0.85 | 39.6 | 42 | 21 | N |  |  | OP | X | 5 | 2019 |  |  | Y | Industrial CHP | 7 | [11 empty] | N | N |  | 12H | [20 empty] | N |  |  | N | N | N | bar: X T to MWH SUB
Vintage2019 | natural gas combined cycle | FALSE | 64730 | Flint Hills Resources Pine Bend, LLC | 65405 | Flint Hills Resources Pine Bend, LLC | MN | Dakota | STG | Natural Gas Fired Combined Cycle | CA | CHP1 | S | Y | X |  |  | 12.9 | 0.85 | 10.3 | 7.9 | 3 | N |  |  | OP | X | 5 | 2019 |  |  | Y | Industrial CHP | 7 | [11 empty] | N | N |  | 12H | [20 empty] | N |  |  | N | N | N | bar: X T to MWH SUB; MWH NG
Vintage2019 | solar pv | TRUE | 10171 | Kentucky Utilities Co | 65406 | LGE-KU Solar Share Facility Simpsonville | KY | Shelby | SSP | Solar Photovoltaic | PV |  | J | X | X |  |  | 1.7 |  | 1.3 | 1.3 |  | Y | 6 | 2021 | OP | X | 7 | 2019 |  |  | N | Electric Utility | 1 | X T: X; MWH SUB: SUN |  |  |  | N | N | [22 empty] | Y | 7 | 2022
Vintage2021 | other | TRUE | 64754 | Gilead Sciences Inc. | 65408 | Gilead Oceanside Solar Project | CA | San Diego | GOSSB | Batteries | BA |  | S | X | X |  |  | 0.7 |  | 0.7 | 0.7 | 0.3 | N |  |  | OP | X | 12 | 2021 |  |  | N | IPP Non-CHP | 2 | X T: X; MWH SUB: MWH | [6 empty] | 12H | [20 empty] | N
Vintage2021 | solar pv | TRUE | 64754 | Gilead Sciences Inc. | 65408 | Gilead Oceanside Solar Project | CA | San Diego | GOSSP | Solar Photovoltaic | PV |  | S | X | X |  |  | 1.5 |  | 1.4 | 0.9 |  | N |  |  | OP | X | 12 | 2021 |  |  | N | IPP Non-CHP | 2 | X T: X; MWH SUB: SUN | [27 empty] | N
Vintage2021 | solar pv | TRUE | 64755 | Gilead Sciences Inc. Foster City | 65409 | Gilead Foster City Solar Project | CA | San Mateo | GFCS1 | Solar Photovoltaic | PV |  | S | X | X |  |  | 0.9 | 1 | 0.9 | 0.1 |  | N |  |  | OP | X | 4 | 2021 |  |  | N | IPP Non-CHP | 2 | X T: X; MWH SUB: SUN
Vintage2021 | solar pv | TRUE | 64755 | Gilead Sciences Inc. Foster City | 65409 | Gilead Foster City Solar Project | CA | San Mateo | GFCS2 | Solar Photovoltaic | PV |  | S | X | X |  |  | 0.2 | 1 | 0.1 |  |  | N |  |  | OP | X | 4 | 2021 |  |  | N | IPP Non-CHP | 2 | X T: X; MWH SUB: SUN
Vintage2021 | other | TRUE | 64755 | Gilead Sciences Inc. Foster City | 65409 | Gilead Foster City Solar Project | CA | San Mateo | GFCSB | Batteries | BA |  | S | X | X |  |  | 0.5 | 1 | 0.5 | 0.5 | 0.1 | N |  |  | OP | X | 4 | 2021 |  |  | N | IPP Non-CHP | 2 | X T: X; MWH SUB: MWH | [6 empty] | 12H
Vintage2021 | solar pv | TRUE | 61677 | Sol Systems | 65411 | Airport 009239 SCS Lexington, LLC | NE | Dawson | 20215 | Solar Photovoltaic | PV |  | S | X | X |  |  | 1 |  | 1 | 1 |  | N |  |  | OP | X | 5 | 2021 |  |  | N | IPP Non-CHP | 2 | X T: X; MWH SUB: SUN
Vintage2021 | solar pv | TRUE | 61677 | Sol Systems | 65412 | Northern Cardinal Solar SCS IL 1, LLC | IL | Champaign | 20213 | Solar Photovoltaic | PV |  | S | X | X |  |  | 10 |  | 10 | 10 |  | N |  |  | OP | X | 2 | 2021 |  |  | N | IPP Non-CHP | 2 | X T: X; MWH SUB: SUN
Vintage2021 | solar pv | TRUE | 61677 | Sol Systems | 65413 | SCS West Fairchild 011958 Danville, LLC | IL | Vermilion | 20217 | Solar Photovoltaic | PV |  | S | X | X |  |  | 1.6 |  | 1.6 | 1.6 |  | N |  |  | OP | X | 7 | 2021 |  |  | N | IPP Non-CHP | 2 | X T: X; MWH SUB: SUN
Vintage2021 | solar pv | TRUE | 61677 | Sol Systems | 65414 | SCS Plainfield 011755 Naperville, LLC | IL | DuPage | 20212 | Solar Photovoltaic | PV |  | S | X | X |  |  | 1 |  | 1 | 1 |  | N |  |  | OP | X | 2 | 2021 |  |  | N | IPP Non-CHP | 2 | X T: X; MWH SUB: SUN
Vintage2021 | solar pv | TRUE | 61677 | Sol Systems | 65415 | SCS Galena 012589 Peoria, LLC | IL | Peoria | 20218 | Solar Photovoltaic | PV |  | S | X | X |  |  | 2 |  | 2 | 2 |  | N |  |  | OP | X | 12 | 2021 |  |  | N | IPP Non-CHP | 2 | X T: X; MWH SUB: SUN
Vintage2021 | solar pv | TRUE | 61677 | Sol Systems | 65416 | Monroe 009452 SCS Cozad, LLC | NE | Dawson | 20214 | Solar Photovoltaic | PV |  | S | X | X |  |  | 2 |  | 2 | 2 |  | N |  |  | OP | X | 7 | 2021 |  |  | N | IPP Non-CHP | 2 | X T: X; MWH SUB: SUN
Vintage2021 | solar pv | TRUE | 61677 | Sol Systems | 65417 | SCS COUNTY 012631 Champaign, LLC | IL | Champaign | 20216 | Solar Photovoltaic | PV |  | S | X | X |  |  | 2 |  | 2 | 2 |  | N |  |  | OP | X | 9 | 2021 |  |  | N | IPP Non-CHP | 2 | X T: X; MWH SUB: SUN
Vintage2021 | solar pv | TRUE | 61677 | Sol Systems | 65418 | SCS Randolph 012175 Somerset, LLC | NJ | Somerset | 20211 | Solar Photovoltaic | PV |  | S | X | X |  |  | 2.3 |  | 2.3 | 2.3 |  | N |  |  | OP | X | 1 | 2021 |  |  | N | IPP Non-CHP | 2 | X T: X; MWH SUB: SUN
Vintage2020 | solar pv | TRUE | 64774 | SolarClub 10 LLC | 65448 | SolarClub 10 LLC | MN | Wright | SC 10 | Solar Photovoltaic | PV |  | S | X | X |  |  | 1 |  | 1 | 1 |  | N |  |  | OP | X | 12 | 2020 |  |  | N | IPP Non-CHP | 2 | X T: X; MWH SUB: SUN |  |  |  | N
Vintage2020 | solar pv | TRUE | 64769 | SolarClub 15 LLC | 65449 | SolarClub 15 LLC | MN | Sherburne | SC 15 | Solar Photovoltaic | PV |  | S | X | X |  |  | 1 |  | 1 | 1 |  | N |  |  | OP | X | 12 | 2020 |  |  | N | IPP Non-CHP | 2 | X T: X; MWH SUB: SUN
Vintage2020 | solar pv | TRUE | 64770 | SolarClub 20 LLC | 65451 | SolarClub 20 LLC | MN | Wabasha | SC 20 | Solar Photovoltaic | PV |  | S | X | X |  |  | 1 | 1 | 1 | 1 |  | N |  |  | OP | X | 12 | 2020 |  |  | N | IPP Non-CHP | 2 | X T: X; MWH SUB: SUN
Vintage2020 | solar pv | TRUE | 64771 | SolarClub 23 LLC | 65452 | SolarClub 23 LLC | MN | Houston | SC 23 | Solar Photovoltaic | PV |  | S | X | X |  |  | 1 | 1 | 1 | 1 |  | N |  |  | OP | X | 12 | 2020 |  |  | N | IPP Non-CHP | 2 | X T: X; MWH SUB: SUN
Vintage2020 | solar pv | TRUE | 64772 | SolarClub 28 LLC | 65453 | SolarClub 28 LLC | MN | Blue Earth | SC 28 | Solar Photovoltaic | PV |  | S | X | X |  |  | 1 | 1 | 1 | 1 |  | N |  |  | OP | X | 12 | 2020 |  |  | N | IPP Non-CHP | 2 | X T: X; MWH SUB: SUN |  |  |  | N
Vintage2020 | solar pv | TRUE | 64773 | SolarClub 35 LLC | 65455 | SolarClub 35 LLC | MN | Blue Earth | SC 35 | Solar Photovoltaic | PV |  | S | X | X |  |  | 1 | 1 | 1 | 1 |  | N |  |  | OP | X | 12 | 2020 |  |  | N | IPP Non-CHP | 2 | X T: X; MWH SUB: SUN |  |  |  | N
Vintage2021 | solar pv | TRUE | 62915 | Madison Energy Holdings LLC | 65460 | Hartland Solar | ME | Somerset | HART1 | Solar Photovoltaic | PV |  | S | X | X |  |  | 4 |  | 4 | 4 |  | N |  |  | OP | X | 12 | 2021 |  |  | N | IPP Non-CHP | 2 | X T: X; MWH SUB: SUN
Vintage2021 | solar pv | TRUE | 62915 | Madison Energy Holdings LLC | 65461 | Unity Solar | ME | Waldo | UNITY | Solar Photovoltaic | PV |  | S | X | X |  |  | 5 |  | 5 | 5 |  | N |  |  | OP | X | 12 | 2021 |  |  | N | IPP Non-CHP | 2 | X T: X; MWH SUB: SUN
Vintage2021 | solar pv | TRUE | 64731 | County of Kern | 65464 | Laredo Detention Facility - Solar 2, 3 | CA | Kern | LDF2 | Solar Photovoltaic | PV |  | S | X | X |  |  | 3.1 |  | 3 | 2.3 |  | N |  |  | OP | X | 11 | 2021 |  |  | N | Electric Utility | 1 | X T: X; MWH SUB: SUN
Vintage2021 | solar pv | TRUE | 64731 | County of Kern | 65464 | Laredo Detention Facility - Solar 2, 3 | CA | Kern | LDF3 | Solar Photovoltaic | PV |  | S | X | X |  |  | 2.1 |  | 2.1 | 1.7 |  | N |  |  | OP | X | 11 | 2021 |  |  | N | Electric Utility | 1 | X T: X; MWH SUB: SUN
Vintage2019 | solar pv | TRUE | 15477 | Public Service Elec & Gas Co | 65465 | Cinnaminson Landfill Solar | NJ | Burlington | CINN | Solar Photovoltaic | PV |  | S | X | X |  |  | 10 |  | 10 | 10 |  | N |  |  | OP | X | 3 | 2019 |  |  | N | Electric Utility | 1 | X T: X; MWH SUB: SUN |  |  |  | N | N |  | 12H | [23 empty] | N
Vintage2020 | solar pv | TRUE | 15477 | Public Service Elec & Gas Co | 65466 | Kinsley II Landfill Solar System | NJ | Gloucester | KINS2 | Solar Photovoltaic | PV |  | S | X | X |  |  | 2 |  | 2 | 2 |  | N |  |  | OP | X | 1 | 2020 |  |  | N | Electric Utility | 1 | X T: X; MWH SUB: SUN |  |  |  | N | N |  | 12H | [23 empty] | N
Vintage2019 | solar pv | TRUE | 15477 | Public Service Elec & Gas Co | 65467 | Pennsauken Brownfield Solar | NJ | Camden | PENN | Solar Photovoltaic | PV |  | S | X | X |  |  | 12 |  | 12 | 12 |  | N |  |  | OP | X | 4 | 2019 |  |  | N | Electric Utility | 1 | X T: X; MWH SUB: SUN |  |  |  | N | N |  | 12H | [23 empty] | N
Vintage2019 | solar pv | TRUE | 15477 | Public Service Elec & Gas Co | 65468 | Highland Park Borough Solar | NJ | Middlesex | HIGH | Solar Photovoltaic | PV |  | S | X | X |  |  | 0.5 |  | 0.5 | 0.5 |  | N |  |  | OP | X | 11 | 2019 |  |  | N | Electric Utility | 1 | X T: X; MWH SUB: SUN |  |  |  | N | N |  | 12H
Vintage2019 | other | TRUE | 15477 | Public Service Elec & Gas Co | 65468 | Highland Park Borough Solar | NJ | Middlesex | HPBA | Batteries | BA |  | S | X | X |  |  | 0.6 |  | 0.6 | 0.6 | 0.5 | N |  |  | OP | X | 11 | 2019 |  |  | N | Electric Utility | 1 | X T: X; MWH SUB: MWH |  |  |  | N | N |  | 10M
Vintage2021 | other | TRUE | 13407 | Nevada Power Co | 65472 | Chukar Battery Energy Storage System | NV | Storey | CHUK1 | Batteries | BA |  | S | X | X |  |  | 10 |  | 10 | 10 | 1 | N |  |  | OP | X | 7 | 2021 |  |  | N | Electric Utility | 1 | X T: X; MWH SUB: MWH |  |  |  | N | N |  | 10M | [20 empty] | N |  |  | N
Vintage2021 | solar pv | TRUE | 64790 | GD Johnson Scituate I, LLC | 65473 | GD Johnson Scituate I, LLC | RI | Providence | GDJSI | Solar Photovoltaic | PV |  | S | X | X |  |  | 4.3 | 1 | 4.3 | 4.3 |  | N |  |  | OP | X | 12 | 2021 |  |  | N | IPP Non-CHP | 2 | X T: X; MWH SUB: SUN
Vintage2021 | solar pv | TRUE | 64791 | GDIM 1, LLC | 65474 | GDIM 1, LLC | RI | Providence | GDIM1 | Solar Photovoltaic | PV |  | S | X | X | 71308 |  | 9.6 | 1 | 9.6 | 9.6 |  | N |  |  | OP | X | 12 | 2021 |  |  | N | IPP Non-CHP | 2 | X T: X; MWH SUB: SUN
Vintage2021 | solar pv | TRUE | 64792 | GDIM 2, LLC | 65475 | GDIM 2, LLC | RI | Providence | GDIM2 | Solar Photovoltaic | PV |  | S | X | X | 71309 |  | 9.6 |  | 9.6 | 9.6 |  | N |  |  | OP | X | 12 | 2021 |  |  | N | IPP Non-CHP | 2 | X T: X; MWH SUB: SUN
Vintage2021 | solar pv | TRUE | 64793 | GDIM 3, LLC | 65476 | GDIM 3, LLC | RI | Providence | GDIM3 | Solar Photovoltaic | PV |  | S | X | X | 71310 |  | 9.6 | 1 | 9.6 | 9.6 |  | N |  |  | OP | X | 12 | 2021 |  |  | N | IPP Non-CHP | 2 | X T: X; MWH SUB: SUN
Vintage2021 | solar pv | TRUE | 64794 | GDIM 4, LLC | 65477 | GDIM 4, LLC | RI | Providence | GDIM4 | Solar Photovoltaic | PV |  | S | X | X | 71311 |  | 9.6 | 1 | 9.6 | 9.6 |  | N |  |  | OP | X | 12 | 2021 |  |  | N | IPP Non-CHP | 2 | X T: X; MWH SUB: SUN
Vintage2021 | onshore wind | TRUE | 64795 | Green Providence WInd I, LLC | 65478 | Green Providence Wind I, LLC | RI | Providence | GPWI | Onshore Wind Turbine | WT |  | S | X | X |  |  | 1.5 | 1 | 1.5 | 1.5 | 1.5 | N |  |  | OP | X | 12 | 2021 |  |  | N | IPP Non-CHP | 2 | X T: X; MWH SUB: WND |  |  |  |  | N | 1
Vintage2021 | onshore wind | TRUE | 64796 | Green Providence Wind II, LLC | 65479 | Green Providence Wind II, LLC | RI | Providence | GPWII | Onshore Wind Turbine | WT |  | S | X | X |  |  | 3 | 1 | 3 | 3 | 3 | N |  |  | OP | X | 12 | 2021 |  |  | N | IPP Non-CHP | 2 | X T: X; MWH SUB: WND |  |  |  |  | N | 2
Vintage2020 | solar pv | TRUE | 63640 | Safari Energy, LLC | 65481 | Wilkinson DeFore | GA | Wilkinson | WD | Solar Photovoltaic | PV |  | S | X | X |  |  | 3 |  | 3 | 3 |  | N |  |  | OP | X | 4 | 2020 |  |  | N | IPP Non-CHP | 2 | X T: X; MWH SUB: SUN |  |  |  | N | N | 0
Vintage2021 | onshore wind | FALSE | 64806 | Western Plains Wind, LLC | 65484 | Western Plains Wind | KS | Logan | WPW1 | Onshore Wind Turbine | WT |  | S | X | X |  |  | 2.7 |  | 2.7 | 2.7 | 1.3 | N |  |  | OP | X | 10 | 2021 |  |  | N | Industrial Non-CHP | 6 | X T: X; MWH SUB: WND |  |  |  | N | N | 1 | [21 empty] | N |  |  | N
Vintage2020 | solar pv | TRUE | 62719 | Green Street Power Partners | 65487 | Washington Avenue Solar, LLC | NY | Schenectady | WASH | Solar Photovoltaic | PV |  | S | X | X |  |  | 4.6 |  | 4.6 | 4.6 |  | N |  |  | OP | X | 12 | 2020 |  |  | N | IPP Non-CHP | 2 | X T: X; MWH SUB: SUN
Vintage2016 | solar pv | TRUE | 64331 | DTE Sustainable Generation | 65497 | Garden 1 Solar Park | MI | Delta | GRDS1 | Solar Photovoltaic | PV |  | S | X | X |  |  | 1.1 |  | 1.1 | 1.1 |  | N |  |  | OP | X | 9 | 2016 |  |  | N | IPP Non-CHP | 2 | X T: X; MWH SUB: SUN |  |  |  | N
Vintage2019 | solar pv | TRUE | 64778 | Strata Manager, LLC | 65502 | Beaker | NC | Pitt | BEAKR | Solar Photovoltaic | PV |  | W | X | X |  |  | 5 |  | 5 | 5 |  | N |  |  | OP | X | 12 | 2019 |  |  | N | IPP Non-CHP | 2 | X T: X; MWH SUB: SUN
Vintage2018 | solar pv | TRUE | 64778 | Strata Manager, LLC | 65503 | Belafonte | NC | Duplin | BELAF | Solar Photovoltaic | PV |  | W | X | X |  |  | 3.4 |  | 3.4 | 3.4 |  | N |  |  | OP | X | 12 | 2018 |  |  | N | IPP Non-CHP | 2 | X T: X; MWH SUB: SUN
Vintage2019 | solar pv | TRUE | 64778 | Strata Manager, LLC | 65505 | Gilead | NC | Montgomery | GILEA | Solar Photovoltaic | PV |  | W | X | X |  |  | 3.5 |  | 3.5 | 3.5 |  | N |  |  | OP | X | 12 | 2019 |  |  | N | IPP Non-CHP | 2 | X T: X; MWH SUB: SUN
Vintage2019 | solar pv | TRUE | 64778 | Strata Manager, LLC | 65506 | Gladstone Farm | NC | Moore | GLADS | Solar Photovoltaic | PV |  | W | X | X |  |  | 5 |  | 5 | 5 |  | N |  |  | OP | X | 12 | 2019 |  |  | N | IPP Non-CHP | 2 | X T: X; MWH SUB: SUN
Vintage2020 | natural gas peaker | FALSE | 64837 | Kansas Ethanol, LLC | 65512 | Kansas Ethanol, LLC | KS | Rice | KSET | Natural Gas Fired Combustion Turbine | GT | KSET | S | X | X | wr.mw.kse.mw |  | 13.5 | 0.8 | 11.9 | 13.5 | 10.5 | N |  |  | OP | X | 6 | 2020 |  |  | Y | Industrial CHP | 7 | [12 empty] | N |  | 1H | [23 empty] | N | bar: X T to MWH SUB
Vintage2021 | solar pv | TRUE | 64786 | Vasquez V | 65520 | Vasquez V CSG | CO | Weld | VASQV | Solar Photovoltaic | PV |  | S | X | X |  |  | 4 |  | 4 | 4 |  | N |  |  | OP | X | 12 | 2021 |  |  | N | IPP Non-CHP | 2 | X T: X; MWH SUB: SUN |  |  |  | N | N | [25 empty] | N
Vintage2013 | petroleum | TRUE | 64812 | Power Depot Group A, LLC | 65535 | Bakke | TX | Andrews | BAK1 | Petroleum Liquids | IC |  | S | X | X |  |  | 0.6 | 0.8 | 0.5 | 0.6 | 0.1 | N |  |  | OP | X | 7 | 2013 |  |  | N | IPP Non-CHP | 2 | X T: X; MWH SUB: DFO | [6 empty] | 10M | [23 empty] | N
Vintage2013 | petroleum | TRUE | 64812 | Power Depot Group A, LLC | 65535 | Bakke | TX | Andrews | BAK10 | Petroleum Liquids | IC |  | S | X | X |  |  | 0.6 | 0.8 | 0.5 | 0.6 | 0.1 | N |  |  | OP | X | 7 | 2013 |  |  | N | IPP Non-CHP | 2 | X T: X; MWH SUB: DFO | [6 empty] | 10M | [23 empty] | N
Vintage2013 | petroleum | TRUE | 64812 | Power Depot Group A, LLC | 65535 | Bakke | TX | Andrews | BAK11 | Petroleum Liquids | IC |  | S | X | X |  |  | 0.6 | 0.8 | 0.5 | 0.6 | 0.1 | N |  |  | OP | X | 7 | 2013 |  |  | N | IPP Non-CHP | 2 | X T: X; MWH SUB: DFO | [6 empty] | 10M | [23 empty] | N
Vintage2013 | petroleum | TRUE | 64812 | Power Depot Group A, LLC | 65535 | Bakke | TX | Andrews | BAK12 | Petroleum Liquids | IC |  | S | X | X |  |  | 0.6 | 0.8 | 0.5 | 0.6 | 0.1 | N |  |  | OP | X | 7 | 2013 |  |  | N | IPP Non-CHP | 2 | X T: X; MWH SUB: DFO | [6 empty] | 10M | [23 empty] | N
Vintage2013 | petroleum | TRUE | 64812 | Power Depot Group A, LLC | 65535 | Bakke | TX | Andrews | BAK13 | Petroleum Liquids | IC |  | S | X | X |  |  | 0.6 | 0.8 | 0.5 | 0.6 | 0.1 | N |  |  | OP | X | 7 | 2013 |  |  | N | IPP Non-CHP | 2 | X T: X; MWH SUB: DFO | [6 empty] | 10M | [23 empty] | N
Vintage2013 | petroleum | TRUE | 64812 | Power Depot Group A, LLC | 65535 | Bakke | TX | Andrews | BAK14 | Petroleum Liquids | IC |  | S | X | X |  |  | 0.6 | 0.8 | 0.5 | 0.6 | 0.1 | N |  |  | OP | X | 7 | 2013 |  |  | N | IPP Non-CHP | 2 | X T: X; MWH SUB: DFO | [6 empty] | 10M | [23 empty] | N
Vintage2013 | petroleum | TRUE | 64812 | Power Depot Group A, LLC | 65535 | Bakke | TX | Andrews | BAK15 | Petroleum Liquids | IC |  | S | X | X |  |  | 0.6 | 0.8 | 0.5 | 0.6 | 0.1 | N |  |  | OP | X | 7 | 2013 |  |  | N | IPP Non-CHP | 2 | X T: X; MWH SUB: DFO | [6 empty] | 10M | [23 empty] | N
Vintage2013 | petroleum | TRUE | 64812 | Power Depot Group A, LLC | 65535 | Bakke | TX | Andrews | BAK2 | Petroleum Liquids | IC |  | S | X | X |  |  | 0.6 | 0.8 | 0.5 | 0.6 | 0.1 | N |  |  | OP | X | 7 | 2013 |  |  | N | IPP Non-CHP | 2 | X T: X; MWH SUB: DFO | [6 empty] | 10M | [23 empty] | N
Vintage2013 | petroleum | TRUE | 64812 | Power Depot Group A, LLC | 65535 | Bakke | TX | Andrews | BAK3 | Petroleum Liquids | IC |  | S | X | X |  |  | 0.6 | 0.8 | 0.5 | 0.6 | 0.1 | N |  |  | OP | X | 7 | 2013 |  |  | N | IPP Non-CHP | 2 | X T: X; MWH SUB: DFO | [6 empty] | 10M | [23 empty] | N
Vintage2013 | petroleum | TRUE | 64812 | Power Depot Group A, LLC | 65535 | Bakke | TX | Andrews | BAK4 | Petroleum Liquids | IC |  | S | X | X |  |  | 0.6 | 0.8 | 0.5 | 0.6 | 0.1 | N |  |  | OP | X | 7 | 2013 |  |  | N | IPP Non-CHP | 2 | X T: X; MWH SUB: DFO | [6 empty] | 10M | [23 empty] | N
Vintage2013 | petroleum | TRUE | 64812 | Power Depot Group A, LLC | 65535 | Bakke | TX | Andrews | BAK5 | Petroleum Liquids | IC |  | S | X | X |  |  | 0.6 | 0.8 | 0.5 | 0.6 | 0.1 | N |  |  | OP | X | 7 | 2013 |  |  | N | IPP Non-CHP | 2 | X T: X; MWH SUB: DFO | [6 empty] | 10M | [23 empty] | N
Vintage2013 | petroleum | TRUE | 64812 | Power Depot Group A, LLC | 65535 | Bakke | TX | Andrews | BAK6 | Petroleum Liquids | IC |  | S | X | X |  |  | 0.6 | 0.8 | 0.5 | 0.6 | 0.1 | N |  |  | OP | X | 7 | 2013 |  |  | N | IPP Non-CHP | 2 | X T: X; MWH SUB: DFO | [6 empty] | 10M | [23 empty] | N
Vintage2013 | petroleum | TRUE | 64812 | Power Depot Group A, LLC | 65535 | Bakke | TX | Andrews | BAK7 | Petroleum Liquids | IC |  | S | X | X |  |  | 0.6 | 0.8 | 0.5 | 0.6 | 0.1 | N |  |  | OP | X | 7 | 2013 |  |  | N | IPP Non-CHP | 2 | X T: X; MWH SUB: DFO | [6 empty] | 10M | [23 empty] | N
Vintage2013 | petroleum | TRUE | 64812 | Power Depot Group A, LLC | 65535 | Bakke | TX | Andrews | BAK8 | Petroleum Liquids | IC |  | S | X | X |  |  | 0.6 | 0.8 | 0.5 | 0.6 | 0.1 | N |  |  | OP | X | 7 | 2013 |  |  | N | IPP Non-CHP | 2 | X T: X; MWH SUB: DFO | [6 empty] | 10M | [23 empty] | N
Vintage2013 | petroleum | TRUE | 64812 | Power Depot Group A, LLC | 65535 | Bakke | TX | Andrews | BAK9 | Petroleum Liquids | IC |  | S | X | X |  |  | 0.6 | 0.8 | 0.5 | 0.6 | 0.1 | N |  |  | OP | X | 7 | 2013 |  |  | N | IPP Non-CHP | 2 | X T: X; MWH SUB: DFO | [6 empty] | 10M | [23 empty] | N
Vintage2013 | petroleum | TRUE | 64812 | Power Depot Group A, LLC | 65536 | Citrus City | TX | Hidalgo | CC1 | Petroleum Liquids | IC |  | S | X | X |  |  | 0.6 | 0.8 | 0.5 | 0.6 | 0.1 | N |  |  | OP | X | 8 | 2013 |  |  | N | IPP Non-CHP | 2 | X T: X; MWH SUB: DFO | [6 empty] | 10M | [23 empty] | N
Vintage2013 | petroleum | TRUE | 64812 | Power Depot Group A, LLC | 65536 | Citrus City | TX | Hidalgo | CC10 | Petroleum Liquids | IC |  | S | X | X |  |  | 0.6 | 0.8 | 0.5 | 0.6 | 0.1 | N |  |  | OP | X | 8 | 2013 |  |  | N | IPP Non-CHP | 2 | X T: X; MWH SUB: DFO | [6 empty] | 10M | [23 empty] | N
Vintage2013 | petroleum | TRUE | 64812 | Power Depot Group A, LLC | 65536 | Citrus City | TX | Hidalgo | CC11 | Petroleum Liquids | IC |  | S | X | X |  |  | 0.6 | 0.8 | 0.5 | 0.6 | 0.1 | N |  |  | OP | X | 8 | 2013 |  |  | N | IPP Non-CHP | 2 | X T: X; MWH SUB: DFO | [6 empty] | 10M | [23 empty] | N
Vintage2013 | petroleum | TRUE | 64812 | Power Depot Group A, LLC | 65536 | Citrus City | TX | Hidalgo | CC12 | Petroleum Liquids | IC |  | S | X | X |  |  | 0.6 | 0.8 | 0.5 | 0.6 | 0.1 | N |  |  | OP | X | 8 | 2013 |  |  | N | IPP Non-CHP | 2 | X T: X; MWH SUB: DFO | [6 empty] | 10M | [23 empty] | N
Vintage2013 | petroleum | TRUE | 64812 | Power Depot Group A, LLC | 65536 | Citrus City | TX | Hidalgo | CC13 | Petroleum Liquids | IC |  | S | X | X |  |  | 0.6 | 0.8 | 0.5 | 0.6 | 0.1 | N |  |  | OP | X | 8 | 2013 |  |  | N | IPP Non-CHP | 2 | X T: X; MWH SUB: DFO | [6 empty] | 10M | [23 empty] | N
Vintage2013 | petroleum | TRUE | 64812 | Power Depot Group A, LLC | 65536 | Citrus City | TX | Hidalgo | CC14 | Petroleum Liquids | IC |  | S | X | X |  |  | 0.6 | 0.8 | 0.5 | 0.6 | 0.1 | N |  |  | OP | X | 8 | 2013 |  |  | N | IPP Non-CHP | 2 | X T: X; MWH SUB: DFO | [6 empty] | 10M | [23 empty] | N
Vintage2013 | petroleum | TRUE | 64812 | Power Depot Group A, LLC | 65536 | Citrus City | TX | Hidalgo | CC15 | Petroleum Liquids | IC |  | S | X | X |  |  | 0.6 | 0.8 | 0.5 | 0.6 | 0.1 | N |  |  | OP | X | 8 | 2013 |  |  | N | IPP Non-CHP | 2 | X T: X; MWH SUB: DFO | [6 empty] | 10M | [23 empty] | N
Vintage2013 | petroleum | TRUE | 64812 | Power Depot Group A, LLC | 65536 | Citrus City | TX | Hidalgo | CC2 | Petroleum Liquids | IC |  | S | X | X |  |  | 0.6 | 0.8 | 0.5 | 0.6 | 0.1 | N |  |  | OP | X | 8 | 2013 |  |  | N | IPP Non-CHP | 2 | X T: X; MWH SUB: DFO | [6 empty] | 10M | [23 empty] | N
Vintage2013 | petroleum | TRUE | 64812 | Power Depot Group A, LLC | 65536 | Citrus City | TX | Hidalgo | CC3 | Petroleum Liquids | IC |  | S | X | X |  |  | 0.6 | 0.8 | 0.5 | 0.6 | 0.1 | N |  |  | OP | X | 8 | 2013 |  |  | N | IPP Non-CHP | 2 | X T: X; MWH SUB: DFO | [6 empty] | 10M | [23 empty] | N
Vintage2013 | petroleum | TRUE | 64812 | Power Depot Group A, LLC | 65536 | Citrus City | TX | Hidalgo | CC4 | Petroleum Liquids | IC |  | S | X | X |  |  | 0.6 | 0.8 | 0.5 | 0.6 | 0.1 | N |  |  | OP | X | 8 | 2013 |  |  | N | IPP Non-CHP | 2 | X T: X; MWH SUB: DFO | [6 empty] | 10M | [23 empty] | N
Vintage2013 | petroleum | TRUE | 64812 | Power Depot Group A, LLC | 65536 | Citrus City | TX | Hidalgo | CC5 | Petroleum Liquids | IC |  | S | X | X |  |  | 0.6 | 0.8 | 0.5 | 0.6 | 0.1 | N |  |  | OP | X | 8 | 2013 |  |  | N | IPP Non-CHP | 2 | X T: X; MWH SUB: DFO | [6 empty] | 10M | [23 empty] | N
Vintage2013 | petroleum | TRUE | 64812 | Power Depot Group A, LLC | 65536 | Citrus City | TX | Hidalgo | CC6 | Petroleum Liquids | IC |  | S | X | X |  |  | 0.6 | 0.8 | 0.5 | 0.6 | 0.1 | N |  |  | OP | X | 8 | 2013 |  |  | N | IPP Non-CHP | 2 | X T: X; MWH SUB: DFO | [6 empty] | 10M | [23 empty] | N
Vintage2013 | petroleum | TRUE | 64812 | Power Depot Group A, LLC | 65536 | Citrus City | TX | Hidalgo | CC7 | Petroleum Liquids | IC |  | S | X | X |  |  | 0.6 | 0.8 | 0.5 | 0.6 | 0.1 | N |  |  | OP | X | 8 | 2013 |  |  | N | IPP Non-CHP | 2 | X T: X; MWH SUB: DFO | [6 empty] | 10M | [23 empty] | N
Vintage2013 | petroleum | TRUE | 64812 | Power Depot Group A, LLC | 65536 | Citrus City | TX | Hidalgo | CC8 | Petroleum Liquids | IC |  | S | X | X |  |  | 0.6 | 0.8 | 0.5 | 0.6 | 0.1 | N |  |  | OP | X | 8 | 2013 |  |  | N | IPP Non-CHP | 2 | X T: X; MWH SUB: DFO | [6 empty] | 10M | [23 empty] | N
Vintage2013 | petroleum | TRUE | 64812 | Power Depot Group A, LLC | 65536 | Citrus City | TX | Hidalgo | CC9 | Petroleum Liquids | IC |  | S | X | X |  |  | 0.6 | 0.8 | 0.5 | 0.6 | 0.1 | N |  |  | OP | X | 8 | 2013 |  |  | N | IPP Non-CHP | 2 | X T: X; MWH SUB: DFO | [6 empty] | 10M | [23 empty] | N
Vintage2013 | petroleum | TRUE | 64812 | Power Depot Group A, LLC | 65537 | Clara | TX | Harris | CLA1 | Petroleum Liquids | IC |  | S | X | X |  |  | 0.6 | 0.8 | 0.5 | 0.6 | 0.1 | N |  |  | OP | X | 7 | 2013 |  |  | N | IPP Non-CHP | 2 | X T: X; MWH SUB: DFO | [6 empty] | 10M | [23 empty] | N
Vintage2013 | petroleum | TRUE | 64812 | Power Depot Group A, LLC | 65537 | Clara | TX | Harris | CLA10 | Petroleum Liquids | IC |  | S | X | X |  |  | 0.6 | 0.8 | 0.5 | 0.6 | 0.1 | N |  |  | OP | X | 7 | 2013 |  |  | N | IPP Non-CHP | 2 | X T: X; MWH SUB: DFO | [6 empty] | 10M | [23 empty] | N
Vintage2013 | petroleum | TRUE | 64812 | Power Depot Group A, LLC | 65537 | Clara | TX | Harris | CLA11 | Petroleum Liquids | IC |  | S | X | X |  |  | 0.6 | 0.8 | 0.5 | 0.6 | 0.1 | N |  |  | OP | X | 7 | 2013 |  |  | N | IPP Non-CHP | 2 | X T: X; MWH SUB: DFO | [6 empty] | 10M | [23 empty] | N
Vintage2013 | petroleum | TRUE | 64812 | Power Depot Group A, LLC | 65537 | Clara | TX | Harris | CLA12 | Petroleum Liquids | IC |  | S | X | X |  |  | 0.6 | 0.8 | 0.5 | 0.6 | 0.1 | N |  |  | OP | X | 7 | 2013 |  |  | N | IPP Non-CHP | 2 | X T: X; MWH SUB: DFO | [6 empty] | 10M | [23 empty] | N
Vintage2013 | petroleum | TRUE | 64812 | Power Depot Group A, LLC | 65537 | Clara | TX | Harris | CLA13 | Petroleum Liquids | IC |  | S | X | X |  |  | 0.6 | 0.8 | 0.5 | 0.6 | 0.1 | N |  |  | OP | X | 7 | 2013 |  |  | N | IPP Non-CHP | 2 | X T: X; MWH SUB: DFO | [6 empty] | 10M | [23 empty] | N
Vintage2013 | petroleum | TRUE | 64812 | Power Depot Group A, LLC | 65537 | Clara | TX | Harris | CLA14 | Petroleum Liquids | IC |  | S | X | X |  |  | 0.6 | 0.8 | 0.5 | 0.6 | 0.1 | N |  |  | OP | X | 7 | 2013 |  |  | N | IPP Non-CHP | 2 | X T: X; MWH SUB: DFO | [6 empty] | 10M | [23 empty] | N
Vintage2013 | petroleum | TRUE | 64812 | Power Depot Group A, LLC | 65537 | Clara | TX | Harris | CLA15 | Petroleum Liquids | IC |  | S | X | X |  |  | 0.6 | 0.8 | 0.5 | 0.6 | 0.1 | N |  |  | OP | X | 7 | 2013 |  |  | N | IPP Non-CHP | 2 | X T: X; MWH SUB: DFO | [6 empty] | 10M | [23 empty] | N
Vintage2013 | petroleum | TRUE | 64812 | Power Depot Group A, LLC | 65537 | Clara | TX | Harris | CLA2 | Petroleum Liquids | IC |  | S | X | X |  |  | 0.6 | 0.8 | 0.5 | 0.6 | 0.1 | N |  |  | OP | X | 7 | 2013 |  |  | N | IPP Non-CHP | 2 | X T: X; MWH SUB: DFO | [6 empty] | 10M | [23 empty] | N
Vintage2013 | petroleum | TRUE | 64812 | Power Depot Group A, LLC | 65537 | Clara | TX | Harris | CLA3 | Petroleum Liquids | IC |  | S | X | X |  |  | 0.6 | 0.8 | 0.5 | 0.6 | 0.1 | N |  |  | OP | X | 7 | 2013 |  |  | N | IPP Non-CHP | 2 | X T: X; MWH SUB: DFO | [6 empty] | 10M | [23 empty] | N
Vintage2013 | petroleum | TRUE | 64812 | Power Depot Group A, LLC | 65537 | Clara | TX | Harris | CLA4 | Petroleum Liquids | IC |  | S | X | X |  |  | 0.6 | 0.8 | 0.5 | 0.6 | 0.1 | N |  |  | OP | X | 7 | 2013 |  |  | N | IPP Non-CHP | 2 | X T: X; MWH SUB: DFO | [6 empty] | 10M | [23 empty] | N
Vintage2013 | petroleum | TRUE | 64812 | Power Depot Group A, LLC | 65537 | Clara | TX | Harris | CLA5 | Petroleum Liquids | IC |  | S | X | X |  |  | 0.6 | 0.8 | 0.5 | 0.6 | 0.1 | N |  |  | OP | X | 7 | 2013 |  |  | N | IPP Non-CHP | 2 | X T: X; MWH SUB: DFO | [6 empty] | 10M | [23 empty] | N
Vintage2013 | petroleum | TRUE | 64812 | Power Depot Group A, LLC | 65537 | Clara | TX | Harris | CLA6 | Petroleum Liquids | IC |  | S | X | X |  |  | 0.6 | 0.8 | 0.5 | 0.6 | 0.1 | N |  |  | OP | X | 7 | 2013 |  |  | N | IPP Non-CHP | 2 | X T: X; MWH SUB: DFO | [6 empty] | 10M | [23 empty] | N
Vintage2013 | petroleum | TRUE | 64812 | Power Depot Group A, LLC | 65537 | Clara | TX | Harris | CLA7 | Petroleum Liquids | IC |  | S | X | X |  |  | 0.6 | 0.8 | 0.5 | 0.6 | 0.1 | N |  |  | OP | X | 7 | 2013 |  |  | N | IPP Non-CHP | 2 | X T: X; MWH SUB: DFO | [6 empty] | 10M | [23 empty] | N
Vintage2013 | petroleum | TRUE | 64812 | Power Depot Group A, LLC | 65537 | Clara | TX | Harris | CLA8 | Petroleum Liquids | IC |  | S | X | X |  |  | 0.6 | 0.8 | 0.5 | 0.6 | 0.1 | N |  |  | OP | X | 7 | 2013 |  |  | N | IPP Non-CHP | 2 | X T: X; MWH SUB: DFO | [6 empty] | 10M | [23 empty] | N
Vintage2013 | petroleum | TRUE | 64812 | Power Depot Group A, LLC | 65537 | Clara | TX | Harris | CLA9 | Petroleum Liquids | IC |  | S | X | X |  |  | 0.6 | 0.8 | 0.5 | 0.6 | 0.1 | N |  |  | OP | X | 7 | 2013 |  |  | N | IPP Non-CHP | 2 | X T: X; MWH SUB: DFO | [6 empty] | 10M | [23 empty] | N
Vintage2013 | petroleum | TRUE | 64812 | Power Depot Group A, LLC | 65538 | Cutten | TX | Harris | CUT1 | Petroleum Liquids | IC |  | S | X | X |  |  | 0.6 | 0.8 | 0.5 | 0.6 | 0.1 | N |  |  | OP | X | 9 | 2013 |  |  | N | IPP Non-CHP | 2 | X T: X; MWH SUB: DFO |  |  |  | N | N |  | 10M | [20 empty] | N |  |  | N |  | N
Vintage2013 | petroleum | TRUE | 64812 | Power Depot Group A, LLC | 65538 | Cutten | TX | Harris | CUT10 | Petroleum Liquids | IC |  | S | X | X |  |  | 0.6 | 0.8 | 0.5 | 0.6 | 0.1 | N |  |  | OP | X | 9 | 2013 |  |  | N | IPP Non-CHP | 2 | X T: X; MWH SUB: DFO |  |  |  | N | N |  | 10M | [23 empty] | N
Vintage2013 | petroleum | TRUE | 64812 | Power Depot Group A, LLC | 65538 | Cutten | TX | Harris | CUT11 | Petroleum Liquids | IC |  | S | X | X |  |  | 0.6 | 0.8 | 0.5 | 0.6 | 0.1 | N |  |  | OP | X | 9 | 2013 |  |  | N | IPP Non-CHP | 2 | X T: X; MWH SUB: DFO |  |  |  | N | N |  | 10M | [23 empty] | N
Vintage2013 | petroleum | TRUE | 64812 | Power Depot Group A, LLC | 65538 | Cutten | TX | Harris | CUT12 | Petroleum Liquids | IC |  | S | X | X |  |  | 0.6 | 0.8 | 0.5 | 0.6 | 0.1 | N |  |  | OP | X | 9 | 2013 |  |  | N | IPP Non-CHP | 2 | X T: X; MWH SUB: DFO |  |  |  | N | N |  | 10M | [23 empty] | N
Vintage2013 | petroleum | TRUE | 64812 | Power Depot Group A, LLC | 65538 | Cutten | TX | Harris | CUT13 | Petroleum Liquids | IC |  | S | X | X |  |  | 0.6 | 0.8 | 0.5 | 0.6 | 0.1 | N |  |  | OP | X | 9 | 2013 |  |  | N | IPP Non-CHP | 2 | X T: X; MWH SUB: DFO |  |  |  | N | N |  | 10M | [23 empty] | N
Vintage2013 | petroleum | TRUE | 64812 | Power Depot Group A, LLC | 65538 | Cutten | TX | Harris | CUT14 | Petroleum Liquids | IC |  | S | X | X |  |  | 0.6 | 0.8 | 0.5 | 0.6 | 0.1 | N |  |  | OP | X | 9 | 2013 |  |  | N | IPP Non-CHP | 2 | X T: X; MWH SUB: DFO |  |  |  | N | N |  | 10M | [23 empty] | N
Vintage2013 | petroleum | TRUE | 64812 | Power Depot Group A, LLC | 65538 | Cutten | TX | Harris | CUT15 | Petroleum Liquids | IC |  | S | X | X |  |  | 0.6 | 0.8 | 0.5 | 0.6 | 0.1 | N |  |  | OP | X | 9 | 2013 |  |  | N | IPP Non-CHP | 2 | X T: X; MWH SUB: DFO | [6 empty] | 10M | [23 empty] | N
Vintage2013 | petroleum | TRUE | 64812 | Power Depot Group A, LLC | 65538 | Cutten | TX | Harris | CUT2 | Petroleum Liquids | IC |  | S | X | X |  |  | 0.6 | 0.8 | 0.5 | 0.6 | 0.1 | N |  |  | OP | X | 9 | 2013 |  |  | N | IPP Non-CHP | 2 | X T: X; MWH SUB: DFO |  |  |  | N | N |  | 10M | [20 empty] | N |  |  | N |  | N
Vintage2013 | petroleum | TRUE | 64812 | Power Depot Group A, LLC | 65538 | Cutten | TX | Harris | CUT3 | Petroleum Liquids | IC |  | S | X | X |  |  | 0.6 | 0.8 | 0.5 | 0.6 | 0.1 | N |  |  | OP | X | 9 | 2013 |  |  | N | IPP Non-CHP | 2 | X T: X; MWH SUB: DFO |  |  |  | N | N |  | 10M | [20 empty] | N |  |  | N |  | N
Vintage2013 | petroleum | TRUE | 64812 | Power Depot Group A, LLC | 65538 | Cutten | TX | Harris | CUT4 | Petroleum Liquids | IC |  | S | X | X |  |  | 0.6 | 0.8 | 0.5 | 0.6 | 0.1 | N |  |  | OP | X | 9 | 2013 |  |  | N | IPP Non-CHP | 2 | X T: X; MWH SUB: DFO | [6 empty] | 10M | [23 empty] | N
Vintage2013 | petroleum | TRUE | 64812 | Power Depot Group A, LLC | 65538 | Cutten | TX | Harris | CUT5 | Petroleum Liquids | IC |  | S | X | X |  |  | 0.6 | 0.8 | 0.5 | 0.6 | 0.1 | N |  |  | OP | X | 9 | 2013 |  |  | N | IPP Non-CHP | 2 | X T: X; MWH SUB: DFO | [6 empty] | 10M | [23 empty] | N
Vintage2013 | petroleum | TRUE | 64812 | Power Depot Group A, LLC | 65538 | Cutten | TX | Harris | CUT6 | Petroleum Liquids | IC |  | S | X | X |  |  | 0.6 | 0.8 | 0.5 | 0.6 | 0.1 | N |  |  | OP | X | 9 | 2013 |  |  | N | IPP Non-CHP | 2 | X T: X; MWH SUB: DFO |  |  |  | N | N |  | 10M | [23 empty] | N
Vintage2013 | petroleum | TRUE | 64812 | Power Depot Group A, LLC | 65538 | Cutten | TX | Harris | CUT7 | Petroleum Liquids | IC |  | S | X | X |  |  | 0.6 | 0.8 | 0.5 | 0.6 | 0.1 | N |  |  | OP | X | 9 | 2013 |  |  | N | IPP Non-CHP | 2 | X T: X; MWH SUB: DFO |  |  |  | N | N |  | 10M | [23 empty] | N
Vintage2013 | petroleum | TRUE | 64812 | Power Depot Group A, LLC | 65538 | Cutten | TX | Harris | CUT8 | Petroleum Liquids | IC |  | S | X | X |  |  | 0.6 | 0.8 | 0.5 | 0.6 | 0.1 | N |  |  | OP | X | 9 | 2013 |  |  | N | IPP Non-CHP | 2 | X T: X; MWH SUB: DFO |  |  |  | N | N |  | 10M | [23 empty] | N
Vintage2013 | petroleum | TRUE | 64812 | Power Depot Group A, LLC | 65538 | Cutten | TX | Harris | CUT9 | Petroleum Liquids | IC |  | S | X | X |  |  | 0.6 | 0.8 | 0.5 | 0.6 | 0.1 | N |  |  | OP | X | 9 | 2013 |  |  | N | IPP Non-CHP | 2 | X T: X; MWH SUB: DFO |  |  |  | N | N |  | 10M | [23 empty] | N
Vintage2013 | petroleum | TRUE | 64812 | Power Depot Group A, LLC | 65539 | E. Porte Ct. | TX | Cameron | EPC1 | Petroleum Liquids | IC |  | S | X | X |  |  | 0.6 | 0.8 | 0.5 | 0.6 | 0.1 | N |  |  | OP | X | 8 | 2013 |  |  | N | IPP Non-CHP | 2 | X T: X; MWH SUB: DFO | [6 empty] | 10M | [23 empty] | N
Vintage2013 | petroleum | TRUE | 64812 | Power Depot Group A, LLC | 65539 | E. Porte Ct. | TX | Cameron | EPC10 | Petroleum Liquids | IC |  | S | X | X |  |  | 0.6 | 0.8 | 0.5 | 0.6 | 0.1 | N |  |  | OP | X | 8 | 2013 |  |  | N | IPP Non-CHP | 2 | X T: X; MWH SUB: DFO | [6 empty] | 10M | [23 empty] | N
Vintage2013 | petroleum | TRUE | 64812 | Power Depot Group A, LLC | 65539 | E. Porte Ct. | TX | Cameron | EPC11 | Petroleum Liquids | IC |  | S | X | X |  |  | 0.6 | 0.8 | 0.5 | 0.6 | 0.1 | N |  |  | OP | X | 8 | 2013 |  |  | N | IPP Non-CHP | 2 | X T: X; MWH SUB: DFO | [6 empty] | 10M | [23 empty] | N
Vintage2013 | petroleum | TRUE | 64812 | Power Depot Group A, LLC | 65539 | E. Porte Ct. | TX | Cameron | EPC12 | Petroleum Liquids | IC |  | S | X | X |  |  | 0.6 | 0.8 | 0.5 | 0.6 | 0.1 | N |  |  | OP | X | 8 | 2013 |  |  | N | IPP Non-CHP | 2 | X T: X; MWH SUB: DFO | [6 empty] | 10M | [23 empty] | N
Vintage2013 | petroleum | TRUE | 64812 | Power Depot Group A, LLC | 65539 | E. Porte Ct. | TX | Cameron | EPC13 | Petroleum Liquids | IC |  | S | X | X |  |  | 0.6 | 0.8 | 0.5 | 0.6 | 0.1 | N |  |  | OP | X | 8 | 2013 |  |  | N | IPP Non-CHP | 2 | X T: X; MWH SUB: DFO | [6 empty] | 10M | [23 empty] | N
Vintage2013 | petroleum | TRUE | 64812 | Power Depot Group A, LLC | 65539 | E. Porte Ct. | TX | Cameron | EPC14 | Petroleum Liquids | IC |  | S | X | X |  |  | 0.6 | 0.8 | 0.5 | 0.6 | 0.1 | N |  |  | OP | X | 8 | 2013 |  |  | N | IPP Non-CHP | 2 | X T: X; MWH SUB: DFO | [6 empty] | 10M | [23 empty] | N
Vintage2013 | petroleum | TRUE | 64812 | Power Depot Group A, LLC | 65539 | E. Porte Ct. | TX | Cameron | EPC15 | Petroleum Liquids | IC |  | S | X | X |  |  | 0.6 | 0.8 | 0.5 | 0.6 | 0.1 | N |  |  | OP | X | 8 | 2013 |  |  | N | IPP Non-CHP | 2 | X T: X; MWH SUB: DFO | [6 empty] | 10M | [23 empty] | N
Vintage2013 | petroleum | TRUE | 64812 | Power Depot Group A, LLC | 65539 | E. Porte Ct. | TX | Cameron | EPC2 | Petroleum Liquids | IC |  | S | X | X |  |  | 0.6 | 0.8 | 0.5 | 0.6 | 0.1 | N |  |  | OP | X | 8 | 2013 |  |  | N | IPP Non-CHP | 2 | X T: X; MWH SUB: DFO | [6 empty] | 10M | [23 empty] | N
Vintage2013 | petroleum | TRUE | 64812 | Power Depot Group A, LLC | 65539 | E. Porte Ct. | TX | Cameron | EPC3 | Petroleum Liquids | IC |  | S | X | X |  |  | 0.6 | 0.8 | 0.5 | 0.6 | 0.1 | N |  |  | OP | X | 8 | 2013 |  |  | N | IPP Non-CHP | 2 | X T: X; MWH SUB: DFO | [6 empty] | 10M | [23 empty] | N
Vintage2013 | petroleum | TRUE | 64812 | Power Depot Group A, LLC | 65539 | E. Porte Ct. | TX | Cameron | EPC4 | Petroleum Liquids | IC |  | S | X | X |  |  | 0.6 | 0.8 | 0.5 | 0.6 | 0.1 | N |  |  | OP | X | 8 | 2013 |  |  | N | IPP Non-CHP | 2 | X T: X; MWH SUB: DFO | [6 empty] | 10M | [23 empty] | N
Vintage2013 | petroleum | TRUE | 64812 | Power Depot Group A, LLC | 65539 | E. Porte Ct. | TX | Cameron | EPC5 | Petroleum Liquids | IC |  | S | X | X |  |  | 0.6 | 0.8 | 0.5 | 0.6 | 0.1 | N |  |  | OP | X | 8 | 2013 |  |  | N | IPP Non-CHP | 2 | X T: X; MWH SUB: DFO | [6 empty] | 10M | [23 empty] | N
Vintage2013 | petroleum | TRUE | 64812 | Power Depot Group A, LLC | 65539 | E. Porte Ct. | TX | Cameron | EPC6 | Petroleum Liquids | IC |  | S | X | X |  |  | 0.6 | 0.8 | 0.5 | 0.6 | 0.1 | N |  |  | OP | X | 8 | 2013 |  |  | N | IPP Non-CHP | 2 | X T: X; MWH SUB: DFO | [6 empty] | 10M | [23 empty] | N
Vintage2013 | petroleum | TRUE | 64812 | Power Depot Group A, LLC | 65539 | E. Porte Ct. | TX | Cameron | EPC7 | Petroleum Liquids | IC |  | S | X | X |  |  | 0.6 | 0.8 | 0.5 | 0.6 | 0.1 | N |  |  | OP | X | 8 | 2013 |  |  | N | IPP Non-CHP | 2 | X T: X; MWH SUB: DFO | [6 empty] | 10M | [23 empty] | N
Vintage2013 | petroleum | TRUE | 64812 | Power Depot Group A, LLC | 65539 | E. Porte Ct. | TX | Cameron | EPC8 | Petroleum Liquids | IC |  | S | X | X |  |  | 0.6 | 0.8 | 0.5 | 0.6 | 0.1 | N |  |  | OP | X | 8 | 2013 |  |  | N | IPP Non-CHP | 2 | X T: X; MWH SUB: DFO | [6 empty] | 10M | [23 empty] | N
Vintage2013 | petroleum | TRUE | 64812 | Power Depot Group A, LLC | 65539 | E. Porte Ct. | TX | Cameron | EPC9 | Petroleum Liquids | IC |  | S | X | X |  |  | 0.6 | 0.8 | 0.5 | 0.6 | 0.1 | N |  |  | OP | X | 8 | 2013 |  |  | N | IPP Non-CHP | 2 | X T: X; MWH SUB: DFO | [6 empty] | 10M | [23 empty] | N
Vintage2013 | petroleum | TRUE | 64812 | Power Depot Group A, LLC | 65540 | Frankel | TX | Andrews | FRA1 | Petroleum Liquids | IC |  | S | X | X |  |  | 0.6 | 0.8 | 0.5 | 0.6 | 0.1 | N |  |  | OP | X | 7 | 2013 |  |  | N | IPP Non-CHP | 2 | X T: X; MWH SUB: DFO | [6 empty] | 10M | [23 empty] | N
Vintage2013 | petroleum | TRUE | 64812 | Power Depot Group A, LLC | 65540 | Frankel | TX | Andrews | FRA10 | Petroleum Liquids | IC |  | S | X | X |  |  | 0.6 | 0.8 | 0.5 | 0.6 | 0.1 | N |  |  | OP | X | 7 | 2013 |  |  | N | IPP Non-CHP | 2 | X T: X; MWH SUB: DFO | [6 empty] | 10M | [23 empty] | N
Vintage2013 | petroleum | TRUE | 64812 | Power Depot Group A, LLC | 65540 | Frankel | TX | Andrews | FRA11 | Petroleum Liquids | IC |  | S | X | X |  |  | 0.6 | 0.8 | 0.5 | 0.6 | 0.1 | N |  |  | OP | X | 7 | 2013 |  |  | N | IPP Non-CHP | 2 | X T: X; MWH SUB: DFO | [6 empty] | 10M | [23 empty] | N
Vintage2013 | petroleum | TRUE | 64812 | Power Depot Group A, LLC | 65540 | Frankel | TX | Andrews | FRA12 | Petroleum Liquids | IC |  | S | X | X |  |  | 0.6 | 0.8 | 0.5 | 0.6 | 0.1 | N |  |  | OP | X | 7 | 2013 |  |  | N | IPP Non-CHP | 2 | X T: X; MWH SUB: DFO | [6 empty] | 10M | [23 empty] | N
Vintage2013 | petroleum | TRUE | 64812 | Power Depot Group A, LLC | 65540 | Frankel | TX | Andrews | FRA13 | Petroleum Liquids | IC |  | S | X | X |  |  | 0.6 | 0.8 | 0.5 | 0.6 | 0.1 | N |  |  | OP | X | 7 | 2013 |  |  | N | IPP Non-CHP | 2 | X T: X; MWH SUB: DFO | [6 empty] | 10M | [23 empty] | N
Vintage2013 | petroleum | TRUE | 64812 | Power Depot Group A, LLC | 65540 | Frankel | TX | Andrews | FRA14 | Petroleum Liquids | IC |  | S | X | X |  |  | 0.6 | 0.8 | 0.5 | 0.6 | 0.1 | N |  |  | OP | X | 7 | 2013 |  |  | N | IPP Non-CHP | 2 | X T: X; MWH SUB: DFO | [6 empty] | 10M | [23 empty] | N
Vintage2013 | petroleum | TRUE | 64812 | Power Depot Group A, LLC | 65540 | Frankel | TX | Andrews | FRA15 | Petroleum Liquids | IC |  | S | X | X |  |  | 0.6 | 0.8 | 0.5 | 0.6 | 0.1 | N |  |  | OP | X | 7 | 2013 |  |  | N | IPP Non-CHP | 2 | X T: X; MWH SUB: DFO | [6 empty] | 10M | [23 empty] | N
Vintage2013 | petroleum | TRUE | 64812 | Power Depot Group A, LLC | 65540 | Frankel | TX | Andrews | FRA2 | Petroleum Liquids | IC |  | S | X | X |  |  | 0.6 | 0.8 | 0.5 | 0.6 | 0.1 | N |  |  | OP | X | 7 | 2013 |  |  | N | IPP Non-CHP | 2 | X T: X; MWH SUB: DFO | [6 empty] | 10M | [23 empty] | N
Vintage2013 | petroleum | TRUE | 64812 | Power Depot Group A, LLC | 65540 | Frankel | TX | Andrews | FRA3 | Petroleum Liquids | IC |  | S | X | X |  |  | 0.6 | 0.8 | 0.5 | 0.6 | 0.1 | N |  |  | OP | X | 7 | 2013 |  |  | N | IPP Non-CHP | 2 | X T: X; MWH SUB: DFO | [6 empty] | 10M | [23 empty] | N
Vintage2013 | petroleum | TRUE | 64812 | Power Depot Group A, LLC | 65540 | Frankel | TX | Andrews | FRA4 | Petroleum Liquids | IC |  | S | X | X |  |  | 0.6 | 0.8 | 0.5 | 0.6 | 0.1 | N |  |  | OP | X | 7 | 2013 |  |  | N | IPP Non-CHP | 2 | X T: X; MWH SUB: DFO | [6 empty] | 10M | [23 empty] | N
Vintage2013 | petroleum | TRUE | 64812 | Power Depot Group A, LLC | 65540 | Frankel | TX | Andrews | FRA5 | Petroleum Liquids | IC |  | S | X | X |  |  | 0.6 | 0.8 | 0.5 | 0.6 | 0.1 | N |  |  | OP | X | 7 | 2013 |  |  | N | IPP Non-CHP | 2 | X T: X; MWH SUB: DFO | [6 empty] | 10M | [23 empty] | N
Vintage2013 | petroleum | TRUE | 64812 | Power Depot Group A, LLC | 65540 | Frankel | TX | Andrews | FRA6 | Petroleum Liquids | IC |  | S | X | X |  |  | 0.6 | 0.8 | 0.5 | 0.6 | 0.1 | N |  |  | OP | X | 7 | 2013 |  |  | N | IPP Non-CHP | 2 | X T: X; MWH SUB: DFO | [6 empty] | 10M | [23 empty] | N
Vintage2013 | petroleum | TRUE | 64812 | Power Depot Group A, LLC | 65540 | Frankel | TX | Andrews | FRA7 | Petroleum Liquids | IC |  | S | X | X |  |  | 0.6 | 0.8 | 0.5 | 0.6 | 0.1 | N |  |  | OP | X | 7 | 2013 |  |  | N | IPP Non-CHP | 2 | X T: X; MWH SUB: DFO | [6 empty] | 10M | [23 empty] | N
Vintage2013 | petroleum | TRUE | 64812 | Power Depot Group A, LLC | 65540 | Frankel | TX | Andrews | FRA8 | Petroleum Liquids | IC |  | S | X | X |  |  | 0.6 | 0.8 | 0.5 | 0.6 | 0.1 | N |  |  | OP | X | 7 | 2013 |  |  | N | IPP Non-CHP | 2 | X T: X; MWH SUB: DFO | [6 empty] | 10M | [23 empty] | N
Vintage2013 | petroleum | TRUE | 64812 | Power Depot Group A, LLC | 65540 | Frankel | TX | Andrews | FRA9 | Petroleum Liquids | IC |  | S | X | X |  |  | 0.6 | 0.8 | 0.5 | 0.6 | 0.1 | N |  |  | OP | X | 7 | 2013 |  |  | N | IPP Non-CHP | 2 | X T: X; MWH SUB: DFO | [6 empty] | 10M | [23 empty] | N
Vintage2013 | petroleum | TRUE | 64812 | Power Depot Group A, LLC | 65541 | GCWA | TX | Galveston | IPS1 | Petroleum Liquids | IC |  | S | X | X |  |  | 0.6 | 0.8 | 0.6 | 0.6 | 0.1 | N |  |  | OP | X | 8 | 2013 |  |  | N | IPP Non-CHP | 2 | X T: X; MWH SUB: DFO | [6 empty] | 10M | [23 empty] | N
Vintage2013 | petroleum | TRUE | 64812 | Power Depot Group A, LLC | 65541 | GCWA | TX | Galveston | IPS2 | Petroleum Liquids | IC |  | S | X | X |  |  | 0.6 | 0.8 | 0.6 | 0.6 | 0.1 | N |  |  | OP | X | 8 | 2013 |  |  | N | IPP Non-CHP | 2 | X T: X; MWH SUB: DFO | [6 empty] | 10M | [23 empty] | N
Vintage2013 | petroleum | TRUE | 64812 | Power Depot Group A, LLC | 65541 | GCWA | TX | Galveston | IPS3 | Petroleum Liquids | IC |  | S | X | X |  |  | 0.6 | 0.8 | 0.6 | 0.6 | 0.1 | N |  |  | OP | X | 8 | 2013 |  |  | N | IPP Non-CHP | 2 | X T: X; MWH SUB: DFO | [6 empty] | 10M | [23 empty] | N
Vintage2013 | petroleum | TRUE | 64812 | Power Depot Group A, LLC | 65541 | GCWA | TX | Galveston | IPS4 | Petroleum Liquids | IC |  | S | X | X |  |  | 0.6 | 0.8 | 0.6 | 0.6 | 0.1 | N |  |  | OP | X | 8 | 2013 |  |  | N | IPP Non-CHP | 2 | X T: X; MWH SUB: DFO | [6 empty] | 10M | [23 empty] | N
Vintage2013 | petroleum | TRUE | 64812 | Power Depot Group A, LLC | 65541 | GCWA | TX | Galveston | IPS5 | Petroleum Liquids | IC |  | S | X | X |  |  | 0.6 | 0.8 | 0.6 | 0.6 | 0.1 | N |  |  | OP | X | 8 | 2013 |  |  | N | IPP Non-CHP | 2 | X T: X; MWH SUB: DFO | [6 empty] | 10M | [23 empty] | N
Vintage2013 | petroleum | TRUE | 64812 | Power Depot Group A, LLC | 65541 | GCWA | TX | Galveston | IPS6 | Petroleum Liquids | IC |  | S | X | X |  |  | 0.6 | 0.8 | 0.6 | 0.6 | 0.1 | N |  |  | OP | X | 8 | 2013 |  |  | N | IPP Non-CHP | 2 | X T: X; MWH SUB: DFO | [6 empty] | 10M | [23 empty] | N
Vintage2013 | petroleum | TRUE | 64812 | Power Depot Group A, LLC | 65541 | GCWA | TX | Galveston | IPS7 | Petroleum Liquids | IC |  | S | X | X |  |  | 0.6 | 0.8 | 0.6 | 0.6 | 0.1 | N |  |  | OP | X | 8 | 2013 |  |  | N | IPP Non-CHP | 2 | X T: X; MWH SUB: DFO | [6 empty] | 10M | [23 empty] | N
Vintage2013 | petroleum | TRUE | 64812 | Power Depot Group A, LLC | 65541 | GCWA | TX | Galveston | IPS8 | Petroleum Liquids | IC |  | S | X | X |  |  | 0.6 | 0.8 | 0.6 | 0.6 | 0.1 | N |  |  | OP | X | 8 | 2013 |  |  | N | IPP Non-CHP | 2 | X T: X; MWH SUB: DFO | [6 empty] | 10M | [23 empty] | N
Vintage2014 | petroleum | TRUE | 64812 | Power Depot Group A, LLC | 65541 | GCWA | TX | Galveston | MUN1 | Petroleum Liquids | IC |  | S | X | X |  |  | 0.6 | 0.8 | 0.6 | 0.6 | 0.1 | N |  |  | OP | X | 10 | 2014 |  |  | N | IPP Non-CHP | 2 | X T: X; MWH SUB: DFO | [6 empty] | 10M | [23 empty] | N
Vintage2014 | petroleum | TRUE | 64812 | Power Depot Group A, LLC | 65541 | GCWA | TX | Galveston | MUN2 | Petroleum Liquids | IC |  | S | X | X |  |  | 0.6 | 0.8 | 0.6 | 0.6 | 0.1 | N |  |  | OP | X | 10 | 2014 |  |  | N | IPP Non-CHP | 2 | X T: X; MWH SUB: DFO | [6 empty] | 10M | [23 empty] | N
Vintage2014 | petroleum | TRUE | 64812 | Power Depot Group A, LLC | 65541 | GCWA | TX | Galveston | MUN3 | Petroleum Liquids | IC |  | S | X | X |  |  | 0.6 | 0.8 | 0.6 | 0.6 | 0.1 | N |  |  | OP | X | 10 | 2014 |  |  | N | IPP Non-CHP | 2 | X T: X; MWH SUB: DFO | [6 empty] | 10M | [23 empty] | N
Vintage2014 | petroleum | TRUE | 64812 | Power Depot Group A, LLC | 65541 | GCWA | TX | Galveston | MUN4 | Petroleum Liquids | IC |  | S | X | X |  |  | 0.6 | 0.8 | 0.6 | 0.6 | 0.1 | N |  |  | OP | X | 10 | 2014 |  |  | N | IPP Non-CHP | 2 | X T: X; MWH SUB: DFO | [6 empty] | 10M | [23 empty] | N
Vintage2013 | petroleum | TRUE | 64812 | Power Depot Group A, LLC | 65542 | Goldsmith | TX | Ector | GS1 | Petroleum Liquids | IC |  | S | X | X |  |  | 0.6 | 0.8 | 0.5 | 0.6 | 0.1 | N |  |  | OP | X | 8 | 2013 |  |  | N | IPP Non-CHP | 2 | X T: X; MWH SUB: DFO | [6 empty] | 10M | [23 empty] | N
Vintage2013 | petroleum | TRUE | 64812 | Power Depot Group A, LLC | 65542 | Goldsmith | TX | Ector | GS10 | Petroleum Liquids | IC |  | S | X | X |  |  | 0.6 | 0.8 | 0.5 | 0.6 | 0.1 | N |  |  | OP | X | 8 | 2013 |  |  | N | IPP Non-CHP | 2 | X T: X; MWH SUB: DFO | [6 empty] | 10M | [23 empty] | N
Vintage2013 | petroleum | TRUE | 64812 | Power Depot Group A, LLC | 65542 | Goldsmith | TX | Ector | GS11 | Petroleum Liquids | IC |  | S | X | X |  |  | 0.6 | 0.8 | 0.5 | 0.6 | 0.1 | N |  |  | OP | X | 8 | 2013 |  |  | N | IPP Non-CHP | 2 | X T: X; MWH SUB: DFO | [6 empty] | 10M | [23 empty] | N
Vintage2013 | petroleum | TRUE | 64812 | Power Depot Group A, LLC | 65542 | Goldsmith | TX | Ector | GS12 | Petroleum Liquids | IC |  | S | X | X |  |  | 0.6 | 0.8 | 0.5 | 0.6 | 0.1 | N |  |  | OP | X | 8 | 2013 |  |  | N | IPP Non-CHP | 2 | X T: X; MWH SUB: DFO | [6 empty] | 10M | [23 empty] | N
Vintage2013 | petroleum | TRUE | 64812 | Power Depot Group A, LLC | 65542 | Goldsmith | TX | Ector | GS13 | Petroleum Liquids | IC |  | S | X | X |  |  | 0.6 | 0.8 | 0.5 | 0.6 | 0.1 | N |  |  | OP | X | 8 | 2013 |  |  | N | IPP Non-CHP | 2 | X T: X; MWH SUB: DFO | [6 empty] | 10M | [23 empty] | N
Vintage2013 | petroleum | TRUE | 64812 | Power Depot Group A, LLC | 65542 | Goldsmith | TX | Ector | GS14 | Petroleum Liquids | IC |  | S | X | X |  |  | 0.6 | 0.8 | 0.5 | 0.6 | 0.1 | N |  |  | OP | X | 8 | 2013 |  |  | N | IPP Non-CHP | 2 | X T: X; MWH SUB: DFO | [6 empty] | 10M | [23 empty] | N
Vintage2013 | petroleum | TRUE | 64812 | Power Depot Group A, LLC | 65542 | Goldsmith | TX | Ector | GS15 | Petroleum Liquids | IC |  | S | X | X |  |  | 0.6 | 0.8 | 0.5 | 0.6 | 0.1 | N |  |  | OP | X | 8 | 2013 |  |  | N | IPP Non-CHP | 2 | X T: X; MWH SUB: DFO | [6 empty] | 10M | [23 empty] | N
Vintage2013 | petroleum | TRUE | 64812 | Power Depot Group A, LLC | 65542 | Goldsmith | TX | Ector | GS2 | Petroleum Liquids | IC |  | S | X | X |  |  | 0.6 | 0.8 | 0.5 | 0.6 | 0.1 | N |  |  | OP | X | 8 | 2013 |  |  | N | IPP Non-CHP | 2 | X T: X; MWH SUB: DFO | [6 empty] | 10M | [23 empty] | N
Vintage2013 | petroleum | TRUE | 64812 | Power Depot Group A, LLC | 65542 | Goldsmith | TX | Ector | GS3 | Petroleum Liquids | IC |  | S | X | X |  |  | 0.6 | 0.8 | 0.5 | 0.6 | 0.1 | N |  |  | OP | X | 8 | 2013 |  |  | N | IPP Non-CHP | 2 | X T: X; MWH SUB: DFO | [6 empty] | 10M | [23 empty] | N
Vintage2013 | petroleum | TRUE | 64812 | Power Depot Group A, LLC | 65542 | Goldsmith | TX | Ector | GS4 | Petroleum Liquids | IC |  | S | X | X |  |  | 0.6 | 0.8 | 0.5 | 0.6 | 0.1 | N |  |  | OP | X | 8 | 2013 |  |  | N | IPP Non-CHP | 2 | X T: X; MWH SUB: DFO | [6 empty] | 10M | [23 empty] | N
Vintage2013 | petroleum | TRUE | 64812 | Power Depot Group A, LLC | 65542 | Goldsmith | TX | Ector | GS5 | Petroleum Liquids | IC |  | S | X | X |  |  | 0.6 | 0.8 | 0.5 | 0.6 | 0.1 | N |  |  | OP | X | 8 | 2013 |  |  | N | IPP Non-CHP | 2 | X T: X; MWH SUB: DFO | [6 empty] | 10M | [23 empty] | N
Vintage2013 | petroleum | TRUE | 64812 | Power Depot Group A, LLC | 65542 | Goldsmith | TX | Ector | GS6 | Petroleum Liquids | IC |  | S | X | X |  |  | 0.6 | 0.8 | 0.5 | 0.6 | 0.1 | N |  |  | OP | X | 8 | 2013 |  |  | N | IPP Non-CHP | 2 | X T: X; MWH SUB: DFO | [6 empty] | 10M | [23 empty] | N
Vintage2013 | petroleum | TRUE | 64812 | Power Depot Group A, LLC | 65542 | Goldsmith | TX | Ector | GS7 | Petroleum Liquids | IC |  | S | X | X |  |  | 0.6 | 0.8 | 0.5 | 0.6 | 0.1 | N |  |  | OP | X | 8 | 2013 |  |  | N | IPP Non-CHP | 2 | X T: X; MWH SUB: DFO | [6 empty] | 10M | [23 empty] | N
Vintage2013 | petroleum | TRUE | 64812 | Power Depot Group A, LLC | 65542 | Goldsmith | TX | Ector | GS8 | Petroleum Liquids | IC |  | S | X | X |  |  | 0.6 | 0.8 | 0.5 | 0.6 | 0.1 | N |  |  | OP | X | 8 | 2013 |  |  | N | IPP Non-CHP | 2 | X T: X; MWH SUB: DFO | [6 empty] | 10M | [23 empty] | N
Vintage2013 | petroleum | TRUE | 64812 | Power Depot Group A, LLC | 65542 | Goldsmith | TX | Ector | GS9 | Petroleum Liquids | IC |  | S | X | X |  |  | 0.6 | 0.8 | 0.5 | 0.6 | 0.1 | N |  |  | OP | X | 8 | 2013 |  |  | N | IPP Non-CHP | 2 | X T: X; MWH SUB: DFO | [6 empty] | 10M | [23 empty] | N
Vintage2013 | petroleum | TRUE | 64812 | Power Depot Group A, LLC | 65543 | Mckeever | TX | Fort Bend | MK1 | Petroleum Liquids | IC |  | S | X | X |  |  | 0.6 | 0.8 | 0.5 | 0.6 | 0.1 | N |  |  | OP | X | 10 | 2013 |  |  | N | IPP Non-CHP | 2 | X T: X; MWH SUB: DFO | [6 empty] | 10M | [23 empty] | N
Vintage2013 | petroleum | TRUE | 64812 | Power Depot Group A, LLC | 65543 | Mckeever | TX | Fort Bend | MK10 | Petroleum Liquids | IC |  | S | X | X |  |  | 0.6 | 0.8 | 0.5 | 0.6 | 0.1 | N |  |  | OP | X | 10 | 2013 |  |  | N | IPP Non-CHP | 2 | X T: X; MWH SUB: DFO | [6 empty] | 10M | [23 empty] | N
Vintage2013 | petroleum | TRUE | 64812 | Power Depot Group A, LLC | 65543 | Mckeever | TX | Fort Bend | MK11 | Petroleum Liquids | IC |  | S | X | X |  |  | 0.6 | 0.8 | 0.5 | 0.6 | 0.1 | N |  |  | OP | X | 10 | 2013 |  |  | N | IPP Non-CHP | 2 | X T: X; MWH SUB: DFO | [6 empty] | 10M | [23 empty] | N
Vintage2013 | petroleum | TRUE | 64812 | Power Depot Group A, LLC | 65543 | Mckeever | TX | Fort Bend | MK12 | Petroleum Liquids | IC |  | S | X | X |  |  | 0.6 | 0.8 | 0.5 | 0.6 | 0.1 | N |  |  | OP | X | 10 | 2013 |  |  | N | IPP Non-CHP | 2 | X T: X; MWH SUB: DFO | [6 empty] | 10M | [23 empty] | N
Vintage2013 | petroleum | TRUE | 64812 | Power Depot Group A, LLC | 65543 | Mckeever | TX | Fort Bend | MK13 | Petroleum Liquids | IC |  | S | X | X |  |  | 0.6 | 0.8 | 0.5 | 0.6 | 0.1 | N |  |  | OP | X | 10 | 2013 |  |  | N | IPP Non-CHP | 2 | X T: X; MWH SUB: DFO | [6 empty] | 10M | [23 empty] | N
Vintage2013 | petroleum | TRUE | 64812 | Power Depot Group A, LLC | 65543 | Mckeever | TX | Fort Bend | MK14 | Petroleum Liquids | IC |  | S | X | X |  |  | 0.6 | 0.8 | 0.5 | 0.6 | 0.1 | N |  |  | OP | X | 10 | 2013 |  |  | N | IPP Non-CHP | 2 | X T: X; MWH SUB: DFO | [6 empty] | 10M | [23 empty] | N
Vintage2013 | petroleum | TRUE | 64812 | Power Depot Group A, LLC | 65543 | Mckeever | TX | Fort Bend | MK15 | Petroleum Liquids | IC |  | S | X | X |  |  | 0.6 | 0.8 | 0.5 | 0.6 | 0.1 | N |  |  | OP | X | 10 | 2013 |  |  | N | IPP Non-CHP | 2 | X T: X; MWH SUB: DFO | [6 empty] | 10M | [23 empty] | N
Vintage2013 | petroleum | TRUE | 64812 | Power Depot Group A, LLC | 65543 | Mckeever | TX | Fort Bend | MK2 | Petroleum Liquids | IC |  | S | X | X |  |  | 0.6 | 0.8 | 0.5 | 0.6 | 0.1 | N |  |  | OP | X | 10 | 2013 |  |  | N | IPP Non-CHP | 2 | X T: X; MWH SUB: DFO | [6 empty] | 10M | [23 empty] | N
Vintage2013 | petroleum | TRUE | 64812 | Power Depot Group A, LLC | 65543 | Mckeever | TX | Fort Bend | MK3 | Petroleum Liquids | IC |  | S | X | X |  |  | 0.6 | 0.8 | 0.5 | 0.6 | 0.1 | N |  |  | OP | X | 10 | 2013 |  |  | N | IPP Non-CHP | 2 | X T: X; MWH SUB: DFO | [6 empty] | 10M | [23 empty] | N
Vintage2013 | petroleum | TRUE | 64812 | Power Depot Group A, LLC | 65543 | Mckeever | TX | Fort Bend | MK4 | Petroleum Liquids | IC |  | S | X | X |  |  | 0.6 | 0.8 | 0.5 | 0.6 | 0.1 | N |  |  | OP | X | 10 | 2013 |  |  | N | IPP Non-CHP | 2 | X T: X; MWH SUB: DFO | [6 empty] | 10M | [23 empty] | N
Vintage2013 | petroleum | TRUE | 64812 | Power Depot Group A, LLC | 65543 | Mckeever | TX | Fort Bend | MK5 | Petroleum Liquids | IC |  | S | X | X |  |  | 0.6 | 0.8 | 0.5 | 0.6 | 0.1 | N |  |  | OP | X | 10 | 2013 |  |  | N | IPP Non-CHP | 2 | X T: X; MWH SUB: DFO | [6 empty] | 10M | [23 empty] | N
Vintage2013 | petroleum | TRUE | 64812 | Power Depot Group A, LLC | 65543 | Mckeever | TX | Fort Bend | MK6 | Petroleum Liquids | IC |  | S | X | X |  |  | 0.6 | 0.8 | 0.5 | 0.6 | 0.1 | N |  |  | OP | X | 10 | 2013 |  |  | N | IPP Non-CHP | 2 | X T: X; MWH SUB: DFO | [6 empty] | 10M | [23 empty] | N
Vintage2013 | petroleum | TRUE | 64812 | Power Depot Group A, LLC | 65543 | Mckeever | TX | Fort Bend | MK7 | Petroleum Liquids | IC |  | S | X | X |  |  | 0.6 | 0.8 | 0.5 | 0.6 | 0.1 | N |  |  | OP | X | 10 | 2013 |  |  | N | IPP Non-CHP | 2 | X T: X; MWH SUB: DFO | [6 empty] | 10M | [23 empty] | N
Vintage2013 | petroleum | TRUE | 64812 | Power Depot Group A, LLC | 65543 | Mckeever | TX | Fort Bend | MK8 | Petroleum Liquids | IC |  | S | X | X |  |  | 0.6 | 0.8 | 0.5 | 0.6 | 0.1 | N |  |  | OP | X | 10 | 2013 |  |  | N | IPP Non-CHP | 2 | X T: X; MWH SUB: DFO | [6 empty] | 10M | [23 empty] | N
Vintage2013 | petroleum | TRUE | 64812 | Power Depot Group A, LLC | 65543 | Mckeever | TX | Fort Bend | MK9 | Petroleum Liquids | IC |  | S | X | X |  |  | 0.6 | 0.8 | 0.5 | 0.6 | 0.1 | N |  |  | OP | X | 10 | 2013 |  |  | N | IPP Non-CHP | 2 | X T: X; MWH SUB: DFO | [6 empty] | 10M | [23 empty] | N
Vintage2013 | petroleum | TRUE | 64812 | Power Depot Group A, LLC | 65544 | N. Mary Francis | TX | Ector | NMF1 | Petroleum Liquids | IC |  | S | X | X |  |  | 0.6 | 0.8 | 0.5 | 0.6 | 0.1 | N |  |  | OP | X | 8 | 2013 |  |  | N | IPP Non-CHP | 2 | X T: X; MWH SUB: DFO | [6 empty] | 10M | [23 empty] | N
Vintage2013 | petroleum | TRUE | 64812 | Power Depot Group A, LLC | 65544 | N. Mary Francis | TX | Ector | NMF10 | Petroleum Liquids | IC |  | S | X | X |  |  | 0.6 | 0.8 | 0.5 | 0.6 | 0.1 | N |  |  | OP | X | 8 | 2013 |  |  | N | IPP Non-CHP | 2 | X T: X; MWH SUB: DFO | [6 empty] | 10M | [23 empty] | N
Vintage2013 | petroleum | TRUE | 64812 | Power Depot Group A, LLC | 65544 | N. Mary Francis | TX | Ector | NMF11 | Petroleum Liquids | IC |  | S | X | X |  |  | 0.6 | 0.8 | 0.5 | 0.6 | 0.1 | N |  |  | OP | X | 8 | 2013 |  |  | N | IPP Non-CHP | 2 | X T: X; MWH SUB: DFO | [6 empty] | 10M | [23 empty] | N
Vintage2013 | petroleum | TRUE | 64812 | Power Depot Group A, LLC | 65544 | N. Mary Francis | TX | Ector | NMF12 | Petroleum Liquids | IC |  | S | X | X |  |  | 0.6 | 0.8 | 0.5 | 0.6 | 0.1 | N |  |  | OP | X | 8 | 2013 |  |  | N | IPP Non-CHP | 2 | X T: X; MWH SUB: DFO | [6 empty] | 10M | [23 empty] | N
Vintage2013 | petroleum | TRUE | 64812 | Power Depot Group A, LLC | 65544 | N. Mary Francis | TX | Ector | NMF13 | Petroleum Liquids | IC |  | S | X | X |  |  | 0.6 | 0.8 | 0.5 | 0.6 | 0.1 | N |  |  | OP | X | 8 | 2013 |  |  | N | IPP Non-CHP | 2 | X T: X; MWH SUB: DFO | [6 empty] | 10M | [23 empty] | N
Vintage2013 | petroleum | TRUE | 64812 | Power Depot Group A, LLC | 65544 | N. Mary Francis | TX | Ector | NMF14 | Petroleum Liquids | IC |  | S | X | X |  |  | 0.6 | 0.8 | 0.5 | 0.6 | 0.1 | N |  |  | OP | X | 8 | 2013 |  |  | N | IPP Non-CHP | 2 | X T: X; MWH SUB: DFO | [6 empty] | 10M | [23 empty] | N
Vintage2013 | petroleum | TRUE | 64812 | Power Depot Group A, LLC | 65544 | N. Mary Francis | TX | Ector | NMF15 | Petroleum Liquids | IC |  | S | X | X |  |  | 0.6 | 0.8 | 0.5 | 0.6 | 0.1 | N |  |  | OP | X | 8 | 2013 |  |  | N | IPP Non-CHP | 2 | X T: X; MWH SUB: DFO | [6 empty] | 10M | [23 empty] | N
Vintage2013 | petroleum | TRUE | 64812 | Power Depot Group A, LLC | 65544 | N. Mary Francis | TX | Ector | NMF2 | Petroleum Liquids | IC |  | S | X | X |  |  | 0.6 | 0.8 | 0.5 | 0.6 | 0.1 | N |  |  | OP | X | 8 | 2013 |  |  | N | IPP Non-CHP | 2 | X T: X; MWH SUB: DFO | [6 empty] | 10M | [23 empty] | N
Vintage2013 | petroleum | TRUE | 64812 | Power Depot Group A, LLC | 65544 | N. Mary Francis | TX | Ector | NMF3 | Petroleum Liquids | IC |  | S | X | X |  |  | 0.6 | 0.8 | 0.5 | 0.6 | 0.1 | N |  |  | OP | X | 8 | 2013 |  |  | N | IPP Non-CHP | 2 | X T: X; MWH SUB: DFO | [6 empty] | 10M | [23 empty] | N
Vintage2013 | petroleum | TRUE | 64812 | Power Depot Group A, LLC | 65544 | N. Mary Francis | TX | Ector | NMF4 | Petroleum Liquids | IC |  | S | X | X |  |  | 0.6 | 0.8 | 0.5 | 0.6 | 0.1 | N |  |  | OP | X | 8 | 2013 |  |  | N | IPP Non-CHP | 2 | X T: X; MWH SUB: DFO | [6 empty] | 10M | [23 empty] | N
Vintage2013 | petroleum | TRUE | 64812 | Power Depot Group A, LLC | 65544 | N. Mary Francis | TX | Ector | NMF5 | Petroleum Liquids | IC |  | S | X | X |  |  | 0.6 | 0.8 | 0.5 | 0.6 | 0.1 | N |  |  | OP | X | 8 | 2013 |  |  | N | IPP Non-CHP | 2 | X T: X; MWH SUB: DFO | [6 empty] | 10M | [23 empty] | N
Vintage2013 | petroleum | TRUE | 64812 | Power Depot Group A, LLC | 65544 | N. Mary Francis | TX | Ector | NMF6 | Petroleum Liquids | IC |  | S | X | X |  |  | 0.6 | 0.8 | 0.5 | 0.6 | 0.1 | N |  |  | OP | X | 8 | 2013 |  |  | N | IPP Non-CHP | 2 | X T: X; MWH SUB: DFO | [6 empty] | 10M | [23 empty] | N
Vintage2013 | petroleum | TRUE | 64812 | Power Depot Group A, LLC | 65544 | N. Mary Francis | TX | Ector | NMF7 | Petroleum Liquids | IC |  | S | X | X |  |  | 0.6 | 0.8 | 0.5 | 0.6 | 0.1 | N |  |  | OP | X | 8 | 2013 |  |  | N | IPP Non-CHP | 2 | X T: X; MWH SUB: DFO | [6 empty] | 10M | [23 empty] | N
Vintage2013 | petroleum | TRUE | 64812 | Power Depot Group A, LLC | 65544 | N. Mary Francis | TX | Ector | NMF8 | Petroleum Liquids | IC |  | S | X | X |  |  | 0.6 | 0.8 | 0.5 | 0.6 | 0.1 | N |  |  | OP | X | 8 | 2013 |  |  | N | IPP Non-CHP | 2 | X T: X; MWH SUB: DFO | [6 empty] | 10M | [23 empty] | N
Vintage2013 | petroleum | TRUE | 64812 | Power Depot Group A, LLC | 65544 | N. Mary Francis | TX | Ector | NMF9 | Petroleum Liquids | IC |  | S | X | X |  |  | 0.6 | 0.8 | 0.5 | 0.6 | 0.1 | N |  |  | OP | X | 8 | 2013 |  |  | N | IPP Non-CHP | 2 | X T: X; MWH SUB: DFO | [6 empty] | 10M | [23 empty] | N
Vintage2021 | solar pv | TRUE | 64778 | Strata Manager, LLC | 65547 | Wedge | NC | Wayne | WEDGE | Solar Photovoltaic | PV |  | W | X | X |  |  | 5 |  | 5 | 5 |  | N |  |  | OP | X | 4 | 2021 |  |  | N | IPP Non-CHP | 2 | X T: X; MWH SUB: SUN
Vintage2019 | solar pv | TRUE | 64778 | Strata Manager, LLC | 65548 | Truman (NC) | NC | Johnston | TRUMN | Solar Photovoltaic | PV |  | W | X | X |  |  | 5 |  | 5 | 5 |  | N |  |  | OP | X | 12 | 2019 |  |  | N | IPP Non-CHP | 2 | X T: X; MWH SUB: SUN
Vintage2018 | solar pv | TRUE | 64778 | Strata Manager, LLC | 65549 | Trent River Farm | NC | Jones | TRENT | Solar Photovoltaic | PV |  | W | X | X |  |  | 5 |  | 5 | 5 |  | N |  |  | OP | X | 8 | 2018 |  |  | N | IPP Non-CHP | 2 | X T: X; MWH SUB: SUN
Vintage2018 | solar pv | TRUE | 64778 | Strata Manager, LLC | 65550 | Tinker (NC) | NC | Chatham | TINKR | Solar Photovoltaic | PV |  | W | X | X |  |  | 4.8 |  | 4.8 | 4.8 |  | N |  |  | OP | X | 11 | 2018 |  |  | N | IPP Non-CHP | 2 | X T: X; MWH SUB: SUN
Vintage2018 | solar pv | TRUE | 64778 | Strata Manager, LLC | 65551 | Sneads Grove | NC | Scotland | SNEAD | Solar Photovoltaic | PV |  | W | X | X |  |  | 5 |  | 5 | 5 |  | N |  |  | OP | X | 2 | 2018 |  |  | N | IPP Non-CHP | 2 | X T: X; MWH SUB: SUN
Vintage2017 | solar pv | TRUE | 64778 | Strata Manager, LLC | 65552 | Henry Farm | NC | Randolph | HENRY | Solar Photovoltaic | PV |  | W | X | X |  |  | 5 |  | 5 | 5 |  | N |  |  | OP | X | 12 | 2017 |  |  | N | IPP Non-CHP | 2 | X T: X; MWH SUB: SUN
Vintage2018 | solar pv | TRUE | 64778 | Strata Manager, LLC | 65553 | Kalish Farm Solar | NC | Montgomery | KALIS | Solar Photovoltaic | PV |  | W | X | X |  |  | 5 |  | 5 | 5 |  | N |  |  | OP | X | 6 | 2018 |  |  | N | IPP Non-CHP | 2 | X T: X; MWH SUB: SUN
Vintage2019 | solar pv | TRUE | 64778 | Strata Manager, LLC | 65554 | Kendall Farm | NC | Randolph | KENDL | Solar Photovoltaic | PV |  | W | X | X |  |  | 5 |  | 5 | 5 |  | N |  |  | OP | X | 6 | 2019 |  |  | N | IPP Non-CHP | 2 | X T: X; MWH SUB: SUN
Vintage2019 | solar pv | TRUE | 64778 | Strata Manager, LLC | 65555 | Peake Road | NC | Granville | PEAKE | Solar Photovoltaic | PV |  | W | X | X |  |  | 5 |  | 5 | 5 |  | N |  |  | OP | X | 6 | 2019 |  |  | N | IPP Non-CHP | 2 | X T: X; MWH SUB: SUN
Vintage2019 | solar pv | TRUE | 64778 | Strata Manager, LLC | 65556 | Seagrove | NC | Randolph | SEAGR | Solar Photovoltaic | PV |  | W | X | X |  |  | 4.5 |  | 4.5 | 4.5 |  | N |  |  | OP | X | 12 | 2019 |  |  | N | IPP Non-CHP | 2 | X T: X; MWH SUB: SUN
Vintage2017 | solar pv | TRUE | 64778 | Strata Manager, LLC | 65559 | Nolan | MA | Berkshire | NOLAN | Solar Photovoltaic | PV |  | W | X | X |  |  | 1 |  | 1 | 1 |  | N |  |  | OP | X | 11 | 2017 |  |  | N | IPP Non-CHP | 2 | X T: X; MWH SUB: SUN
Vintage2017 | solar pv | TRUE | 64778 | Strata Manager, LLC | 65560 | Truck Stop | MA | Berkshire | TRUCK | Solar Photovoltaic | PV |  | W | X | X |  |  | 2 |  | 2 | 2 |  | N |  |  | OP | X | 11 | 2017 |  |  | N | IPP Non-CHP | 2 | X T: X; MWH SUB: SUN
Vintage2017 | solar pv | TRUE | 64778 | Strata Manager, LLC | 65566 | Bradford Solar | MA | Essex | BRADF | Solar Photovoltaic | PV |  | W | X | X |  |  | 5 |  | 5 | 5 |  | N |  |  | OP | X | 4 | 2017 |  |  | N | IPP Non-CHP | 2 | X T: X; MWH SUB: SUN
Vintage2019 | solar pv | TRUE | 64778 | Strata Manager, LLC | 65567 | Smith Solar Farm | NC | Scotland | SMITH | Solar Photovoltaic | PV |  | W | X | X |  |  | 5 |  | 5 | 5 |  | N |  |  | OP | X | 7 | 2019 |  |  | N | IPP Non-CHP | 2 | X T: X; MWH SUB: SUN
Vintage2021 | solar pv | TRUE | 64846 | Google, Inc. | 65568 | Google Moffett Park Solar Project | CA | Santa Clara | GMSP1 | Solar Photovoltaic | PV |  | S | X | X |  |  | 1 | 1 | 1 | 1 |  | N |  |  | OP | X | 3 | 2021 |  |  | N | IPP Non-CHP | 2 | X T: X; MWH SUB: SUN
Vintage2021 | solar pv | TRUE | 64846 | Google, Inc. | 65568 | Google Moffett Park Solar Project | CA | Santa Clara | GMSP2 | Solar Photovoltaic | PV |  | S | X | X |  |  | 0.7 | 1 | 0.7 | 0.5 |  | N |  |  | OP | X | 3 | 2021 |  |  | N | IPP Non-CHP | 2 | X T: X; MWH SUB: SUN
Vintage2021 | other | TRUE | 64846 | Google, Inc. | 65568 | Google Moffett Park Solar Project | CA | Santa Clara | GMSPB | Batteries | BA |  | S | X | X |  |  | 0.6 |  | 0.6 | 0.6 | 0.6 | N |  |  | OP | X | 3 | 2021 |  |  | N | IPP Non-CHP | 2 | X T: X; MWH SUB: MWH | [6 empty] | 12H
Vintage2021 | other | TRUE | 64845 | Gilead Sciences, Inc. - La Verne | 65569 | Gilead Sciences La Verne Rooftop Solar | CA | Los Angeles | GSRBA | Batteries | BA |  | S | X | X |  |  | 1.1 |  | 1.1 | 1.1 | 1.1 | N |  |  | OP | X | 7 | 2021 |  |  | N | IPP Non-CHP | 2 | X T: X; MWH SUB: MWH | [6 empty] | 12H
Vintage2021 | solar pv | TRUE | 64845 | Gilead Sciences, Inc. - La Verne | 65569 | Gilead Sciences La Verne Rooftop Solar | CA | Los Angeles | GSRSP | Solar Photovoltaic | PV |  | S | X | X |  |  | 1.7 | 1 | 1.6 | 1.4 |  | N |  |  | OP | X | 7 | 2021 |  |  | N | IPP Non-CHP | 2 | X T: X; MWH SUB: SUN
Vintage2013 | petroleum | TRUE | 64812 | Power Depot Group A, LLC | 65573 | Ridge Rd | TX | Hidalgo | RR1 | Petroleum Liquids | IC |  | S | X | X |  |  | 0.6 | 0.8 | 0.5 | 0.6 | 0.1 | N |  |  | OP | X | 8 | 2013 |  |  | N | IPP Non-CHP | 2 | X T: X; MWH SUB: DFO | [6 empty] | 10M | [23 empty] | N
Vintage2013 | petroleum | TRUE | 64812 | Power Depot Group A, LLC | 65573 | Ridge Rd | TX | Hidalgo | RR10 | Petroleum Liquids | IC |  | S | X | X |  |  | 0.6 | 0.8 | 0.5 | 0.6 | 0.1 | N |  |  | OP | X | 8 | 2013 |  |  | N | IPP Non-CHP | 2 | X T: X; MWH SUB: DFO | [6 empty] | 10M | [23 empty] | N
Vintage2013 | petroleum | TRUE | 64812 | Power Depot Group A, LLC | 65573 | Ridge Rd | TX | Hidalgo | RR11 | Petroleum Liquids | IC |  | S | X | X |  |  | 0.6 | 0.8 | 0.5 | 0.6 | 0.1 | N |  |  | OP | X | 8 | 2013 |  |  | N | IPP Non-CHP | 2 | X T: X; MWH SUB: DFO | [6 empty] | 10M | [23 empty] | N
Vintage2013 | petroleum | TRUE | 64812 | Power Depot Group A, LLC | 65573 | Ridge Rd | TX | Hidalgo | RR12 | Petroleum Liquids | IC |  | S | X | X |  |  | 0.6 | 0.8 | 0.5 | 0.6 | 0.1 | N |  |  | OP | X | 8 | 2013 |  |  | N | IPP Non-CHP | 2 | X T: X; MWH SUB: DFO | [6 empty] | 10M | [23 empty] | N
Vintage2013 | petroleum | TRUE | 64812 | Power Depot Group A, LLC | 65573 | Ridge Rd | TX | Hidalgo | RR13 | Petroleum Liquids | IC |  | S | X | X |  |  | 0.6 | 0.8 | 0.5 | 0.6 | 0.1 | N |  |  | OP | X | 8 | 2013 |  |  | N | IPP Non-CHP | 2 | X T: X; MWH SUB: DFO | [6 empty] | 10M | [23 empty] | N
Vintage2013 | petroleum | TRUE | 64812 | Power Depot Group A, LLC | 65573 | Ridge Rd | TX | Hidalgo | RR14 | Petroleum Liquids | IC |  | S | X | X |  |  | 0.6 | 0.8 | 0.5 | 0.6 | 0.1 | N |  |  | OP | X | 8 | 2013 |  |  | N | IPP Non-CHP | 2 | X T: X; MWH SUB: DFO | [6 empty] | 10M | [23 empty] | N
Vintage2013 | petroleum | TRUE | 64812 | Power Depot Group A, LLC | 65573 | Ridge Rd | TX | Hidalgo | RR15 | Petroleum Liquids | IC |  | S | X | X |  |  | 0.6 | 0.8 | 0.5 | 0.6 | 0.1 | N |  |  | OP | X | 8 | 2013 |  |  | N | IPP Non-CHP | 2 | X T: X; MWH SUB: DFO | [6 empty] | 10M | [23 empty] | N
Vintage2013 | petroleum | TRUE | 64812 | Power Depot Group A, LLC | 65573 | Ridge Rd | TX | Hidalgo | RR2 | Petroleum Liquids | IC |  | S | X | X |  |  | 0.6 | 0.8 | 0.5 | 0.6 | 0.1 | N |  |  | OP | X | 8 | 2013 |  |  | N | IPP Non-CHP | 2 | X T: X; MWH SUB: DFO | [6 empty] | 10M | [23 empty] | N
Vintage2013 | petroleum | TRUE | 64812 | Power Depot Group A, LLC | 65573 | Ridge Rd | TX | Hidalgo | RR3 | Petroleum Liquids | IC |  | S | X | X |  |  | 0.6 | 0.8 | 0.5 | 0.6 | 0.1 | N |  |  | OP | X | 8 | 2013 |  |  | N | IPP Non-CHP | 2 | X T: X; MWH SUB: DFO | [6 empty] | 10M | [23 empty] | N
Vintage2013 | petroleum | TRUE | 64812 | Power Depot Group A, LLC | 65573 | Ridge Rd | TX | Hidalgo | RR4 | Petroleum Liquids | IC |  | S | X | X |  |  | 0.6 | 0.8 | 0.5 | 0.6 | 0.1 | N |  |  | OP | X | 8 | 2013 |  |  | N | IPP Non-CHP | 2 | X T: X; MWH SUB: DFO | [6 empty] | 10M | [23 empty] | N
Vintage2013 | petroleum | TRUE | 64812 | Power Depot Group A, LLC | 65573 | Ridge Rd | TX | Hidalgo | RR5 | Petroleum Liquids | IC |  | S | X | X |  |  | 0.6 | 0.8 | 0.5 | 0.6 | 0.1 | N |  |  | OP | X | 8 | 2013 |  |  | N | IPP Non-CHP | 2 | X T: X; MWH SUB: DFO | [6 empty] | 10M | [23 empty] | N
Vintage2013 | petroleum | TRUE | 64812 | Power Depot Group A, LLC | 65573 | Ridge Rd | TX | Hidalgo | RR6 | Petroleum Liquids | IC |  | S | X | X |  |  | 0.6 | 0.8 | 0.5 | 0.6 | 0.1 | N |  |  | OP | X | 8 | 2013 |  |  | N | IPP Non-CHP | 2 | X T: X; MWH SUB: DFO | [6 empty] | 10M | [23 empty] | N
Vintage2013 | petroleum | TRUE | 64812 | Power Depot Group A, LLC | 65573 | Ridge Rd | TX | Hidalgo | RR7 | Petroleum Liquids | IC |  | S | X | X |  |  | 0.6 | 0.8 | 0.5 | 0.6 | 0.1 | N |  |  | OP | X | 8 | 2013 |  |  | N | IPP Non-CHP | 2 | X T: X; MWH SUB: DFO | [6 empty] | 10M | [23 empty] | N
Vintage2013 | petroleum | TRUE | 64812 | Power Depot Group A, LLC | 65573 | Ridge Rd | TX | Hidalgo | RR8 | Petroleum Liquids | IC |  | S | X | X |  |  | 0.6 | 0.8 | 0.5 | 0.6 | 0.1 | N |  |  | OP | X | 8 | 2013 |  |  | N | IPP Non-CHP | 2 | X T: X; MWH SUB: DFO | [6 empty] | 10M | [23 empty] | N
Vintage2013 | petroleum | TRUE | 64812 | Power Depot Group A, LLC | 65573 | Ridge Rd | TX | Hidalgo | RR9 | Petroleum Liquids | IC |  | S | X | X |  |  | 0.6 | 0.8 | 0.5 | 0.6 | 0.1 | N |  |  | OP | X | 8 | 2013 |  |  | N | IPP Non-CHP | 2 | X T: X; MWH SUB: DFO | [6 empty] | 10M | [23 empty] | N
Vintage2013 | petroleum | TRUE | 64812 | Power Depot Group A, LLC | 65574 | Santa Rosa | TX | Cameron | SR1 | Petroleum Liquids | IC |  | S | X | X |  |  | 0.6 | 0.8 | 0.5 | 0.6 | 0.1 | N |  |  | OP | X | 10 | 2013 |  |  | N | IPP Non-CHP | 2 | X T: X; MWH SUB: DFO | [6 empty] | 10M | [23 empty] | N
Vintage2013 | petroleum | TRUE | 64812 | Power Depot Group A, LLC | 65574 | Santa Rosa | TX | Cameron | SR10 | Petroleum Liquids | IC |  | S | X | X |  |  | 0.6 | 0.8 | 0.5 | 0.6 | 0.1 | N |  |  | OP | X | 10 | 2013 |  |  | N | IPP Non-CHP | 2 | X T: X; MWH SUB: DFO | [6 empty] | 10M | [23 empty] | N
Vintage2013 | petroleum | TRUE | 64812 | Power Depot Group A, LLC | 65574 | Santa Rosa | TX | Cameron | SR11 | Petroleum Liquids | IC |  | S | X | X |  |  | 0.6 | 0.8 | 0.5 | 0.6 | 0.1 | N |  |  | OP | X | 10 | 2013 |  |  | N | IPP Non-CHP | 2 | X T: X; MWH SUB: DFO | [6 empty] | 10M | [23 empty] | N
Vintage2013 | petroleum | TRUE | 64812 | Power Depot Group A, LLC | 65574 | Santa Rosa | TX | Cameron | SR12 | Petroleum Liquids | IC |  | S | X | X |  |  | 0.6 | 0.8 | 0.5 | 0.6 | 0.1 | N |  |  | OP | X | 10 | 2013 |  |  | N | IPP Non-CHP | 2 | X T: X; MWH SUB: DFO | [6 empty] | 10M | [23 empty] | N
Vintage2013 | petroleum | TRUE | 64812 | Power Depot Group A, LLC | 65574 | Santa Rosa | TX | Cameron | SR13 | Petroleum Liquids | IC |  | S | X | X |  |  | 0.6 | 0.8 | 0.5 | 0.6 | 0.1 | N |  |  | OP | X | 10 | 2013 |  |  | N | IPP Non-CHP | 2 | X T: X; MWH SUB: DFO | [6 empty] | 10M | [23 empty] | N
Vintage2013 | petroleum | TRUE | 64812 | Power Depot Group A, LLC | 65574 | Santa Rosa | TX | Cameron | SR14 | Petroleum Liquids | IC |  | S | X | X |  |  | 0.6 | 0.8 | 0.5 | 0.6 | 0.1 | N |  |  | OP | X | 10 | 2013 |  |  | N | IPP Non-CHP | 2 | X T: X; MWH SUB: DFO | [6 empty] | 10M | [23 empty] | N
Vintage2013 | petroleum | TRUE | 64812 | Power Depot Group A, LLC | 65574 | Santa Rosa | TX | Cameron | SR15 | Petroleum Liquids | IC |  | S | X | X |  |  | 0.6 | 0.8 | 0.5 | 0.6 | 0.1 | N |  |  | OP | X | 10 | 2013 |  |  | N | IPP Non-CHP | 2 | X T: X; MWH SUB: DFO | [6 empty] | 10M | [23 empty] | N
Vintage2013 | petroleum | TRUE | 64812 | Power Depot Group A, LLC | 65574 | Santa Rosa | TX | Cameron | SR2 | Petroleum Liquids | IC |  | S | X | X |  |  | 0.6 | 0.8 | 0.5 | 0.6 | 0.1 | N |  |  | OP | X | 10 | 2013 |  |  | N | IPP Non-CHP | 2 | X T: X; MWH SUB: DFO | [6 empty] | 10M | [23 empty] | N
Vintage2013 | petroleum | TRUE | 64812 | Power Depot Group A, LLC | 65574 | Santa Rosa | TX | Cameron | SR3 | Petroleum Liquids | IC |  | S | X | X |  |  | 0.6 | 0.8 | 0.5 | 0.6 | 0.1 | N |  |  | OP | X | 10 | 2013 |  |  | N | IPP Non-CHP | 2 | X T: X; MWH SUB: DFO | [6 empty] | 10M | [23 empty] | N
Vintage2013 | petroleum | TRUE | 64812 | Power Depot Group A, LLC | 65574 | Santa Rosa | TX | Cameron | SR4 | Petroleum Liquids | IC |  | S | X | X |  |  | 0.6 | 0.8 | 0.5 | 0.6 | 0.1 | N |  |  | OP | X | 10 | 2013 |  |  | N | IPP Non-CHP | 2 | X T: X; MWH SUB: DFO | [6 empty] | 10M | [23 empty] | N
Vintage2013 | petroleum | TRUE | 64812 | Power Depot Group A, LLC | 65574 | Santa Rosa | TX | Cameron | SR5 | Petroleum Liquids | IC |  | S | X | X |  |  | 0.6 | 0.8 | 0.5 | 0.6 | 0.1 | N |  |  | OP | X | 10 | 2013 |  |  | N | IPP Non-CHP | 2 | X T: X; MWH SUB: DFO | [6 empty] | 10M | [23 empty] | N
Vintage2013 | petroleum | TRUE | 64812 | Power Depot Group A, LLC | 65574 | Santa Rosa | TX | Cameron | SR6 | Petroleum Liquids | IC |  | S | X | X |  |  | 0.6 | 0.8 | 0.5 | 0.6 | 0.1 | N |  |  | OP | X | 10 | 2013 |  |  | N | IPP Non-CHP | 2 | X T: X; MWH SUB: DFO | [6 empty] | 10M | [23 empty] | N
Vintage2013 | petroleum | TRUE | 64812 | Power Depot Group A, LLC | 65574 | Santa Rosa | TX | Cameron | SR7 | Petroleum Liquids | IC |  | S | X | X |  |  | 0.6 | 0.8 | 0.5 | 0.6 | 0.1 | N |  |  | OP | X | 10 | 2013 |  |  | N | IPP Non-CHP | 2 | X T: X; MWH SUB: DFO | [6 empty] | 10M | [23 empty] | N
Vintage2013 | petroleum | TRUE | 64812 | Power Depot Group A, LLC | 65574 | Santa Rosa | TX | Cameron | SR8 | Petroleum Liquids | IC |  | S | X | X |  |  | 0.6 | 0.8 | 0.5 | 0.6 | 0.1 | N |  |  | OP | X | 10 | 2013 |  |  | N | IPP Non-CHP | 2 | X T: X; MWH SUB: DFO | [6 empty] | 10M | [23 empty] | N
Vintage2013 | petroleum | TRUE | 64812 | Power Depot Group A, LLC | 65574 | Santa Rosa | TX | Cameron | SR9 | Petroleum Liquids | IC |  | S | X | X |  |  | 0.6 | 0.8 | 0.5 | 0.6 | 0.1 | N |  |  | OP | X | 10 | 2013 |  |  | N | IPP Non-CHP | 2 | X T: X; MWH SUB: DFO | [6 empty] | 10M | [23 empty] | N
Vintage2013 | petroleum | TRUE | 64812 | Power Depot Group A, LLC | 65575 | Southwick | TX | Harris | SW1 | Petroleum Liquids | IC |  | S | X | X |  |  | 0.6 | 0.8 | 0.5 | 0.6 | 0.1 | N |  |  | OP | X | 11 | 2013 |  |  | N | IPP Non-CHP | 2 | X T: X; MWH SUB: DFO | [6 empty] | 10M | [23 empty] | N
Vintage2013 | petroleum | TRUE | 64812 | Power Depot Group A, LLC | 65575 | Southwick | TX | Harris | SW10 | Petroleum Liquids | IC |  | S | X | X |  |  | 0.6 | 0.8 | 0.5 | 0.6 | 0.1 | N |  |  | OP | X | 11 | 2013 |  |  | N | IPP Non-CHP | 2 | X T: X; MWH SUB: DFO | [6 empty] | 10M | [23 empty] | N
Vintage2013 | petroleum | TRUE | 64812 | Power Depot Group A, LLC | 65575 | Southwick | TX | Harris | SW11 | Petroleum Liquids | IC |  | S | X | X |  |  | 0.6 | 0.8 | 0.5 | 0.6 | 0.1 | N |  |  | OP | X | 11 | 2013 |  |  | N | IPP Non-CHP | 2 | X T: X; MWH SUB: DFO | [6 empty] | 10M | [23 empty] | N
Vintage2013 | petroleum | TRUE | 64812 | Power Depot Group A, LLC | 65575 | Southwick | TX | Harris | SW12 | Petroleum Liquids | IC |  | S | X | X |  |  | 0.6 | 0.8 | 0.5 | 0.6 | 0.1 | N |  |  | OP | X | 11 | 2013 |  |  | N | IPP Non-CHP | 2 | X T: X; MWH SUB: DFO | [6 empty] | 10M | [23 empty] | N
Vintage2013 | petroleum | TRUE | 64812 | Power Depot Group A, LLC | 65575 | Southwick | TX | Harris | SW13 | Petroleum Liquids | IC |  | S | X | X |  |  | 0.6 | 0.8 | 0.5 | 0.6 | 0.1 | N |  |  | OP | X | 11 | 2013 |  |  | N | IPP Non-CHP | 2 | X T: X; MWH SUB: DFO | [6 empty] | 10M | [23 empty] | N
Vintage2013 | petroleum | TRUE | 64812 | Power Depot Group A, LLC | 65575 | Southwick | TX | Harris | SW14 | Petroleum Liquids | IC |  | S | X | X |  |  | 0.6 | 0.8 | 0.5 | 0.6 | 0.1 | N |  |  | OP | X | 11 | 2013 |  |  | N | IPP Non-CHP | 2 | X T: X; MWH SUB: DFO | [6 empty] | 10M | [23 empty] | N
Vintage2013 | petroleum | TRUE | 64812 | Power Depot Group A, LLC | 65575 | Southwick | TX | Harris | SW15 | Petroleum Liquids | IC |  | S | X | X |  |  | 0.6 | 0.8 | 0.5 | 0.6 | 0.1 | N |  |  | OP | X | 11 | 2013 |  |  | N | IPP Non-CHP | 2 | X T: X; MWH SUB: DFO | [6 empty] | 10M | [23 empty] | N
Vintage2013 | petroleum | TRUE | 64812 | Power Depot Group A, LLC | 65575 | Southwick | TX | Harris | SW2 | Petroleum Liquids | IC |  | S | X | X |  |  | 0.6 | 0.8 | 0.5 | 0.6 | 0.1 | N |  |  | OP | X | 11 | 2013 |  |  | N | IPP Non-CHP | 2 | X T: X; MWH SUB: DFO | [6 empty] | 10M | [23 empty] | N
Vintage2013 | petroleum | TRUE | 64812 | Power Depot Group A, LLC | 65575 | Southwick | TX | Harris | SW3 | Petroleum Liquids | IC |  | S | X | X |  |  | 0.6 | 0.8 | 0.5 | 0.6 | 0.1 | N |  |  | OP | X | 11 | 2013 |  |  | N | IPP Non-CHP | 2 | X T: X; MWH SUB: DFO | [6 empty] | 10M | [23 empty] | N
Vintage2013 | petroleum | TRUE | 64812 | Power Depot Group A, LLC | 65575 | Southwick | TX | Harris | SW4 | Petroleum Liquids | IC |  | S | X | X |  |  | 0.6 | 0.8 | 0.5 | 0.6 | 0.1 | N |  |  | OP | X | 11 | 2013 |  |  | N | IPP Non-CHP | 2 | X T: X; MWH SUB: DFO | [6 empty] | 10M | [23 empty] | N
Vintage2013 | petroleum | TRUE | 64812 | Power Depot Group A, LLC | 65575 | Southwick | TX | Harris | SW5 | Petroleum Liquids | IC |  | S | X | X |  |  | 0.6 | 0.8 | 0.5 | 0.6 | 0.1 | N |  |  | OP | X | 11 | 2013 |  |  | N | IPP Non-CHP | 2 | X T: X; MWH SUB: DFO | [6 empty] | 10M | [23 empty] | N
Vintage2013 | petroleum | TRUE | 64812 | Power Depot Group A, LLC | 65575 | Southwick | TX | Harris | SW6 | Petroleum Liquids | IC |  | S | X | X |  |  | 0.6 | 0.8 | 0.5 | 0.6 | 0.1 | N |  |  | OP | X | 11 | 2013 |  |  | N | IPP Non-CHP | 2 | X T: X; MWH SUB: DFO | [6 empty] | 10M | [23 empty] | N
Vintage2013 | petroleum | TRUE | 64812 | Power Depot Group A, LLC | 65575 | Southwick | TX | Harris | SW7 | Petroleum Liquids | IC |  | S | X | X |  |  | 0.6 | 0.8 | 0.5 | 0.6 | 0.1 | N |  |  | OP | X | 11 | 2013 |  |  | N | IPP Non-CHP | 2 | X T: X; MWH SUB: DFO | [6 empty] | 10M | [23 empty] | N
Vintage2013 | petroleum | TRUE | 64812 | Power Depot Group A, LLC | 65575 | Southwick | TX | Harris | SW8 | Petroleum Liquids | IC |  | S | X | X |  |  | 0.6 | 0.8 | 0.5 | 0.6 | 0.1 | N |  |  | OP | X | 11 | 2013 |  |  | N | IPP Non-CHP | 2 | X T: X; MWH SUB: DFO | [6 empty] | 10M | [23 empty] | N
Vintage2013 | petroleum | TRUE | 64812 | Power Depot Group A, LLC | 65575 | Southwick | TX | Harris | SW9 | Petroleum Liquids | IC |  | S | X | X |  |  | 0.6 | 0.8 | 0.5 | 0.6 | 0.1 | N |  |  | OP | X | 11 | 2013 |  |  | N | IPP Non-CHP | 2 | X T: X; MWH SUB: DFO | [6 empty] | 10M | [23 empty] | N
Vintage2013 | petroleum | TRUE | 64812 | Power Depot Group A, LLC | 65576 | Stonegate | TX | Fort Bend | STG1 | Petroleum Liquids | IC |  | S | X | X |  |  | 0.6 | 0.8 | 0.5 | 0.6 | 0.1 | N |  |  | OP | X | 7 | 2013 |  |  | N | IPP Non-CHP | 2 | X T: X; MWH SUB: DFO | [6 empty] | 10M | [23 empty] | N
Vintage2013 | petroleum | TRUE | 64812 | Power Depot Group A, LLC | 65576 | Stonegate | TX | Fort Bend | STG10 | Petroleum Liquids | IC |  | S | X | X |  |  | 0.6 | 0.8 | 0.5 | 0.6 | 0.1 | N |  |  | OP | X | 7 | 2013 |  |  | N | IPP Non-CHP | 2 | X T: X; MWH SUB: DFO | [6 empty] | 10M | [23 empty] | N
Vintage2013 | petroleum | TRUE | 64812 | Power Depot Group A, LLC | 65576 | Stonegate | TX | Fort Bend | STG11 | Petroleum Liquids | IC |  | S | X | X |  |  | 0.6 | 0.8 | 0.5 | 0.6 | 0.1 | N |  |  | OP | X | 7 | 2013 |  |  | N | IPP Non-CHP | 2 | X T: X; MWH SUB: DFO | [6 empty] | 10M | [23 empty] | N
Vintage2013 | petroleum | TRUE | 64812 | Power Depot Group A, LLC | 65576 | Stonegate | TX | Fort Bend | STG12 | Petroleum Liquids | IC |  | S | X | X |  |  | 0.6 | 0.8 | 0.5 | 0.6 | 0.1 | N |  |  | OP | X | 7 | 2013 |  |  | N | IPP Non-CHP | 2 | X T: X; MWH SUB: DFO | [6 empty] | 10M | [23 empty] | N
Vintage2013 | petroleum | TRUE | 64812 | Power Depot Group A, LLC | 65576 | Stonegate | TX | Fort Bend | STG13 | Petroleum Liquids | IC |  | S | X | X |  |  | 0.6 | 0.8 | 0.5 | 0.6 | 0.1 | N |  |  | OP | X | 7 | 2013 |  |  | N | IPP Non-CHP | 2 | X T: X; MWH SUB: DFO | [6 empty] | 10M | [23 empty] | N
Vintage2013 | petroleum | TRUE | 64812 | Power Depot Group A, LLC | 65576 | Stonegate | TX | Fort Bend | STG14 | Petroleum Liquids | IC |  | S | X | X |  |  | 0.6 | 0.8 | 0.5 | 0.6 | 0.1 | N |  |  | OP | X | 7 | 2013 |  |  | N | IPP Non-CHP | 2 | X T: X; MWH SUB: DFO | [6 empty] | 10M | [23 empty] | N
Vintage2013 | petroleum | TRUE | 64812 | Power Depot Group A, LLC | 65576 | Stonegate | TX | Fort Bend | STG15 | Petroleum Liquids | IC |  | S | X | X |  |  | 0.6 | 0.8 | 0.5 | 0.6 | 0.1 | N |  |  | OP | X | 7 | 2013 |  |  | N | IPP Non-CHP | 2 | X T: X; MWH SUB: DFO | [6 empty] | 10M | [23 empty] | N
Vintage2013 | petroleum | TRUE | 64812 | Power Depot Group A, LLC | 65576 | Stonegate | TX | Fort Bend | STG2 | Petroleum Liquids | IC |  | S | X | X |  |  | 0.6 | 0.8 | 0.5 | 0.6 | 0.1 | N |  |  | OP | X | 7 | 2013 |  |  | N | IPP Non-CHP | 2 | X T: X; MWH SUB: DFO | [6 empty] | 10M | [23 empty] | N
Vintage2013 | petroleum | TRUE | 64812 | Power Depot Group A, LLC | 65576 | Stonegate | TX | Fort Bend | STG3 | Petroleum Liquids | IC |  | S | X | X |  |  | 0.6 | 0.8 | 0.5 | 0.6 | 0.1 | N |  |  | OP | X | 7 | 2013 |  |  | N | IPP Non-CHP | 2 | X T: X; MWH SUB: DFO | [6 empty] | 10M | [23 empty] | N
Vintage2013 | petroleum | TRUE | 64812 | Power Depot Group A, LLC | 65576 | Stonegate | TX | Fort Bend | STG4 | Petroleum Liquids | IC |  | S | X | X |  |  | 0.6 | 0.8 | 0.5 | 0.6 | 0.1 | N |  |  | OP | X | 7 | 2013 |  |  | N | IPP Non-CHP | 2 | X T: X; MWH SUB: DFO | [6 empty] | 10M | [23 empty] | N
Vintage2013 | petroleum | TRUE | 64812 | Power Depot Group A, LLC | 65576 | Stonegate | TX | Fort Bend | STG5 | Petroleum Liquids | IC |  | S | X | X |  |  | 0.6 | 0.8 | 0.5 | 0.6 | 0.1 | N |  |  | OP | X | 7 | 2013 |  |  | N | IPP Non-CHP | 2 | X T: X; MWH SUB: DFO | [6 empty] | 10M | [23 empty] | N
Vintage2013 | petroleum | TRUE | 64812 | Power Depot Group A, LLC | 65576 | Stonegate | TX | Fort Bend | STG6 | Petroleum Liquids | IC |  | S | X | X |  |  | 0.6 | 0.8 | 0.5 | 0.6 | 0.1 | N |  |  | OP | X | 7 | 2013 |  |  | N | IPP Non-CHP | 2 | X T: X; MWH SUB: DFO | [6 empty] | 10M | [23 empty] | N
Vintage2013 | petroleum | TRUE | 64812 | Power Depot Group A, LLC | 65576 | Stonegate | TX | Fort Bend | STG7 | Petroleum Liquids | IC |  | S | X | X |  |  | 0.6 | 0.8 | 0.5 | 0.6 | 0.1 | N |  |  | OP | X | 7 | 2013 |  |  | N | IPP Non-CHP | 2 | X T: X; MWH SUB: DFO | [6 empty] | 10M | [23 empty] | N
Vintage2013 | petroleum | TRUE | 64812 | Power Depot Group A, LLC | 65576 | Stonegate | TX | Fort Bend | STG8 | Petroleum Liquids | IC |  | S | X | X |  |  | 0.6 | 0.8 | 0.5 | 0.6 | 0.1 | N |  |  | OP | X | 7 | 2013 |  |  | N | IPP Non-CHP | 2 | X T: X; MWH SUB: DFO | [6 empty] | 10M | [23 empty] | N
Vintage2013 | petroleum | TRUE | 64812 | Power Depot Group A, LLC | 65576 | Stonegate | TX | Fort Bend | STG9 | Petroleum Liquids | IC |  | S | X | X |  |  | 0.6 | 0.8 | 0.5 | 0.6 | 0.1 | N |  |  | OP | X | 7 | 2013 |  |  | N | IPP Non-CHP | 2 | X T: X; MWH SUB: DFO | [6 empty] | 10M | [23 empty] | N
Vintage2013 | petroleum | TRUE | 64812 | Power Depot Group A, LLC | 65578 | Tumbleweed | TX | Andrews | TWD1 | Petroleum Liquids | IC |  | S | X | X |  |  | 0.6 | 0.8 | 0.5 | 0.6 | 0.1 | N |  |  | OP | X | 7 | 2013 |  |  | N | IPP Non-CHP | 2 | X T: X; MWH SUB: DFO | [6 empty] | 10M | [23 empty] | N
Vintage2013 | petroleum | TRUE | 64812 | Power Depot Group A, LLC | 65578 | Tumbleweed | TX | Andrews | TWD10 | Petroleum Liquids | IC |  | S | X | X |  |  | 0.6 | 0.8 | 0.5 | 0.6 | 0.1 | N |  |  | OP | X | 7 | 2013 |  |  | N | IPP Non-CHP | 2 | X T: X; MWH SUB: DFO | [6 empty] | 10M | [23 empty] | N
Vintage2013 | petroleum | TRUE | 64812 | Power Depot Group A, LLC | 65578 | Tumbleweed | TX | Andrews | TWD11 | Petroleum Liquids | IC |  | S | X | X |  |  | 0.6 | 0.8 | 0.5 | 0.6 | 0.1 | N |  |  | OP | X | 7 | 2013 |  |  | N | IPP Non-CHP | 2 | X T: X; MWH SUB: DFO | [6 empty] | 10M | [23 empty] | N
Vintage2013 | petroleum | TRUE | 64812 | Power Depot Group A, LLC | 65578 | Tumbleweed | TX | Andrews | TWD12 | Petroleum Liquids | IC |  | S | X | X |  |  | 0.6 | 0.8 | 0.5 | 0.6 | 0.1 | N |  |  | OP | X | 7 | 2013 |  |  | N | IPP Non-CHP | 2 | X T: X; MWH SUB: DFO | [6 empty] | 10M | [23 empty] | N
Vintage2013 | petroleum | TRUE | 64812 | Power Depot Group A, LLC | 65578 | Tumbleweed | TX | Andrews | TWD13 | Petroleum Liquids | IC |  | S | X | X |  |  | 0.6 | 0.8 | 0.5 | 0.6 | 0.1 | N |  |  | OP | X | 7 | 2013 |  |  | N | IPP Non-CHP | 2 | X T: X; MWH SUB: DFO | [6 empty] | 10M | [23 empty] | N
Vintage2013 | petroleum | TRUE | 64812 | Power Depot Group A, LLC | 65578 | Tumbleweed | TX | Andrews | TWD14 | Petroleum Liquids | IC |  | S | X | X |  |  | 0.6 | 0.8 | 0.5 | 0.6 | 0.1 | N |  |  | OP | X | 7 | 2013 |  |  | N | IPP Non-CHP | 2 | X T: X; MWH SUB: DFO | [6 empty] | 10M | [23 empty] | N
Vintage2013 | petroleum | TRUE | 64812 | Power Depot Group A, LLC | 65578 | Tumbleweed | TX | Andrews | TWD15 | Petroleum Liquids | IC |  | S | X | X |  |  | 0.6 | 0.8 | 0.5 | 0.6 | 0.1 | N |  |  | OP | X | 7 | 2013 |  |  | N | IPP Non-CHP | 2 | X T: X; MWH SUB: DFO | [6 empty] | 10M | [23 empty] | N
Vintage2013 | petroleum | TRUE | 64812 | Power Depot Group A, LLC | 65578 | Tumbleweed | TX | Andrews | TWD2 | Petroleum Liquids | IC |  | S | X | X |  |  | 0.6 | 0.8 | 0.5 | 0.6 | 0.1 | N |  |  | OP | X | 7 | 2013 |  |  | N | IPP Non-CHP | 2 | X T: X; MWH SUB: DFO | [6 empty] | 10M | [23 empty] | N
Vintage2013 | petroleum | TRUE | 64812 | Power Depot Group A, LLC | 65578 | Tumbleweed | TX | Andrews | TWD3 | Petroleum Liquids | IC |  | S | X | X |  |  | 0.6 | 0.8 | 0.5 | 0.6 | 0.1 | N |  |  | OP | X | 7 | 2013 |  |  | N | IPP Non-CHP | 2 | X T: X; MWH SUB: DFO | [6 empty] | 10M | [23 empty] | N
Vintage2013 | petroleum | TRUE | 64812 | Power Depot Group A, LLC | 65578 | Tumbleweed | TX | Andrews | TWD4 | Petroleum Liquids | IC |  | S | X | X |  |  | 0.6 | 0.8 | 0.5 | 0.6 | 0.1 | N |  |  | OP | X | 7 | 2013 |  |  | N | IPP Non-CHP | 2 | X T: X; MWH SUB: DFO | [6 empty] | 10M | [23 empty] | N
Vintage2013 | petroleum | TRUE | 64812 | Power Depot Group A, LLC | 65578 | Tumbleweed | TX | Andrews | TWD5 | Petroleum Liquids | IC |  | S | X | X |  |  | 0.6 | 0.8 | 0.5 | 0.6 | 0.1 | N |  |  | OP | X | 7 | 2013 |  |  | N | IPP Non-CHP | 2 | X T: X; MWH SUB: DFO | [6 empty] | 10M | [23 empty] | N
Vintage2013 | petroleum | TRUE | 64812 | Power Depot Group A, LLC | 65578 | Tumbleweed | TX | Andrews | TWD6 | Petroleum Liquids | IC |  | S | X | X |  |  | 0.6 | 0.8 | 0.5 | 0.6 | 0.1 | N |  |  | OP | X | 7 | 2013 |  |  | N | IPP Non-CHP | 2 | X T: X; MWH SUB: DFO | [6 empty] | 10M | [23 empty] | N
Vintage2013 | petroleum | TRUE | 64812 | Power Depot Group A, LLC | 65578 | Tumbleweed | TX | Andrews | TWD7 | Petroleum Liquids | IC |  | S | X | X |  |  | 0.6 | 0.8 | 0.5 | 0.6 | 0.1 | N |  |  | OP | X | 7 | 2013 |  |  | N | IPP Non-CHP | 2 | X T: X; MWH SUB: DFO | [6 empty] | 10M | [23 empty] | N
Vintage2013 | petroleum | TRUE | 64812 | Power Depot Group A, LLC | 65578 | Tumbleweed | TX | Andrews | TWD8 | Petroleum Liquids | IC |  | S | X | X |  |  | 0.6 | 0.8 | 0.5 | 0.6 | 0.1 | N |  |  | OP | X | 7 | 2013 |  |  | N | IPP Non-CHP | 2 | X T: X; MWH SUB: DFO | [6 empty] | 10M | [23 empty] | N
Vintage2013 | petroleum | TRUE | 64812 | Power Depot Group A, LLC | 65578 | Tumbleweed | TX | Andrews | TWD9 | Petroleum Liquids | IC |  | S | X | X |  |  | 0.6 | 0.8 | 0.5 | 0.6 | 0.1 | N |  |  | OP | X | 7 | 2013 |  |  | N | IPP Non-CHP | 2 | X T: X; MWH SUB: DFO | [6 empty] | 10M | [23 empty] | N
Vintage2013 | petroleum | TRUE | 64812 | Power Depot Group A, LLC | 65579 | Vaquero | TX | Cameron | VQ1 | Petroleum Liquids | IC |  | S | X | X |  |  | 0.6 | 0.8 | 0.5 | 0.6 | 0.1 | N |  |  | OP | X | 8 | 2013 |  |  | N | IPP Non-CHP | 2 | X T: X; MWH SUB: DFO | [6 empty] | 10M | [23 empty] | N
Vintage2013 | petroleum | TRUE | 64812 | Power Depot Group A, LLC | 65579 | Vaquero | TX | Cameron | VQ10 | Petroleum Liquids | IC |  | S | X | X |  |  | 0.6 | 0.8 | 0.5 | 0.6 | 0.1 | N |  |  | OP | X | 8 | 2013 |  |  | N | IPP Non-CHP | 2 | X T: X; MWH SUB: DFO | [6 empty] | 10M | [23 empty] | N
Vintage2013 | petroleum | TRUE | 64812 | Power Depot Group A, LLC | 65579 | Vaquero | TX | Cameron | VQ11 | Petroleum Liquids | IC |  | S | X | X |  |  | 0.6 | 0.8 | 0.5 | 0.6 | 0.1 | N |  |  | OP | X | 8 | 2013 |  |  | N | IPP Non-CHP | 2 | X T: X; MWH SUB: DFO | [6 empty] | 10M | [23 empty] | N
Vintage2013 | petroleum | TRUE | 64812 | Power Depot Group A, LLC | 65579 | Vaquero | TX | Cameron | VQ12 | Petroleum Liquids | IC |  | S | X | X |  |  | 0.6 | 0.8 | 0.5 | 0.6 | 0.1 | N |  |  | OP | X | 8 | 2013 |  |  | N | IPP Non-CHP | 2 | X T: X; MWH SUB: DFO | [6 empty] | 10M | [23 empty] | N
Vintage2013 | petroleum | TRUE | 64812 | Power Depot Group A, LLC | 65579 | Vaquero | TX | Cameron | VQ13 | Petroleum Liquids | IC |  | S | X | X |  |  | 0.6 | 0.8 | 0.5 | 0.6 | 0.1 | N |  |  | OP | X | 8 | 2013 |  |  | N | IPP Non-CHP | 2 | X T: X; MWH SUB: DFO | [6 empty] | 10M | [23 empty] | N
Vintage2013 | petroleum | TRUE | 64812 | Power Depot Group A, LLC | 65579 | Vaquero | TX | Cameron | VQ14 | Petroleum Liquids | IC |  | S | X | X |  |  | 0.6 | 0.8 | 0.5 | 0.6 | 0.1 | N |  |  | OP | X | 8 | 2013 |  |  | N | IPP Non-CHP | 2 | X T: X; MWH SUB: DFO | [6 empty] | 10M | [23 empty] | N
Vintage2013 | petroleum | TRUE | 64812 | Power Depot Group A, LLC | 65579 | Vaquero | TX | Cameron | VQ15 | Petroleum Liquids | IC |  | S | X | X |  |  | 0.6 | 0.8 | 0.5 | 0.6 | 0.1 | N |  |  | OP | X | 8 | 2013 |  |  | N | IPP Non-CHP | 2 | X T: X; MWH SUB: DFO | [6 empty] | 10M | [23 empty] | N
Vintage2013 | petroleum | TRUE | 64812 | Power Depot Group A, LLC | 65579 | Vaquero | TX | Cameron | VQ2 | Petroleum Liquids | IC |  | S | X | X |  |  | 0.6 | 0.8 | 0.5 | 0.6 | 0.1 | N |  |  | OP | X | 8 | 2013 |  |  | N | IPP Non-CHP | 2 | X T: X; MWH SUB: DFO | [6 empty] | 10M | [23 empty] | N
Vintage2013 | petroleum | TRUE | 64812 | Power Depot Group A, LLC | 65579 | Vaquero | TX | Cameron | VQ3 | Petroleum Liquids | IC |  | S | X | X |  |  | 0.6 | 0.8 | 0.5 | 0.6 | 0.1 | N |  |  | OP | X | 8 | 2013 |  |  | N | IPP Non-CHP | 2 | X T: X; MWH SUB: DFO | [6 empty] | 10M | [23 empty] | N
Vintage2013 | petroleum | TRUE | 64812 | Power Depot Group A, LLC | 65579 | Vaquero | TX | Cameron | VQ4 | Petroleum Liquids | IC |  | S | X | X |  |  | 0.6 | 0.8 | 0.5 | 0.6 | 0.1 | N |  |  | OP | X | 8 | 2013 |  |  | N | IPP Non-CHP | 2 | X T: X; MWH SUB: DFO | [6 empty] | 10M | [23 empty] | N
Vintage2013 | petroleum | TRUE | 64812 | Power Depot Group A, LLC | 65579 | Vaquero | TX | Cameron | VQ5 | Petroleum Liquids | IC |  | S | X | X |  |  | 0.6 | 0.8 | 0.5 | 0.6 | 0.1 | N |  |  | OP | X | 8 | 2013 |  |  | N | IPP Non-CHP | 2 | X T: X; MWH SUB: DFO | [6 empty] | 10M | [23 empty] | N
Vintage2013 | petroleum | TRUE | 64812 | Power Depot Group A, LLC | 65579 | Vaquero | TX | Cameron | VQ6 | Petroleum Liquids | IC |  | S | X | X |  |  | 0.6 | 0.8 | 0.5 | 0.6 | 0.1 | N |  |  | OP | X | 8 | 2013 |  |  | N | IPP Non-CHP | 2 | X T: X; MWH SUB: DFO | [6 empty] | 10M | [23 empty] | N
Vintage2013 | petroleum | TRUE | 64812 | Power Depot Group A, LLC | 65579 | Vaquero | TX | Cameron | VQ7 | Petroleum Liquids | IC |  | S | X | X |  |  | 0.6 | 0.8 | 0.5 | 0.6 | 0.1 | N |  |  | OP | X | 8 | 2013 |  |  | N | IPP Non-CHP | 2 | X T: X; MWH SUB: DFO | [6 empty] | 10M | [23 empty] | N
Vintage2013 | petroleum | TRUE | 64812 | Power Depot Group A, LLC | 65579 | Vaquero | TX | Cameron | VQ8 | Petroleum Liquids | IC |  | S | X | X |  |  | 0.6 | 0.8 | 0.5 | 0.6 | 0.1 | N |  |  | OP | X | 8 | 2013 |  |  | N | IPP Non-CHP | 2 | X T: X; MWH SUB: DFO | [6 empty] | 10M | [23 empty] | N
Vintage2013 | petroleum | TRUE | 64812 | Power Depot Group A, LLC | 65579 | Vaquero | TX | Cameron | VQ9 | Petroleum Liquids | IC |  | S | X | X |  |  | 0.6 | 0.8 | 0.5 | 0.6 | 0.1 | N |  |  | OP | X | 8 | 2013 |  |  | N | IPP Non-CHP | 2 | X T: X; MWH SUB: DFO | [6 empty] | 10M | [23 empty] | N
Vintage2013 | petroleum | TRUE | 64812 | Power Depot Group A, LLC | 65580 | Villa Cavasos | TX | Cameron | VC1 | Petroleum Liquids | IC |  | S | X | X |  |  | 0.6 | 0.8 | 0.5 | 0.6 | 0.1 | N |  |  | OP | X | 8 | 2013 |  |  | N | IPP Non-CHP | 2 | X T: X; MWH SUB: DFO | [6 empty] | 10M | [23 empty] | N
Vintage2013 | petroleum | TRUE | 64812 | Power Depot Group A, LLC | 65580 | Villa Cavasos | TX | Cameron | VC10 | Petroleum Liquids | IC |  | S | X | X |  |  | 0.6 | 0.8 | 0.5 | 0.6 | 0.1 | N |  |  | OP | X | 8 | 2013 |  |  | N | IPP Non-CHP | 2 | X T: X; MWH SUB: DFO | [6 empty] | 10M | [23 empty] | N
Vintage2013 | petroleum | TRUE | 64812 | Power Depot Group A, LLC | 65580 | Villa Cavasos | TX | Cameron | VC11 | Petroleum Liquids | IC |  | S | X | X |  |  | 0.6 | 0.8 | 0.5 | 0.6 | 0.1 | N |  |  | OP | X | 8 | 2013 |  |  | N | IPP Non-CHP | 2 | X T: X; MWH SUB: DFO | [6 empty] | 10M | [23 empty] | N
Vintage2013 | petroleum | TRUE | 64812 | Power Depot Group A, LLC | 65580 | Villa Cavasos | TX | Cameron | VC12 | Petroleum Liquids | IC |  | S | X | X |  |  | 0.6 | 0.8 | 0.5 | 0.6 | 0.1 | N |  |  | OP | X | 8 | 2013 |  |  | N | IPP Non-CHP | 2 | X T: X; MWH SUB: DFO | [6 empty] | 10M | [23 empty] | N
Vintage2013 | petroleum | TRUE | 64812 | Power Depot Group A, LLC | 65580 | Villa Cavasos | TX | Cameron | VC13 | Petroleum Liquids | IC |  | S | X | X |  |  | 0.6 | 0.8 | 0.5 | 0.6 | 0.1 | N |  |  | OP | X | 8 | 2013 |  |  | N | IPP Non-CHP | 2 | X T: X; MWH SUB: DFO | [6 empty] | 10M | [23 empty] | N
Vintage2013 | petroleum | TRUE | 64812 | Power Depot Group A, LLC | 65580 | Villa Cavasos | TX | Cameron | VC14 | Petroleum Liquids | IC |  | S | X | X |  |  | 0.6 | 0.8 | 0.5 | 0.6 | 0.1 | N |  |  | OP | X | 8 | 2013 |  |  | N | IPP Non-CHP | 2 | X T: X; MWH SUB: DFO | [6 empty] | 10M | [23 empty] | N
Vintage2013 | petroleum | TRUE | 64812 | Power Depot Group A, LLC | 65580 | Villa Cavasos | TX | Cameron | VC15 | Petroleum Liquids | IC |  | S | X | X |  |  | 0.6 | 0.8 | 0.5 | 0.6 | 0.1 | N |  |  | OP | X | 8 | 2013 |  |  | N | IPP Non-CHP | 2 | X T: X; MWH SUB: DFO | [6 empty] | 10M | [23 empty] | N
Vintage2013 | petroleum | TRUE | 64812 | Power Depot Group A, LLC | 65580 | Villa Cavasos | TX | Cameron | VC2 | Petroleum Liquids | IC |  | S | X | X |  |  | 0.6 | 0.8 | 0.5 | 0.6 | 0.1 | N |  |  | OP | X | 8 | 2013 |  |  | N | IPP Non-CHP | 2 | X T: X; MWH SUB: DFO | [6 empty] | 10M | [23 empty] | N
Vintage2013 | petroleum | TRUE | 64812 | Power Depot Group A, LLC | 65580 | Villa Cavasos | TX | Cameron | VC3 | Petroleum Liquids | IC |  | S | X | X |  |  | 0.6 | 0.8 | 0.5 | 0.6 | 0.1 | N |  |  | OP | X | 8 | 2013 |  |  | N | IPP Non-CHP | 2 | X T: X; MWH SUB: DFO | [6 empty] | 10M | [23 empty] | N
Vintage2013 | petroleum | TRUE | 64812 | Power Depot Group A, LLC | 65580 | Villa Cavasos | TX | Cameron | VC4 | Petroleum Liquids | IC |  | S | X | X |  |  | 0.6 | 0.8 | 0.5 | 0.6 | 0.1 | N |  |  | OP | X | 8 | 2013 |  |  | N | IPP Non-CHP | 2 | X T: X; MWH SUB: DFO | [6 empty] | 10M | [23 empty] | N
Vintage2013 | petroleum | TRUE | 64812 | Power Depot Group A, LLC | 65580 | Villa Cavasos | TX | Cameron | VC5 | Petroleum Liquids | IC |  | S | X | X |  |  | 0.6 | 0.8 | 0.5 | 0.6 | 0.1 | N |  |  | OP | X | 8 | 2013 |  |  | N | IPP Non-CHP | 2 | X T: X; MWH SUB: DFO | [6 empty] | 10M | [23 empty] | N
Vintage2013 | petroleum | TRUE | 64812 | Power Depot Group A, LLC | 65580 | Villa Cavasos | TX | Cameron | VC6 | Petroleum Liquids | IC |  | S | X | X |  |  | 0.6 | 0.8 | 0.5 | 0.6 | 0.1 | N |  |  | OP | X | 8 | 2013 |  |  | N | IPP Non-CHP | 2 | X T: X; MWH SUB: DFO | [6 empty] | 10M | [23 empty] | N
Vintage2013 | petroleum | TRUE | 64812 | Power Depot Group A, LLC | 65580 | Villa Cavasos | TX | Cameron | VC7 | Petroleum Liquids | IC |  | S | X | X |  |  | 0.6 | 0.8 | 0.5 | 0.6 | 0.1 | N |  |  | OP | X | 8 | 2013 |  |  | N | IPP Non-CHP | 2 | X T: X; MWH SUB: DFO | [6 empty] | 10M | [23 empty] | N
Vintage2013 | petroleum | TRUE | 64812 | Power Depot Group A, LLC | 65580 | Villa Cavasos | TX | Cameron | VC8 | Petroleum Liquids | IC |  | S | X | X |  |  | 0.6 | 0.8 | 0.5 | 0.6 | 0.1 | N |  |  | OP | X | 8 | 2013 |  |  | N | IPP Non-CHP | 2 | X T: X; MWH SUB: DFO | [6 empty] | 10M | [23 empty] | N
Vintage2013 | petroleum | TRUE | 64812 | Power Depot Group A, LLC | 65580 | Villa Cavasos | TX | Cameron | VC9 | Petroleum Liquids | IC |  | S | X | X |  |  | 0.6 | 0.8 | 0.5 | 0.6 | 0.1 | N |  |  | OP | X | 8 | 2013 |  |  | N | IPP Non-CHP | 2 | X T: X; MWH SUB: DFO | [6 empty] | 10M | [23 empty] | N
Vintage2013 | petroleum | TRUE | 64812 | Power Depot Group A, LLC | 65581 | Westover | TX | Ector | WSI1 | Petroleum Liquids | IC |  | S | X | X |  |  | 0.6 | 0.8 | 0.5 | 0.6 | 0.1 | N |  |  | OP | X | 9 | 2013 |  |  | N | IPP Non-CHP | 2 | X T: X; MWH SUB: DFO | [6 empty] | 10M | [23 empty] | N
Vintage2013 | petroleum | TRUE | 64812 | Power Depot Group A, LLC | 65581 | Westover | TX | Ector | WSI10 | Petroleum Liquids | IC |  | S | X | X |  |  | 0.6 | 0.8 | 0.5 | 0.6 | 0.1 | N |  |  | OP | X | 9 | 2013 |  |  | N | IPP Non-CHP | 2 | X T: X; MWH SUB: DFO | [6 empty] | 10M | [23 empty] | N
Vintage2013 | petroleum | TRUE | 64812 | Power Depot Group A, LLC | 65581 | Westover | TX | Ector | WSI11 | Petroleum Liquids | IC |  | S | X | X |  |  | 0.6 | 0.8 | 0.5 | 0.6 | 0.1 | N |  |  | OP | X | 9 | 2013 |  |  | N | IPP Non-CHP | 2 | X T: X; MWH SUB: DFO | [6 empty] | 10M | [23 empty] | N
Vintage2013 | petroleum | TRUE | 64812 | Power Depot Group A, LLC | 65581 | Westover | TX | Ector | WSI12 | Petroleum Liquids | IC |  | S | X | X |  |  | 0.6 | 0.8 | 0.5 | 0.6 | 0.1 | N |  |  | OP | X | 9 | 2013 |  |  | N | IPP Non-CHP | 2 | X T: X; MWH SUB: DFO | [6 empty] | 10M | [23 empty] | N
Vintage2013 | petroleum | TRUE | 64812 | Power Depot Group A, LLC | 65581 | Westover | TX | Ector | WSI13 | Petroleum Liquids | IC |  | S | X | X |  |  | 0.6 | 0.8 | 0.5 | 0.6 | 0.1 | N |  |  | OP | X | 9 | 2013 |  |  | N | IPP Non-CHP | 2 | X T: X; MWH SUB: DFO | [6 empty] | 10M | [23 empty] | N
Vintage2013 | petroleum | TRUE | 64812 | Power Depot Group A, LLC | 65581 | Westover | TX | Ector | WSI14 | Petroleum Liquids | IC |  | S | X | X |  |  | 0.6 | 0.8 | 0.5 | 0.6 | 0.1 | N |  |  | OP | X | 9 | 2013 |  |  | N | IPP Non-CHP | 2 | X T: X; MWH SUB: DFO | [6 empty] | 10M | [23 empty] | N
Vintage2013 | petroleum | TRUE | 64812 | Power Depot Group A, LLC | 65581 | Westover | TX | Ector | WSI15 | Petroleum Liquids | IC |  | S | X | X |  |  | 0.6 | 0.8 | 0.5 | 0.6 | 0.1 | N |  |  | OP | X | 9 | 2013 |  |  | N | IPP Non-CHP | 2 | X T: X; MWH SUB: DFO | [6 empty] | 10M | [23 empty] | N
Vintage2013 | petroleum | TRUE | 64812 | Power Depot Group A, LLC | 65581 | Westover | TX | Ector | WSI2 | Petroleum Liquids | IC |  | S | X | X |  |  | 0.6 | 0.8 | 0.5 | 0.6 | 0.1 | N |  |  | OP | X | 9 | 2013 |  |  | N | IPP Non-CHP | 2 | X T: X; MWH SUB: DFO | [6 empty] | 10M | [23 empty] | N
Vintage2013 | petroleum | TRUE | 64812 | Power Depot Group A, LLC | 65581 | Westover | TX | Ector | WSI3 | Petroleum Liquids | IC |  | S | X | X |  |  | 0.6 | 0.8 | 0.5 | 0.6 | 0.1 | N |  |  | OP | X | 9 | 2013 |  |  | N | IPP Non-CHP | 2 | X T: X; MWH SUB: DFO | [6 empty] | 10M | [23 empty] | N
Vintage2013 | petroleum | TRUE | 64812 | Power Depot Group A, LLC | 65581 | Westover | TX | Ector | WSI4 | Petroleum Liquids | IC |  | S | X | X |  |  | 0.6 | 0.8 | 0.5 | 0.6 | 0.1 | N |  |  | OP | X | 9 | 2013 |  |  | N | IPP Non-CHP | 2 | X T: X; MWH SUB: DFO | [6 empty] | 10M | [23 empty] | N
Vintage2013 | petroleum | TRUE | 64812 | Power Depot Group A, LLC | 65581 | Westover | TX | Ector | WSI5 | Petroleum Liquids | IC |  | S | X | X |  |  | 0.6 | 0.8 | 0.5 | 0.6 | 0.1 | N |  |  | OP | X | 9 | 2013 |  |  | N | IPP Non-CHP | 2 | X T: X; MWH SUB: DFO | [6 empty] | 10M | [23 empty] | N
Vintage2013 | petroleum | TRUE | 64812 | Power Depot Group A, LLC | 65581 | Westover | TX | Ector | WSI6 | Petroleum Liquids | IC |  | S | X | X |  |  | 0.6 | 0.8 | 0.5 | 0.6 | 0.1 | N |  |  | OP | X | 9 | 2013 |  |  | N | IPP Non-CHP | 2 | X T: X; MWH SUB: DFO | [6 empty] | 10M | [23 empty] | N
Vintage2013 | petroleum | TRUE | 64812 | Power Depot Group A, LLC | 65581 | Westover | TX | Ector | WSI7 | Petroleum Liquids | IC |  | S | X | X |  |  | 0.6 | 0.8 | 0.5 | 0.6 | 0.1 | N |  |  | OP | X | 9 | 2013 |  |  | N | IPP Non-CHP | 2 | X T: X; MWH SUB: DFO | [6 empty] | 10M | [23 empty] | N
Vintage2013 | petroleum | TRUE | 64812 | Power Depot Group A, LLC | 65581 | Westover | TX | Ector | WSI8 | Petroleum Liquids | IC |  | S | X | X |  |  | 0.6 | 0.8 | 0.5 | 0.6 | 0.1 | N |  |  | OP | X | 9 | 2013 |  |  | N | IPP Non-CHP | 2 | X T: X; MWH SUB: DFO | [6 empty] | 10M | [23 empty] | N
Vintage2013 | petroleum | TRUE | 64812 | Power Depot Group A, LLC | 65581 | Westover | TX | Ector | WSI9 | Petroleum Liquids | IC |  | S | X | X |  |  | 0.6 | 0.8 | 0.5 | 0.6 | 0.1 | N |  |  | OP | X | 9 | 2013 |  |  | N | IPP Non-CHP | 2 | X T: X; MWH SUB: DFO | [6 empty] | 10M | [23 empty] | N
Vintage2021 | solar pv | TRUE | 64891 | Richlands Solar, LLC | 65583 | Richlands Solar, LLC | NC | Onslow | RICH1 | Solar Photovoltaic | PV |  | W | X | X |  |  | 1.9 |  | 1.9 | 1.9 |  | N |  |  | OP | X | 9 | 2021 |  |  | N | IPP Non-CHP | 2 | X T: X; MWH SUB: SUN
Vintage2021 | solar pv | TRUE | 64890 | Cruise Solar, LLC | 65584 | Cruise Solar, LLC | NC | Onslow | CRUI1 | Solar Photovoltaic | PV |  | W | X | X |  |  | 1.9 |  | 1.9 | 1.9 |  | N |  |  | OP | X | 9 | 2021 |  |  | N | IPP Non-CHP | 2 | X T: X; MWH SUB: SUN
Vintage2020 | solar pv | TRUE | 64883 | Whatley Renewables, LLC | 65585 | Whatley Renewables | MA | Franklin | 2684 | Solar Photovoltaic | PV |  | S | X | X |  |  | 1 |  | 1 | 0.8 |  | N |  |  | OP | X | 10 | 2020 |  |  | N | IPP Non-CHP | 2 | X T: X; MWH SUB: SUN
Vintage2019 | solar pv | TRUE | 64884 | Wachusett Solar, LLC | 65586 | Wachusett Solar | MA | Worcester | 2910 | Solar Photovoltaic | PV |  | S | X | X |  |  | 2 |  | 2 | 1.8 |  | N |  |  | OP | X | 8 | 2019 |  |  | N | IPP Non-CHP | 2 | X T: X; MWH SUB: SUN
Vintage2020 | solar pv | TRUE | 64888 | RT32 Westerlo Solar 1, LLC | 65587 | RT32 Westerlo Solar 1 | NY | Albany | 7105 | Solar Photovoltaic | PV |  | S | X | X |  |  | 5 |  | 5 | 4.8 |  | N |  |  | OP | X | 3 | 2020 |  |  | N | IPP Non-CHP | 2 | X T: X; MWH SUB: SUN
Vintage2018 | solar pv | TRUE | 62067 | EnterSolar | 65597 | CEC, LLC Westtown B | NY | Orange | CLWB | Solar Photovoltaic | PV |  | W | X | X |  |  | 2 |  | 2 | 2 |  | N |  |  | OP | X | 5 | 2018 |  |  | N | IPP Non-CHP | 2 | X T: X; MWH SUB: SUN |  |  |  | N | N | 0
Vintage2021 | solar pv | TRUE | 64899 | Gilcrest Sun | 65609 | Gilcrest Sun CSG | CO | Weld | GLCRS | Solar Photovoltaic | PV |  | S | X | X |  |  | 1.8 |  | 1.8 | 1.8 |  | N |  |  | OP | X | 12 | 2021 |  |  | N | IPP Non-CHP | 2 | X T: X; MWH SUB: SUN |  |  |  | N | N
Vintage2021 | solar pv | TRUE | 64903 | Snowden River Parkway, LLC | 65612 | Snowden River CSG | MD | Howard | SNOWD | Solar Photovoltaic | PV |  | S | X | X |  |  | 1.9 |  | 1.9 | 1.9 |  | N |  |  | OP | X | 6 | 2021 |  |  | N | IPP Non-CHP | 2 | X T: X; MWH SUB: SUN
Vintage2021 | solar pv | TRUE | 64904 | AES Clean Energy | 65613 | JB-Tobin 2 | NY | Dutchess | JBTB2 | Solar Photovoltaic | PV |  | S | X | X |  |  | 1.6 |  | 1.6 | 1.6 |  | N |  |  | OP | X | 12 | 2021 |  |  | N | IPP Non-CHP | 2 | X T: X; MWH SUB: SUN
Vintage2021 | solar pv | TRUE | 64872 | Distributed Solar Development, LLC | 65617 | BBARWA | CA | San Bernardino | P3998 | Solar Photovoltaic | PV |  | S | X | X |  |  | 1.3 |  | 1.3 | 1.3 |  | N |  |  | OP | X | 12 | 2021 |  |  | N | IPP Non-CHP | 2 | X T: X; MWH SUB: SUN
Vintage2020 | solar pv | TRUE | 63466 | Conductive Power | 65620 | 100 Lower | NY | Orange | 100LR | Solar Photovoltaic | PV |  | S | X | X |  |  | 2 | 1 | 2 | 2 |  | N |  |  | OP | X | 5 | 2020 |  |  | N | IPP Non-CHP | 2 | X T: X; MWH SUB: SUN |  |  |  | N | [26 empty] | N
Vintage2020 | solar pv | TRUE | 63466 | Conductive Power | 65621 | 456 Lower | NY | Orange | 456LR | Solar Photovoltaic | PV |  | S | X | X |  |  | 1.4 | 1 | 1.4 | 1.4 |  | N |  |  | OP | X | 10 | 2020 |  |  | N | IPP Non-CHP | 2 | X T: X; MWH SUB: SUN |  |  |  | N | N | [25 empty] | N
Vintage2021 | solar pv | TRUE | 63466 | Conductive Power | 65622 | Absegami | NJ | Atlantic | ABSGI | Solar Photovoltaic | PV |  | S | X | X |  |  | 2.1 | 1 | 2.1 | 2.1 |  | N |  |  | OP | X | 5 | 2021 |  |  | N | IPP Non-CHP | 2 | X T: X; MWH SUB: SUN |  |  |  | N | [26 empty] | N
Vintage2021 | solar pv | TRUE | 63466 | Conductive Power | 65623 | Cedar Creek | NJ | Atlantic | CDRCK | Solar Photovoltaic | PV |  | S | X | X |  |  | 1.6 | 1 | 1.6 | 1.6 |  | N |  |  | OP | X | 5 | 2021 |  |  | N | IPP Non-CHP | 2 | X T: X; MWH SUB: SUN |  |  |  | N | [26 empty] | N
Vintage2017 | solar pv | TRUE | 64880 | Dartmouth Farms Solar, LLC | 65636 | Dartmouth Farms Solar | MA | Bristol | 2132 | Solar Photovoltaic | PV |  | S | X | X |  |  | 2 |  | 2 | 1.8 |  | N |  |  | OP | X | 11 | 2017 |  |  | N | IPP Non-CHP | 2 | X T: X; MWH SUB: SUN
Vintage2020 | solar pv | TRUE | 64880 | Dartmouth Farms Solar, LLC | 65636 | Dartmouth Farms Solar | MA | Bristol | 5138 | Solar Photovoltaic | PV |  | S | X | X |  |  | 2.3 |  | 2.3 | 2.1 |  | N |  |  | OP | X | 6 | 2020 |  |  | N | IPP Non-CHP | 2 | X T: X; MWH SUB: SUN
Vintage2016 | solar pv | TRUE | 64881 | Foster Solar, LLC | 65637 | Foster Solar | RI | Providence | 2481 | Solar Photovoltaic | PV |  | S | X | X |  |  | 1.2 |  | 1.2 | 1 |  | N |  |  | OP | X | 8 | 2016 |  |  | N | IPP Non-CHP | 2 | X T: X; MWH SUB: SUN
Vintage2021 | solar pv | TRUE | 63466 | Conductive Power | 65643 | Castleton | NY | Rensselaer | CASTN | Solar Photovoltaic | PV |  | S | X | X |  |  | 5 | 1 | 5 | 5 |  | N |  |  | OP | X | 6 | 2021 |  |  | N | IPP Non-CHP | 2 | X T: X; MWH SUB: SUN |  |  |  | N
Vintage2021 | solar pv | TRUE | 64926 | Croton Solar LLC | 65647 | Croton Solar | NY | Westchester | CROT | Solar Photovoltaic | PV |  | S | X | X |  |  | 3 |  | 3 | 3 |  | N |  |  | OP | X | 12 | 2021 |  |  | N | IPP Non-CHP | 2 | X T: X; MWH SUB: SUN |  |  |  | N | N | [25 empty] | N
Vintage2021 | solar pv | TRUE | 64889 | Brockelman Road Solar 2, LLC | 65650 | Brockelman Road Solar 2 | MA | Worcester | 15446 | Solar Photovoltaic | PV |  | S | X | X |  |  | 1 |  | 1 | 0.8 |  | N |  |  | OP | X | 8 | 2021 |  |  | N | IPP Non-CHP | 2 | X T: X; MWH SUB: SUN
Vintage2021 | other | TRUE | 64889 | Brockelman Road Solar 2, LLC | 65650 | Brockelman Road Solar 2 | MA | Worcester | 15447 | Batteries | BA |  | S | X | X |  |  | 2 |  | 2 | 1.8 | 0 | N |  |  | OP | X | 9 | 2021 |  |  | N | IPP Non-CHP | 2 | X T: X; MWH SUB: MWH | [6 empty] | 10M
Vintage2021 | solar pv | FALSE | 63432 | SkyHigh 2 Solar | 65652 | Niagara Bottling - Rialto | CA | San Bernardino | NBRIA | Solar Photovoltaic | PV |  | S | X | X |  |  | 4.2 | 1 | 4.2 | 4.2 |  | N |  |  | OP | X | 12 | 2021 |  |  | N | Industrial Non-CHP | 6 | X T: X; MWH SUB: SUN
Vintage2021 | solar pv | TRUE | 63432 | SkyHigh 2 Solar | 65653 | TES Rowtier | MA | Worcester | NBRIA | Solar Photovoltaic | PV |  | S | X | X |  |  | 3 | 1 | 3 | 3 |  | N |  |  | OP | X | 4 | 2021 |  |  | N | IPP Non-CHP | 2 | X T: X; MWH SUB: SUN
Vintage2021 | solar pv | TRUE | 64933 | SunPower Capital Services, LLC | 65658 | DRPA Lindenwold Station Solar Project | NJ | Camden | DLSSP | Solar Photovoltaic | PV |  | J | X | X |  |  | 6 |  | 6 | 4.8 |  | N |  |  | OP | X | 12 | 2021 |  |  | N | IPP Non-CHP | 2 | X T: X; MWH SUB: SUN |  |  |  | N | [23 empty] | N
Vintage2021 | solar pv | TRUE | 64930 | ENGIE 2020 ProjectCo-WI1 LLC | 65659 | ENGIE 2020 ProjectCo-WI1 LLC | WI | Fond Du Lac | PV1 | Solar Photovoltaic | PV |  | W | X | X |  |  | 1 |  | 1 | 1 |  | N |  |  | OP | X | 12 | 2021 |  |  | N | IPP Non-CHP | 2 | X T: X; MWH SUB: SUN
Vintage2021 | solar pv | TRUE | 64426 | DG Connecticut III, LLC | 65667 | East Windsor Solar One | CT | Hartford | EWS1 | Solar Photovoltaic | PV |  | S | X | X |  |  | 5 |  | 5 | 5 |  | N |  |  | OP | X | 12 | 2021 |  |  | N | IPP Non-CHP | 2 | X T: X; MWH SUB: SUN
Vintage2020 | solar pv | TRUE | 64819 | Kearsarge Ludlow LLC | 65688 | Kearsarge Ludlow LLC | MA | Hampden | LUD | Solar Photovoltaic | PV |  | S | X | X |  |  | 3.7 |  | 3.7 | 3.7 |  | N |  |  | OP | X | 12 | 2020 |  |  | N | IPP Non-CHP | 2 | X T: X; MWH SUB: SUN
Vintage2020 | solar pv | TRUE | 64818 | Kearsarge Acushnet LLC | 65690 | Kearsarge Acushnet | MA | Bristol | ACUSH | Solar Photovoltaic | PV |  | S | X | X |  |  | 1.9 |  | 1.9 | 1.9 |  | N |  |  | OP | X | 2 | 2020 |  |  | N | IPP Non-CHP | 2 | X T: X; MWH SUB: SUN
Vintage2021 | solar pv | TRUE | 62915 | Madison Energy Holdings LLC | 65691 | KSU Trumbull | OH | Trumbull | TRUMB | Solar Photovoltaic | PV |  | S | X | X |  |  | 1 |  | 1 | 1 |  | N |  |  | OP | X | 6 | 2021 |  |  | N | IPP Non-CHP | 2 | X T: X; MWH SUB: SUN
Vintage2021 | solar pv | TRUE | 63689 | Wonderful Renewable Energy, LLC. | 65706 | POM Juice Solar | CA | Fresno | PJS | Solar Photovoltaic | PV |  | W | X | X |  |  | 1.5 | 0.99 | 1.5 | 1.3 |  | N |  |  | OP | X | 7 | 2021 |  |  | N | IPP Non-CHP | 2 | X T: X; MWH SUB: SUN
Vintage2021 | solar pv | FALSE | 63689 | Wonderful Renewable Energy, LLC. | 65707 | POM Beverage Solar | CA | Fresno | PBS | Solar Photovoltaic | PV |  | W | X | X |  |  | 1.8 | 0.99 | 1.7 | 1.6 |  | N |  |  | OP | X | 7 | 2021 |  |  | N | Industrial Non-CHP | 6 | X T: X; MWH SUB: SUN
Vintage2019 | solar pv | TRUE | 64980 | Long Plain Solar, LLC | 65716 | Long Plain Solar | MA | Franklin | 3779 | Solar Photovoltaic | PV |  | S | X | X |  |  | 2 |  | 2 | 1.8 |  | N |  |  | OP | X | 12 | 2019 |  |  | N | IPP Non-CHP | 2 | X T: X; MWH SUB: SUN
Vintage2020 | solar pv | TRUE | 64981 | Settlers Solar, LLC | 65717 | Settlers Solar | MA | Worcester | 4452 | Solar Photovoltaic | PV |  | S | X | X |  |  | 5 |  | 5 | 4.8 |  | N |  |  | OP | X | 12 | 2020 |  |  | N | IPP Non-CHP | 2 | X T: X; MWH SUB: SUN
Vintage2020 | solar pv | TRUE | 64982 | Griffin Road Solar 2, LLC | 65719 | Griffin Road Solar 2 | MA | Worcester | 4809 | Solar Photovoltaic | PV |  | S | X | X |  |  | 1.4 |  | 1.4 | 1.2 |  | N |  |  | OP | X | 6 | 2020 |  |  | N | IPP Non-CHP | 2 | X T: X; MWH SUB: SUN
Vintage2020 | solar pv | TRUE | 64984 | Woodland Avenue Solar 1, LLC | 65720 | Woodland Avenue Solar 1 | MA | Bristol | 5571 | Solar Photovoltaic | PV |  | S | X | X |  |  | 5 |  | 5 | 4.8 |  | N |  |  | OP | X | 8 | 2020 |  |  | N | IPP Non-CHP | 2 | X T: X; MWH SUB: SUN
Vintage2020 | solar pv | TRUE | 64985 | RT405 Westerlo Solar 2, LLC | 65721 | RT405 Westerlo Solar 2 | NY | Albany | 7104 | Solar Photovoltaic | PV |  | S | X | X |  |  | 5 |  | 5 | 4.8 |  | N |  |  | OP | X | 3 | 2020 |  |  | N | IPP Non-CHP | 2 | X T: X; MWH SUB: SUN
Vintage2017 | solar pv | TRUE | 64882 | Webster Solar, LLC | 65722 | Webster Solar | MA | Worcester | 2538 | Solar Photovoltaic | PV |  | S | X | X |  |  | 1 |  | 1 | 0.8 |  | N |  |  | OP | X | 12 | 2017 |  |  | N | IPP Non-CHP | 2 | X T: X; MWH SUB: SUN
Vintage2020 | solar pv | TRUE | 64986 | LR Wheatfield Solar 1, LLC | 65723 | LR Wheatfield Solar 1 | NY | Niagara | 15557 | Solar Photovoltaic | PV |  | S | X | X |  |  | 5 |  | 5 | 4.8 |  | N |  |  | OP | X | 10 | 2020 |  |  | N | IPP Non-CHP | 2 | X T: X; MWH SUB: SUN
Vintage2020 | solar pv | TRUE | 64987 | Pendleton Solar 1, LLC | 65724 | Pendleton Solar 1 | NY | Niagara | 15889 | Solar Photovoltaic | PV |  | S | X | X |  |  | 5 |  | 5 | 4.8 |  | N |  |  | OP | X | 10 | 2020 |  |  | N | IPP Non-CHP | 2 | X T: X; MWH SUB: SUN
Vintage2021 | solar pv | TRUE | 64990 | Rockford CS 1, LLC | 65731 | Rockford CS 1 | IL | Winnebago | 29197 | Solar Photovoltaic | PV |  | S | X | X |  |  | 2 |  | 2 | 1.8 |  | N |  |  | OP | X | 4 | 2021 |  |  | N | IPP Non-CHP | 2 | X T: X; MWH SUB: SUN
Vintage2021 | solar pv | TRUE | 64988 | Rockford CS 2, LLC | 65732 | Rockford CS 2 | IL | Winnebago | 29198 | Solar Photovoltaic | PV |  | S | X | X |  |  | 2 |  | 2 | 1.8 |  | N |  |  | OP | X | 4 | 2021 |  |  | N | IPP Non-CHP | 2 | X T: X; MWH SUB: SUN
Vintage2021 | solar pv | TRUE | 64948 | Canal Energy S23, LLC | 65740 | Canal Energy S23, LLC | CA | Kings | 21536 | Solar Photovoltaic | PV |  | W | X | X |  |  | 4.1 |  | 4.1 | 4.1 |  | N |  |  | OP | X | 12 | 2021 |  |  | N | IPP Non-CHP | 2 | X T: X; MWH SUB: SUN
Vintage2019 | solar pv | TRUE | 63466 | Conductive Power | 65752 | East Fishkill CSG | NY | Dutchess | EFK | Solar Photovoltaic | PV |  | S | X | X |  |  | 2 | 1 | 2 | 2 |  | N |  |  | OP | X | 12 | 2019 |  |  | N | IPP Non-CHP | 2 | X T: X; MWH SUB: SUN |  |  |  | N | [23 empty] | N |  |  | N
Vintage2020 | solar pv | TRUE | 63466 | Conductive Power | 65753 | ELP Greenport CSG | NY | Columbia | GRPRT | Solar Photovoltaic | PV |  | S | X | X |  |  | 5 | 1 | 5 | 5 |  | N |  |  | OP | X | 6 | 2020 |  |  | N | IPP Non-CHP | 2 | X T: X; MWH SUB: SUN |  |  |  | N | [23 empty] | N |  |  | N
Vintage2020 | solar pv | TRUE | 63466 | Conductive Power | 65754 | ELP Kinderhook CSG | NY | Columbia | KDRHK | Solar Photovoltaic | PV |  | S | X | X |  |  | 5 | 1 | 5 | 5 |  | N |  |  | OP | X | 11 | 2020 |  |  | N | IPP Non-CHP | 2 | X T: X; MWH SUB: SUN |  |  |  | N | [23 empty] | N |  |  | N
Vintage2021 | solar pv | TRUE | 63466 | Conductive Power | 65755 | ELP Myer CSG | NY | Ulster | MYER | Solar Photovoltaic | PV |  | S | X | X |  |  | 1.9 | 1 | 1.9 | 1.9 |  | N |  |  | OP | X | 6 | 2021 |  |  | N | IPP Non-CHP | 2 | X T: X; MWH SUB: SUN |  |  |  | N | [23 empty] | N |  |  | N
Vintage2019 | solar pv | TRUE | 63466 | Conductive Power | 65756 | ELP Rockdale CSG | NY | Washington | RKDAL | Solar Photovoltaic | PV |  | S | X | X |  |  | 2 | 1 | 2 | 2 |  | N |  |  | OP | X | 10 | 2019 |  |  | N | IPP Non-CHP | 2 | X T: X; MWH SUB: SUN |  |  |  | N | [23 empty] | N |  |  | N
Vintage2020 | solar pv | TRUE | 63466 | Conductive Power | 65757 | ELP Saugerties CSG | NY | Ulster | SGRTS | Solar Photovoltaic | PV |  | S | X | X |  |  | 1.9 | 1 | 1.9 | 1.9 |  | N |  |  | OP | X | 2 | 2020 |  |  | N | IPP Non-CHP | 2 | X T: X; MWH SUB: SUN |  |  |  | N | [23 empty] | N |  |  | N
Vintage2021 | solar pv | TRUE | 65010 | SolAmerica Energy, LLC | 65759 | Putnam Erikson 2 | GA | Putnam | PE2 | Solar Photovoltaic | PV |  | S | X | X |  |  | 2.9 |  | 2.9 | 2.9 |  | N |  |  | OP | X | 11 | 2021 |  |  | N | IPP Non-CHP | 2 | X T: X; MWH SUB: SUN
Vintage2008 | petroleum | TRUE | 219 | Alaska Power and Telephone Co | 65767 | Gustavus | AK | Skagway Hoonah Angoon | 1 | Petroleum Liquids | IC |  | S | X | X |  |  | 0.4 | 0.8 | 0.4 | 0.4 | 0.1 | N |  |  | OP | X | 12 | 2008 |  |  | N | Electric Utility | 1 | X T: X; MWH SUB: DFO | [6 empty] | 10M | [23 empty] | N
Vintage2008 | petroleum | TRUE | 219 | Alaska Power and Telephone Co | 65767 | Gustavus | AK | Skagway Hoonah Angoon | 2 | Petroleum Liquids | IC |  | S | X | X |  |  | 0.4 | 0.8 | 0.4 | 0.4 | 0.1 | N |  |  | OP | X | 12 | 2008 |  |  | N | Electric Utility | 1 | X T: X; MWH SUB: DFO | [6 empty] | 10M | [23 empty] | N
Vintage2008 | petroleum | TRUE | 219 | Alaska Power and Telephone Co | 65767 | Gustavus | AK | Skagway Hoonah Angoon | 3 | Petroleum Liquids | IC |  | S | X | X |  |  | 0.1 | 0.8 | 0.1 | 0.1 | 0 | N |  |  | OP | X | 12 | 2008 |  |  | N | Electric Utility | 1 | X T: X; MWH SUB: DFO | [6 empty] | 10M | [23 empty] | N
Vintage2021 | petroleum | TRUE | 219 | Alaska Power and Telephone Co | 65767 | Gustavus | AK | Skagway Hoonah Angoon | 4 | Petroleum Liquids | IC |  | S | X | X |  |  | 0.5 | 0.8 | 0.5 | 0.5 | 0.2 | N |  |  | OP | X | 3 | 2021 |  |  | N | Electric Utility | 1 | X T: X; MWH SUB: DFO | [6 empty] | 10M | [23 empty] | N
Vintage2019 | natural gas peaker | TRUE | 17127 | Town of Shrewsbury - (MA) | 65768 | Centech Gas Generator | MA | Worcester | G1 | Natural Gas Internal Combustion Engine | IC |  | S | X | X |  |  | 2.5 | 1 | 2.5 | 2.5 | 1.2 | N |  |  | OP | X | 4 | 2019 |  |  | N | Electric Utility | 1 | [11 empty] | N |  |  | 10M | [23 empty] | N | N | N | bar: X T to MWH SUB
Vintage2021 | solar pv | TRUE | 65023 | Ventura Solar LLC | 65770 | Ventura Solar | CA | Ventura | SOLAR | Solar Photovoltaic | PV |  | S | X | X |  |  | 2.9 |  | 2.9 | 2.9 |  | N |  |  | OP | X | 9 | 2021 |  |  | N | IPP Non-CHP | 2 | X T: X; MWH SUB: SUN
Vintage2020 | solar pv | TRUE | 65024 | Alden Road Harvard Solar 1, LLC | 65774 | Alden Road Harvard Solar 1 | IL | McHenry | 18031 | Solar Photovoltaic | PV |  | S | X | X |  |  | 2 |  | 2 | 1.8 |  | N |  |  | OP | X | 12 | 2020 |  |  | N | IPP Non-CHP | 2 | X T: X; MWH SUB: SUN
Vintage2020 | solar pv | TRUE | 65030 | Cream Street Solar, LLC | 65775 | Cream Street Solar | NY | Dutchess | 5324 | Solar Photovoltaic | PV |  | S | X | X |  |  | 2 |  | 2 | 1.8 |  | N |  |  | OP | X | 12 | 2020 |  |  | N | IPP Non-CHP | 2 | X T: X; MWH SUB: SUN
Vintage2020 | solar pv | TRUE | 65028 | Little Falls Solar | 65776 | Little Falls Solar | NY | Herkimer | 5939 | Solar Photovoltaic | PV |  | S | X | X |  |  | 2 |  | 2 | 1.8 |  | N |  |  | OP | X | 10 | 2020 |  |  | N | IPP Non-CHP | 2 | X T: X; MWH SUB: SUN
Vintage2020 | solar pv | TRUE | 65029 | Little Falls Solar 1, LLC | 65777 | Little Falls Solar 1 | NY | Herkimer | 5779 | Solar Photovoltaic | PV |  | S | X | X |  |  | 2 |  | 2 | 1.8 |  | N |  |  | OP | X | 9 | 2020 |  |  | N | IPP Non-CHP | 2 | X T: X; MWH SUB: SUN
Vintage2021 | solar pv | FALSE | 63689 | Wonderful Renewable Energy, LLC. | 65783 | Wonderful Nursery | CA | Kern | WN01 | Solar Photovoltaic | PV |  | W | X | X |  |  | 2.3 |  | 2.3 | 2.3 |  | N |  |  | OP | X | 7 | 2021 |  |  | N | Industrial Non-CHP | 6 | X T: X; MWH SUB: SUN
Vintage2020 | solar pv | TRUE | 65032 | 1639 RT 29 Solar 1, LLC | 65785 | 1639 RT 29 Solar 1 | NY | Fulton | 19822 | Solar Photovoltaic | PV |  | S | X | X |  |  | 4 |  | 4 | 3.8 |  | N |  |  | OP | X | 12 | 2020 |  |  | N | IPP Non-CHP | 2 | X T: X; MWH SUB: SUN
Vintage2020 | solar pv | TRUE | 65033 | 1639 RT 29 Solar 2, LLC | 65786 | 1639 RT 29 Solar 2 | NY | Fulton | 19823 | Solar Photovoltaic | PV |  | S | X | X |  |  | 2.5 |  | 2.5 | 2.3 |  | N |  |  | OP | X | 12 | 2020 |  |  | N | IPP Non-CHP | 2 | X T: X; MWH SUB: SUN
Vintage2021 | solar pv | TRUE | 65056 | NY - Mines Press | 65815 | NY - Mines Press | NY | Westchester | MPRES | Solar Photovoltaic | PV |  | S | X | X |  |  | 1 |  | 1 | 1 |  | N |  |  | OP | X | 12 | 2021 |  |  | N | IPP Non-CHP | 2 | X T: X; MWH SUB: SUN |  |  |  | N | N | 0
Vintage2020 | solar pv | TRUE | 65069 | Clear Solar I, LLC | 65817 | Clear Solar I, LLC | NC | Rutherford | CLEA1 | Solar Photovoltaic | PV |  | W | X | X |  |  | 3.6 |  | 3.6 | 3.6 |  | N |  |  | OP | X | 9 | 2020 |  |  | N | IPP Non-CHP | 2 | X T: X; MWH SUB: SUN
Vintage2020 | solar pv | TRUE | 61980 | Valta Energy | 65824 | VS LADWPGLP Francisco, LLC | CA | Los Angeles | VSPRC | Solar Photovoltaic | PV |  | S | X | X |  |  | 1.1 |  | 1.1 | 1.1 |  | N |  |  | OP | X | 4 | 2020 |  |  | N | IPP Non-CHP | 2 | X T: X; MWH SUB: SUN
Vintage2021 | other | TRUE | 65076 | HEN Infrastructure, L.L.C. | 65836 | Toyah Power Station | TX | Reeves | TOYAH | Batteries | BA |  | J | X | X |  |  | 10.4 |  | 9.9 | 9.9 | 9.9 | N |  |  | OP | X | 10 | 2021 |  |  | N | IPP Non-CHP | 2 | X T: X; MWH SUB: MWH | [6 empty] | 10M
Vintage2021 | other | TRUE | 65076 | HEN Infrastructure, L.L.C. | 65838 | Hoef's Road Storage | TX | Reeves | HOEFS | Batteries | BA |  | W | X | X |  |  | 2 |  | 2 | 2 | 2 | N |  |  | OP | X | 5 | 2021 |  |  | N | IPP Non-CHP | 2 | X T: X; MWH SUB: MWH | [6 empty] | 10M
NOTE: Information on planned capacity changes are data reported to EIA. It is not a projection and does not necessarily represent EIA's view of future capacity changes. Additional information regarding the outlook for additions and retirements of generation capacity is available at http://www.eia.gov/analysis.

## 923
U.S. Department of Energy, The Energy Information Administration (EIA)
EIA-923 Monthly Generation and Fuel Consumption Time Series File, 2021 Final Revision
Sources: EIA-923 and EIA-860 Reports
[21 empty] | 532115.237 | 9.738%
Vintage | Model Energy Source | Include? | Plant Id | Combined Heat And Power Plant | Nuclear Unit Id | Plant Name | Operator Name | Operator Id | Plant State | Census Region | NERC Region | Reserved | NAICS Code | EIA Sector Number | Sector Name | Reported Prime Mover | Reported Fuel Type Code | AER Fuel Type Code | Balancing Authority Code | Elec Fuel Consumption MMBtu | Net Generation (Megawatthours) | YEAR
Vintage2010 | petroleum | TRUE | 1 | N | . | Sand Point | TDX Sand Point Generating, LLC | 63560 | AK | PACN |  |  | 22 | 1 | Electric Utility | IC | DFO | DFO |  | 35490 | 2729 | 2021
Vintage2011 | onshore wind | TRUE | 1 | N | . | Sand Point | TDX Sand Point Generating, LLC | 63560 | AK | PACN |  |  | 22 | 1 | Electric Utility | WT | WND | WND |  | 1184 | 134 | 2021
Vintage1963 | hydro | TRUE | 2 | N | . | Bankhead Dam | Alabama Power Co | 195 | AL | ESC | SERC |  | 22 | 1 | Electric Utility | HY | WAT | HYC | SOCO | 1905404 | 215446 | 2021
Vintage2000 | natural gas combined cycle | TRUE | 3 | N | . | Barry | Alabama Power Co | 195 | AL | ESC | SERC |  | 22 | 1 | Electric Utility | CA | NG | NG | SOCO | 615384 | 2704852 | 2021
Vintage2000 | natural gas combined cycle | TRUE | 3 | N | . | Barry | Alabama Power Co | 195 | AL | ESC | SERC |  | 22 | 1 | Electric Utility | CT | NG | NG | SOCO | 54874030 | 5222203 | 2021
Vintage1971 | hard coal | TRUE | 3 | N | . | Barry | Alabama Power Co | 195 | AL | ESC | SERC |  | 22 | 1 | Electric Utility | ST | BIT | COL | SOCO | 37026731 | 3678398.5 | 2021
Vintage1954 | natural gas steam turbine | TRUE | 3 | N | . | Barry | Alabama Power Co | 195 | AL | ESC | SERC |  | 22 | 1 | Electric Utility | ST | NG | NG | SOCO | 1950436 | 186832.48 | 2021
| hard coal | FALSE | 3 | N | . | Barry | Alabama Power Co | 195 | AL | ESC | SERC |  | 22 | 1 | Electric Utility | ST | SUB | COL | SOCO | 0 | 0 | 2021
Vintage1967 | hydro | TRUE | 4 | N | . | Walter Bouldin Dam | Alabama Power Co | 195 | AL | ESC | SERC |  | 22 | 1 | Electric Utility | HY | WAT | HYC | SOCO | 3468032 | 392134 | 2021
| natural gas steam turbine | FALSE | 7 | Y | . | Gadsden | Alabama Power Co | 195 | AL | ESC | SERC |  | 22 | 1 | Electric Utility | ST | NG | NG | SOCO | 0 | -5901 | 2021
| petroleum | FALSE | 9 | N | . | Copper | El Paso Electric Co | 5701 | TX | WSC | WECC |  | 22 | 1 | Electric Utility | GT | DFO | DFO | EPE | 0 | 0 | 2021
Vintage1980 | natural gas peaker | TRUE | 9 | N | . | Copper | El Paso Electric Co | 5701 | TX | WSC | WECC |  | 22 | 1 | Electric Utility | GT | NG | NG | EPE | 571208 | 28972 | 2021
Vintage0 | petroleum | FALSE | 10 | N | . | Greene County | Alabama Power Co | 195 | AL | ESC | SERC |  | 22 | 1 | Electric Utility | GT | DFO | DFO | SOCO | 37985 | 2581.08 | 2021
Vintage1996 | natural gas peaker | TRUE | 10 | N | . | Greene County | Alabama Power Co | 195 | AL | ESC | SERC |  | 22 | 1 | Electric Utility | GT | NG | NG | SOCO | 809404 | 56691.92 | 2021
Vintage1966 | natural gas steam turbine | TRUE | 10 | N | . | Greene County | Alabama Power Co | 195 | AL | ESC | SERC |  | 22 | 1 | Electric Utility | ST | NG | NG | SOCO | 7729779 | 691147 | 2021
Vintage1966 | hydro | TRUE | 11 | N | . | H Neely Henry Dam | Alabama Power Co | 195 | AL | ESC | SERC |  | 22 | 1 | Electric Utility | HY | WAT | HYC | SOCO | 2281582 | 257981 | 2021
Vintage1968 | hydro | TRUE | 12 | N | . | Holt Dam | Alabama Power Co | 195 | AL | ESC | SERC |  | 22 | 1 | Electric Utility | HY | WAT | HYC | SOCO | 1928205 | 218024 | 2021
Vintage1929 | hydro | TRUE | 13 | N | . | Jordan Dam | Alabama Power Co | 195 | AL | ESC | SERC |  | 22 | 1 | Electric Utility | HY | WAT | HYC | SOCO | 5046138 | 570572 | 2021
Vintage1964 | hydro | TRUE | 14 | N | . | Logan Martin Dam | Alabama Power Co | 195 | AL | ESC | SERC |  | 22 | 1 | Electric Utility | HY | WAT | HYC | SOCO | 4053834 | 458371 | 2021
Vintage1968 | hydro | TRUE | 15 | N | . | Lay Dam | Alabama Power Co | 195 | AL | ESC | SERC |  | 22 | 1 | Electric Utility | HY | WAT | HYC | SOCO | 6365602 | 719765 | 2021
Vintage1952 | hydro | TRUE | 16 | N | . | Martin Dam | Alabama Power Co | 195 | AL | ESC | SERC |  | 22 | 1 | Electric Utility | HY | WAT | HYC | SOCO | 3482014 | 393715 | 2021
Vintage1985 | hydro | TRUE | 17 | N | . | Mitchell Dam | Alabama Power Co | 195 | AL | ESC | SERC |  | 22 | 1 | Electric Utility | HY | WAT | HYC | SOCO | 5181045 | 585826 | 2021
Vintage1962 | hydro | TRUE | 18 | N | . | Lewis Smith Dam | Alabama Power Co | 195 | AL | ESC | SERC |  | 22 | 1 | Electric Utility | HY | WAT | HYC | SOCO | 3430506 | 387891 | 2021
Vintage1931 | hydro | TRUE | 19 | N | . | Thurlow Dam | Alabama Power Co | 195 | AL | ESC | SERC |  | 22 | 1 | Electric Utility | HY | WAT | HYC | SOCO | 2294681 | 259462 | 2021
Vintage1962 | hydro | TRUE | 20 | N | . | Weiss Dam | Alabama Power Co | 195 | AL | ESC | SERC |  | 22 | 1 | Electric Utility | HY | WAT | HYC | SOCO | 2448153 | 276815 | 2021
Vintage1928 | hydro | TRUE | 21 | N | . | Yates Dam | Alabama Power Co | 195 | AL | ESC | SERC |  | 22 | 1 | Electric Utility | HY | WAT | HYC | SOCO | 1366496 | 154511 | 2021
Vintage1970 | petroleum | TRUE | 26 | N | . | E C Gaston | Alabama Power Co | 195 | AL | ESC | SERC |  | 22 | 1 | Electric Utility | GT | DFO | DFO | SOCO | 3176 | 127 | 2021
Vintage1974 | hard coal | TRUE | 26 | N | . | E C Gaston | Alabama Power Co | 195 | AL | ESC | SERC |  | 22 | 1 | Electric Utility | ST | BIT | COL | SOCO | 30984960 | 2970437.8 | 2021
Vintage1962 | natural gas steam turbine | TRUE | 26 | N | . | E C Gaston | Alabama Power Co | 195 | AL | ESC | SERC |  | 22 | 1 | Electric Utility | ST | NG | NG | SOCO | 15184965 | 1365413.2 | 2021
Vintage2001 | petroleum | FALSE | 30 | N | . | Madelia | City of Madelia - (MN) | 29305 | MN | WNC | MRO |  | 22 | 1 | Electric Utility | IC | DFO | DFO | MISO | 197 | -200 | 2021
| natural gas peaker | FALSE | 30 | N | . | Madelia | City of Madelia - (MN) | 29305 | MN | WNC | MRO |  | 22 | 1 | Electric Utility | IC | NG | NG | MISO | 0 | 0 | 2021
Vintage1980 | hydro | TRUE | 34 | N | . | Rollins | Nevada Irrigation District | 13402 | CA | PACC | WECC |  | 22 | 2 | NAICS-22 Non-Cogen | HY | WAT | HYC | CISO | 286749 | 32423 | 2021
Vintage1970 | hydro | TRUE | 38 | N | . | Millers Ferry | USCE-Mobile District | 27813 | AL | ESC | SERC |  | 22 | 1 | Electric Utility | HY | WAT | HYC | SOCO | 3791254 | 428681 | 2021
Vintage1977 | nuclear | TRUE | 46 | N | 3 | Browns Ferry | Tennessee Valley Authority | 18642 | AL | ESC | SERC |  | 22 | 1 | Electric Utility | ST | NUC | NUC | TVA | 114325824 | 10962181 | 2021
Vintage1977 | nuclear | TRUE | 46 | N | 1 | Browns Ferry | Tennessee Valley Authority | 18642 | AL | ESC | SERC |  | 22 | 1 | Electric Utility | ST | NUC | NUC | TVA | 113482079 | 10881278 | 2021
Vintage1977 | nuclear | TRUE | 46 | N | 2 | Browns Ferry | Tennessee Valley Authority | 18642 | AL | ESC | SERC |  | 22 | 1 | Electric Utility | ST | NUC | NUC | TVA | 96053102 | 9210093 | 2021
| petroleum | FALSE | 47 | N | . | Colbert | Tennessee Valley Authority | 18642 | AL | ESC | SERC |  | 22 | 1 | Electric Utility | GT | DFO | DFO | TVA | 0 | 0 | 2021
Vintage1972 | natural gas peaker | TRUE | 47 | N | . | Colbert | Tennessee Valley Authority | 18642 | AL | ESC | SERC |  | 22 | 1 | Electric Utility | GT | NG | NG | TVA | 243478 | 1997 | 2021
Vintage1952 | hydro | TRUE | 48 | N | . | Guntersville | Tennessee Valley Authority | 18642 | AL | ESC | SERC |  | 22 | 1 | Electric Utility | HY | WAT | HYC | TVA | 5300377 | 599319 | 2021
Vintage1963 | hydro | TRUE | 49 | N | . | Wheeler Dam | Tennessee Valley Authority | 18642 | AL | ESC | SERC |  | 22 | 1 | Electric Utility | HY | WAT | HYC | TVA | 14248559 | 1611099 | 2021
Vintage0 | lignite | FALSE | 51 | N | . | Dolet Hills | Cleco Power LLC | 3265 | LA | WSC | SERC |  | 22 | 1 | Electric Utility | ST | LIG | COL | MISO | 12064920 | 942857.33 | 2021
Vintage0 | natural gas steam turbine | FALSE | 51 | N | . | Dolet Hills | Cleco Power LLC | 3265 | LA | WSC | SERC |  | 22 | 1 | Electric Utility | ST | NG | NG | MISO | 1739732 | 134294.67 | 2021
| other | FALSE | 51 | N | . | Dolet Hills | Cleco Power LLC | 3265 | LA | WSC | SERC |  | 22 | 1 | Electric Utility | ST | PG | WOO | MISO | 0 | 0 | 2021
Vintage1985 | hydro | TRUE | 53 | N | . | Gantt | PowerSouth Energy Cooperative | 189 | AL | ESC | SERC |  | 22 | 1 | Electric Utility | HY | WAT | HYC | AEC | 53234 | 6019 | 2021
Vintage0 | petroleum | FALSE | 54 | N | . | J K Smith | East Kentucky Power Coop, Inc | 5580 | KY | ESC | SERC |  | 22 | 1 | Electric Utility | GT | DFO | DFO | PJM | 35461 | 2729.39 | 2021
Vintage2010 | natural gas peaker | TRUE | 54 | N | . | J K Smith | East Kentucky Power Coop, Inc | 5580 | KY | ESC | SERC |  | 22 | 1 | Electric Utility | GT | NG | NG | PJM | 7311379 | 581602.61 | 2021
Vintage1949 | hydro | TRUE | 55 | N | . | Point A | PowerSouth Energy Cooperative | 189 | AL | ESC | SERC |  | 22 | 1 | Electric Utility | HY | WAT | HYC | AEC | 169708 | 19189 | 2021
Vintage0 | petroleum | FALSE | 59 | N | . | Platte | City of Grand Island - (NE) | 40606 | NE | WNC | MRO |  | 22 | 1 | Electric Utility | ST | DFO | DFO | SWPP | 5495 | 477.229 | 2021
Vintage1982 | hard coal | TRUE | 59 | N | . | Platte | City of Grand Island - (NE) | 40606 | NE | WNC | MRO |  | 22 | 1 | Electric Utility | ST | SUB | COL | SWPP | 4838057 | 421754.77 | 2021
Vintage0 | petroleum | FALSE | 60 | N | . | Whelan Energy Center | City of Hastings - (NE) | 8245 | NE | WNC | MRO |  | 22 | 1 | Electric Utility | ST | DFO | DFO | SWPP | 32367 | 2215.159 | 2021
Vintage2011 | hard coal | TRUE | 60 | N | . | Whelan Energy Center | City of Hastings - (NE) | 8245 | NE | WNC | MRO |  | 22 | 1 | Electric Utility | ST | RC | COL | SWPP | 10712269 | 772706.57 | 2021
Vintage2011 | hard coal | TRUE | 60 | N | . | Whelan Energy Center | City of Hastings - (NE) | 8245 | NE | WNC | MRO |  | 22 | 1 | Electric Utility | ST | SUB | COL | SWPP | 8144099 | 524445.27 | 2021
Vintage1915 | hydro | TRUE | 62 | N | . | Annex Creek | Alaska Electric Light & Power Co. | 213 | AK | PACN |  |  | 22 | 1 | Electric Utility | HY | WAT | HYC |  | 229794 | 25983 | 2021
Vintage1951 | hydro | TRUE | 63 | N | . | Gold Creek | Alaska Electric Light & Power Co. | 213 | AK | PACN |  |  | 22 | 1 | Electric Utility | HY | WAT | HYC |  | 47926 | 5419 | 2021
Vintage1966 | petroleum | TRUE | 63 | N | . | Gold Creek | Alaska Electric Light & Power Co. | 213 | AK | PACN |  |  | 22 | 1 | Electric Utility | IC | DFO | DFO |  | 51 | 5 | 2021
Vintage1983 | petroleum | FALSE | 64 | N | . | Lemon Creek | Alaska Electric Light & Power Co. | 213 | AK | PACN |  |  | 22 | 1 | Electric Utility | GT | DFO | DFO |  | 2053 | -295 | 2021
Vintage1985 | petroleum | FALSE | 64 | N | . | Lemon Creek | Alaska Electric Light & Power Co. | 213 | AK | PACN |  |  | 22 | 1 | Electric Utility | IC | DFO | DFO |  | 1898 | -549 | 2021
Vintage1984 | hydro | TRUE | 65 | N | . | Salmon Creek 1 | Alaska Electric Light & Power Co. | 213 | AK | PACN |  |  | 22 | 1 | Electric Utility | HY | WAT | HYC |  | 217474 | 24590 | 2021
Vintage1987 | hydro | TRUE | 66 | N | . | Skagway | Alaska Power and Telephone Co | 219 | AK | PACN |  |  | 22 | 1 | Electric Utility | HY | WAT | HYC |  | 22120 | 2501 | 2021
Vintage2009 | petroleum | TRUE | 66 | N | . | Skagway | Alaska Power and Telephone Co | 219 | AK | PACN |  |  | 22 | 1 | Electric Utility | IC | DFO | DFO |  | 14231 | 1427 | 2021
Vintage2021 | petroleum | TRUE | 69 | N | . | Haines | Alaska Power and Telephone Co | 219 | AK | PACN |  |  | 22 | 1 | Electric Utility | IC | DFO | DFO |  | 16644 | 1390 | 2021
Vintage1984 | hydro | FALSE | 70 | N | . | Swan Lake | Southeast Alaska Power Agency | 60123 | AK | PACN |  |  | 22131 | 4 | Commercial NAICS Non-Cogen | HY | WAT | HYC | NA | 717399 | 81117 | 2021
Vintage2014 | hydro | TRUE | 71 | N | . | Terror Lake Microgrid | Kodiak Electric Assn Inc | 10433 | AK | PACN |  |  | 22 | 1 | Electric Utility | HY | WAT | HYC |  | 1170353 | 132333 | 2021
| hydro | FALSE | 72 | N | . | Venice Hydro | Metropolitan Water District of S CA | 12397 | CA | PACC | WECC |  | 22 | 1 | Electric Utility | HY | WAT | HYC | CISO | 0 | 0 | 2021
Vintage0 | petroleum | FALSE | 75 | N | . | Hank Nikkels Plant 1 | Chugach Electric Assn Inc | 3522 | AK | PACN |  |  | 22 | 1 | Electric Utility | GT | DFO | DFO |  | 73 | 1.479 | 2021
Vintage2007 | natural gas peaker | TRUE | 75 | N | . | Hank Nikkels Plant 1 | Chugach Electric Assn Inc | 3522 | AK | PACN |  |  | 22 | 1 | Electric Utility | GT | NG | NG |  | 110760 | 2250.521 | 2021
| petroleum | FALSE | 75 | N | . | Hank Nikkels Plant 1 | Chugach Electric Assn Inc | 3522 | AK | PACN |  |  | 22 | 1 | Electric Utility | IC | DFO | DFO |  | 107 | 0 | 2021
Vintage1955 | hydro | TRUE | 77 | N | . | Eklutna Hydro Project | Chugach Electric Assn Inc | 3522 | AK | PACN |  |  | 22 | 1 | Electric Utility | HY | WAT | HYC |  | 1238106 | 139994 | 2021
Vintage1990 | hydro | TRUE | 78 | N | . | Snettisham | Alaska Electric Light & Power Co. | 213 | AK | PACN |  |  | 22 | 1 | Electric Utility | HY | WAT | HYC |  | 2562857 | 289785 | 2021
| biomass | FALSE | 79 | Y | . | Aurora Energy LLC Chena | Aurora Energy LLC | 986 | AK | PACN |  |  | 22 | 3 | NAICS-22 Cogen | ST | AB | ORW |  | 0 | 0 | 2021
| petroleum | FALSE | 79 | Y | . | Aurora Energy LLC Chena | Aurora Energy LLC | 986 | AK | PACN |  |  | 22 | 3 | NAICS-22 Cogen | ST | DFO | DFO |  | 0 | 0 | 2021
Vintage1975 | hard coal | TRUE | 79 | Y | . | Aurora Energy LLC Chena | Aurora Energy LLC | 986 | AK | PACN |  |  | 22 | 3 | NAICS-22 Cogen | ST | SUB | COL |  | 2232540 | 177115 | 2021
| biomass | FALSE | 79 | Y | . | Aurora Energy LLC Chena | Aurora Energy LLC | 986 | AK | PACN |  |  | 22 | 3 | NAICS-22 Cogen | ST | WDS | WWW |  | 0 | 0 | 2021
Vintage1954 | hydro | TRUE | 84 | N | . | Ketchikan | Ketchikan Public Utilities | 10210 | AK | PACN |  |  | 22 | 1 | Electric Utility | HY | WAT | HYC |  | 205369 | 23221 | 2021
Vintage1998 | petroleum | FALSE | 85 | N | . | S W Bailey | Ketchikan Public Utilities | 10210 | AK | PACN |  |  | 22 | 1 | Electric Utility | IC | DFO | DFO |  | 13828 | -106 | 2021
Vintage1982 | hydro | TRUE | 88 | N | . | Ashokan | New York Power Authority | 15296 | NY | MAT | NPCC |  | 22 | 1 | Electric Utility | HY | WAT | HYC | NYIS | 62829 | 7104 | 2021
Vintage2013 | petroleum | TRUE | 90 | N | . | Snake River | Nome Joint Utility Systems | 13642 | AK | PACN |  |  | 22 | 1 | Electric Utility | IC | DFO | DFO |  | 269127 | 31374 | 2021
Vintage2013 | onshore wind | TRUE | 90 | N | . | Snake River | Nome Joint Utility Systems | 13642 | AK | PACN |  |  | 22 | 1 | Electric Utility | WT | WND | WND |  | 18837 | 2130 | 2021
Vintage1954 | hydro | TRUE | 91 | N | . | Petersburg | Petersburg Borough - (AK) | 14856 | AK | PACN |  |  | 22 | 1 | Electric Utility | HY | WAT | HYC |  | 119571 | 13520 | 2021
Vintage2012 | petroleum | TRUE | 91 | N | . | Petersburg | Petersburg Borough - (AK) | 14856 | AK | PACN |  |  | 22 | 1 | Electric Utility | IC | DFO | DFO |  | 9048 | 863.38 | 2021
Vintage2010 | petroleum | TRUE | 92 | N | . | Seward (AK) | City of Seward - (AK) | 16955 | AK | PACN |  |  | 22 | 1 | Electric Utility | IC | DFO | DFO |  | 3641 | 335 | 2021
Vintage2014 | hydro | TRUE | 93 | N | . | Blue Lake Hydro | City & Borough of Sitka - (AK) | 17271 | AK | PACN |  |  | 22 | 1 | Electric Utility | HY | WAT | HYC |  | 688401 | 77838 | 2021
Vintage2002 | petroleum | TRUE | 95 | N | . | Wrangell | City of Wrangell - (AK) | 21015 | AK | PACN |  |  | 22 | 1 | Electric Utility | IC | DFO | DFO |  | 5525 | 520 | 2021
Vintage1978 | natural gas peaker | TRUE | 96 | N | . | Beluga | Chugach Electric Assn Inc | 3522 | AK | PACN |  |  | 22 | 1 | Electric Utility | GT | NG | NG |  | 138262 | 2049 | 2021
Vintage0 | petroleum | FALSE | 99 | N | . | Frederickson | Puget Sound Energy Inc | 15500 | WA | PACC | WECC |  | 22 | 1 | Electric Utility | GT | DFO | DFO | PSEI | 1064 | 73.668 | 2021
Vintage1981 | natural gas peaker | TRUE | 99 | N | . | Frederickson | Puget Sound Energy Inc | 15500 | WA | PACC | WECC |  | 22 | 1 | Electric Utility | GT | NG | NG | PSEI | 780563 | 54029.332 | 2021
| hydro | FALSE | 100 | N | . | South Consolidated | Salt River Project | 16572 | AZ | MTN | WECC |  | 22 | 1 | Electric Utility | HY | WAT | HYC | SRP | 0 | 0 | 2021
| other | FALSE | 104 | N | . | J S Eastwood | Southern California Edison Co | 17609 | CA | PACC | WECC |  | 22 | 1 | Electric Utility | PS | WAT | HPS | CISO | 0 | 39744 | 2021
Vintage0 | natural gas steam turbine | FALSE | 108 | N | . | Holcomb | Sunflower Electric Power Corp | 18315 | KS | WNC | MRO |  | 22 | 1 | Electric Utility | ST | NG | NG | SWPP | 166789 | 14698.861 | 2021
Vintage1983 | hard coal | TRUE | 108 | N | . | Holcomb | Sunflower Electric Power Corp | 18315 | KS | WNC | MRO |  | 22 | 1 | Electric Utility | ST | SUB | COL | SWPP | 17103560 | 1584872.1 | 2021
Vintage2019 | petroleum | TRUE | 109 | N | . | Dillingham | Nushagak Electric Coop, Inc | 13870 | AK | PACN |  |  | 22 | 1 | Electric Utility | IC | DFO | DFO |  | 177231 | 18553 | 2021
| hard coal | FALSE | 113 | N | . | Cholla | Arizona Public Service Co | 803 | AZ | MTN | WECC |  | 22 | 1 | Electric Utility | ST | BIT | COL | AZPS | 0 | 0 | 2021
Vintage0 | petroleum | FALSE | 113 | N | . | Cholla | Arizona Public Service Co | 803 | AZ | MTN | WECC |  | 22 | 1 | Electric Utility | ST | DFO | DFO | AZPS | 18469 | 1933.468 | 2021
Vintage0 | natural gas steam turbine | FALSE | 113 | N | . | Cholla | Arizona Public Service Co | 803 | AZ | MTN | WECC |  | 22 | 1 | Electric Utility | ST | NG | NG | AZPS | 1649 | 162.943 | 2021
Vintage1980 | hard coal | TRUE | 113 | N | . | Cholla | Arizona Public Service Co | 803 | AZ | MTN | WECC |  | 22 | 1 | Electric Utility | ST | SUB | COL | AZPS | 19279682 | 1924450.6 | 2021
Vintage1972 | petroleum | TRUE | 114 | N | . | Douglas | Arizona Public Service Co | 803 | AZ | MTN | WECC |  | 22 | 1 | Electric Utility | GT | DFO | DFO | AZPS | 1229 | 62 | 2021
Vintage2019 | natural gas peaker | TRUE | 116 | N | . | Ocotillo | Arizona Public Service Co | 803 | AZ | MTN | WECC |  | 22 | 1 | Electric Utility | GT | NG | NG | AZPS | 6619724 | 668400 | 2021
| natural gas combined cycle | FALSE | 117 | N | . | West Phoenix | Arizona Public Service Co | 803 | AZ | MTN | WECC |  | 22 | 1 | Electric Utility | CA | NG | NG | AZPS | 0 | 660068 | 2021
Vintage1976 | natural gas combined cycle | TRUE | 117 | N | . | West Phoenix | Arizona Public Service Co | 803 | AZ | MTN | WECC |  | 22 | 1 | Electric Utility | CS | NG | NG | AZPS | 8287420 | 770692 | 2021
| petroleum | FALSE | 117 | N | . | West Phoenix | Arizona Public Service Co | 803 | AZ | MTN | WECC |  | 22 | 1 | Electric Utility | CT | DFO | DFO | AZPS | 0 | 0 | 2021
Vintage2003 | natural gas combined cycle | TRUE | 117 | N | . | West Phoenix | Arizona Public Service Co | 803 | AZ | MTN | WECC |  | 22 | 1 | Electric Utility | CT | NG | NG | AZPS | 15408102 | 1412625 | 2021
Vintage1973 | natural gas peaker | TRUE | 117 | N | . | West Phoenix | Arizona Public Service Co | 803 | AZ | MTN | WECC |  | 22 | 1 | Electric Utility | GT | NG | NG | AZPS | 242595 | 13161 | 2021
| petroleum | FALSE | 118 | N | . | Saguaro | Arizona Public Service Co | 803 | AZ | MTN | WECC |  | 22 | 1 | Electric Utility | GT | DFO | DFO | AZPS | 0 | 0 | 2021
Vintage2002 | natural gas peaker | TRUE | 118 | N | . | Saguaro | Arizona Public Service Co | 803 | AZ | MTN | WECC |  | 22 | 1 | Electric Utility | GT | NG | NG | AZPS | 1069141 | 84782 | 2021
| petroleum | FALSE | 118 | N | . | Saguaro | Arizona Public Service Co | 803 | AZ | MTN | WECC |  | 22 | 1 | Electric Utility | GT | RFO | RFO | AZPS | 0 | 0 | 2021
Vintage1978 | petroleum | TRUE | 120 | N | . | Yucca | Arizona Public Service Co | 803 | AZ | MTN | WECC |  | 22 | 1 | Electric Utility | GT | DFO | DFO | AZPS | 27857 | 2124.684 | 2021
Vintage2008 | natural gas peaker | TRUE | 120 | N | . | Yucca | Arizona Public Service Co | 803 | AZ | MTN | WECC |  | 22 | 1 | Electric Utility | GT | NG | NG | AZPS | 2043563 | 157180.32 | 2021
Vintage1959 | natural gas steam turbine | TRUE | 120 | N | . | Yucca | Arizona Public Service Co | 803 | AZ | MTN | WECC |  | 22 | 1 | Electric Utility | ST | NG | NG | AZPS | 2066485 | 181285 | 2021
| petroleum | FALSE | 120 | N | . | Yucca | Arizona Public Service Co | 803 | AZ | MTN | WECC |  | 22 | 1 | Electric Utility | ST | RFO | RFO | AZPS | 0 | 0 | 2021
Vintage2001 | natural gas peaker | TRUE | 124 | N | . | Demoss Petrie | Tucson Electric Power Co | 24211 | AZ | MTN | WECC |  | 22 | 1 | Electric Utility | GT | NG | NG | TEPC | 15861 | 735 | 2021
| petroleum | FALSE | 126 | Y | . | H Wilson Sundt Generating Station | Tucson Electric Power Co | 24211 | AZ | MTN | WECC |  | 22 | 1 | Electric Utility | GT | DFO | DFO | TEPC | 0 | 0 | 2021
Vintage1972 | natural gas peaker | TRUE | 126 | Y | . | H Wilson Sundt Generating Station | Tucson Electric Power Co | 24211 | AZ | MTN | WECC |  | 22 | 1 | Electric Utility | GT | NG | NG | TEPC | 114893 | 9884 | 2021
Vintage2020 | natural gas peaker | TRUE | 126 | Y | . | H Wilson Sundt Generating Station | Tucson Electric Power Co | 24211 | AZ | MTN | WECC |  | 22 | 1 | Electric Utility | IC | NG | NG | TEPC | 3358295 | 348303 | 2021
| biomass | FALSE | 126 | Y | . | H Wilson Sundt Generating Station | Tucson Electric Power Co | 24211 | AZ | MTN | WECC |  | 22 | 1 | Electric Utility | ST | LFG | MLG | TEPC | 0 | 0 | 2021
Vintage1967 | natural gas steam turbine | TRUE | 126 | Y | . | H Wilson Sundt Generating Station | Tucson Electric Power Co | 24211 | AZ | MTN | WECC |  | 22 | 1 | Electric Utility | ST | NG | NG | TEPC | 4975464 | 460442 | 2021
| petroleum | FALSE | 126 | Y | . | H Wilson Sundt Generating Station | Tucson Electric Power Co | 24211 | AZ | MTN | WECC |  | 22 | 1 | Electric Utility | ST | RFO | RFO | TEPC | 0 | 0 | 2021
| hard coal | FALSE | 130 | N | . | Cross | South Carolina Public Service Authority | 17543 | SC | SAT | SERC |  | 22 | 1 | Electric Utility | ST | BIT | COL | SC | 0 | 0 | 2021
Vintage0 | petroleum | FALSE | 130 | N | . | Cross | South Carolina Public Service Authority | 17543 | SC | SAT | SERC |  | 22 | 1 | Electric Utility | ST | DFO | DFO | SC | 344222 | 33710.391 | 2021
| petroleum | FALSE | 130 | N | . | Cross | South Carolina Public Service Authority | 17543 | SC | SAT | SERC |  | 22 | 1 | Electric Utility | ST | PC | PC | SC | 0 | 0 | 2021
Vintage2008 | hard coal | TRUE | 130 | N | . | Cross | South Carolina Public Service Authority | 17543 | SC | SAT | SERC |  | 22 | 1 | Electric Utility | ST | RC | COL | SC | 74712350 | 7322977.6 | 2021
Vintage1984 | hard coal | TRUE | 136 | N | . | Seminole (FL) | Seminole Electric Cooperative Inc | 21554 | FL | SAT | SERC |  | 22 | 1 | Electric Utility | ST | BIT | COL | SEC | 66384983 | 6530070.8 | 2021
Vintage0 | petroleum | FALSE | 136 | N | . | Seminole (FL) | Seminole Electric Cooperative Inc | 21554 | FL | SAT | SERC |  | 22 | 1 | Electric Utility | ST | DFO | DFO | SEC | 210995 | 20587.228 | 2021
| other | FALSE | 141 | N | . | Agua Fria | Salt River Project | 16572 | AZ | MTN | WECC |  | 22 | 1 | Electric Utility | BA | MWH | OTH | SRP | 0 | -1214 | 2021
Vintage0 | petroleum | FALSE | 141 | N | . | Agua Fria | Salt River Project | 16572 | AZ | MTN | WECC |  | 22 | 1 | Electric Utility | GT | DFO | DFO | SRP | 6363 | 258.699 | 2021
Vintage1975 | natural gas peaker | TRUE | 141 | N | . | Agua Fria | Salt River Project | 16572 | AZ | MTN | WECC |  | 22 | 1 | Electric Utility | GT | NG | NG | SRP | 56995 | 1675.301 | 2021
| solar pv | FALSE | 141 | N | . | Agua Fria | Salt River Project | 16572 | AZ | MTN | WECC |  | 22 | 1 | Electric Utility | PV | SUN | SUN | SRP | 0 | 0 | 2021
| petroleum | FALSE | 141 | N | . | Agua Fria | Salt River Project | 16572 | AZ | MTN | WECC |  | 22 | 1 | Electric Utility | ST | DFO | DFO | SRP | 0 | 0 | 2021
Vintage1961 | natural gas steam turbine | TRUE | 141 | N | . | Agua Fria | Salt River Project | 16572 | AZ | MTN | WECC |  | 22 | 1 | Electric Utility | ST | NG | NG | SRP | 1383766 | 122659 | 2021
Vintage1927 | hydro | TRUE | 145 | N | . | Horse Mesa | Salt River Project | 16572 | AZ | MTN | WECC |  | 22 | 1 | Electric Utility | HY | WAT | HYC | SRP | 37102 | 4187 | 2021
| other | FALSE | 145 | N | . | Horse Mesa | Salt River Project | 16572 | AZ | MTN | WECC |  | 22 | 1 | Electric Utility | PS | WAT | HPS | SRP | 0 | 75345 | 2021
Vintage2002 | natural gas combined cycle | TRUE | 147 | N | . | Kyrene | Salt River Project | 16572 | AZ | MTN | WECC |  | 22 | 1 | Electric Utility | CA | NG | NG | SRP | 190232 | 492476 | 2021
Vintage2002 | natural gas combined cycle | TRUE | 147 | N | . | Kyrene | Salt River Project | 16572 | AZ | MTN | WECC |  | 22 | 1 | Electric Utility | CT | NG | NG | SRP | 10132451 | 912868 | 2021
| petroleum | FALSE | 147 | N | . | Kyrene | Salt River Project | 16572 | AZ | MTN | WECC |  | 22 | 1 | Electric Utility | GT | DFO | DFO | SRP | 0 | 0 | 2021
Vintage1973 | natural gas peaker | TRUE | 147 | N | . | Kyrene | Salt River Project | 16572 | AZ | MTN | WECC |  | 22 | 1 | Electric Utility | GT | NG | NG | SRP | 25933 | 690 | 2021
Vintage1926 | hydro | TRUE | 148 | N | . | Mormon Flat | Salt River Project | 16572 | AZ | MTN | WECC |  | 22 | 1 | Electric Utility | HY | WAT | HYC | SRP | 15176 | 1707 | 2021
| other | FALSE | 148 | N | . | Mormon Flat | Salt River Project | 16572 | AZ | MTN | WECC |  | 22 | 1 | Electric Utility | PS | WAT | HPS | SRP | 0 | 36493 | 2021
Vintage1973 | hydro | TRUE | 149 | N | . | Roosevelt | Salt River Project | 16572 | AZ | MTN | WECC |  | 22 | 1 | Electric Utility | HY | WAT | HYC | SRP | 567474 | 64165 | 2021
Vintage1930 | hydro | TRUE | 150 | N | . | Stewart Mountain | Salt River Project | 16572 | AZ | MTN | WECC |  | 22 | 1 | Electric Utility | HY | WAT | HYC | SRP | 235357 | 26612 | 2021
Vintage1980 | petroleum | TRUE | 151 | N | . | McClure | Modesto Irrigation District | 12745 | CA | PACC | WECC |  | 22 | 1 | Electric Utility | GT | DFO | DFO | BANC | 17289 | 871.676 | 2021
Vintage1981 | natural gas peaker | TRUE | 151 | N | . | McClure | Modesto Irrigation District | 12745 | CA | PACC | WECC |  | 22 | 1 | Electric Utility | GT | NG | NG | BANC | 31245 | 1575.324 | 2021
Vintage1951 | hydro | TRUE | 152 | N | . | Davis Dam | U S Bureau of Reclamation | 2518 | AZ | MTN | WECC |  | 22 | 1 | Electric Utility | HY | WAT | HYC | WALC | 9866554 | 1115621 | 2021
Vintage1966 | hydro | TRUE | 153 | N | . | Glen Canyon Dam | U S Bureau of Reclamation | 2518 | AZ | MTN | WECC |  | 22 | 1 | Electric Utility | HY | WAT | HYC | WALC | 27298722 | 3086694 | 2021
Vintage1961 | hydro | TRUE | 154 | N | . | Hoover Dam (NV) | U S Bureau of Reclamation | 2518 | NV | MTN | WECC |  | 22 | 1 | Electric Utility | HY | WAT | HYC | WALC | 16849102 | 1905145 | 2021
Vintage1981 | hydro | TRUE | 159 | N | . | Lake Creek Dam | Heber Light & Power Company | 8366 | UT | MTN | WECC |  | 22 | 1 | Electric Utility | HY | WAT | HYC | PACE | 15407 | 1742 | 2021
| petroleum | FALSE | 160 | N | . | Apache Station | Arizona Electric Pwr Coop Inc | 796 | AZ | MTN | WECC |  | 22 | 1 | Electric Utility | GT | DFO | DFO | WALC | 0 | 0 | 2021
Vintage2002 | natural gas peaker | TRUE | 160 | N | . | Apache Station | Arizona Electric Pwr Coop Inc | 796 | AZ | MTN | WECC |  | 22 | 1 | Electric Utility | GT | NG | NG | WALC | 940207 | 79536 | 2021
| hard coal | FALSE | 160 | N | . | Apache Station | Arizona Electric Pwr Coop Inc | 796 | AZ | MTN | WECC |  | 22 | 1 | Electric Utility | ST | BIT | COL | WALC | 0 | 0 | 2021
Vintage1979 | natural gas steam turbine | TRUE | 160 | N | . | Apache Station | Arizona Electric Pwr Coop Inc | 796 | AZ | MTN | WECC |  | 22 | 1 | Electric Utility | ST | NG | NG | WALC | 11372755 | 1030560 | 2021
Vintage1979 | hard coal | TRUE | 160 | N | . | Apache Station | Arizona Electric Pwr Coop Inc | 796 | AZ | MTN | WECC |  | 22 | 1 | Electric Utility | ST | SUB | COL | WALC | 9767404 | 885408.04 | 2021
| hydro | FALSE | 161 | N | . | Turlock Lake | Turlock Irrigation District | 19281 | CA | PACC | WECC |  | 22 | 1 | Electric Utility | HY | WAT | HYC | TIDC | 0 | -52 | 2021
Vintage1979 | hydro | TRUE | 162 | N | . | Hickman | Turlock Irrigation District | 19281 | CA | PACC | WECC |  | 22 | 1 | Electric Utility | HY | WAT | HYC | TIDC | 21464 | 2427 | 2021
| natural gas combined cycle | FALSE | 165 | N | . | GREC | Grand River Dam Authority | 7490 | OK | WSC | MRO |  | 22 | 1 | Electric Utility | CA | NG | NG | SWPP | 0 | 586671 | 2021
Vintage2017 | natural gas combined cycle | TRUE | 165 | N | . | GREC | Grand River Dam Authority | 7490 | OK | WSC | MRO |  | 22 | 1 | Electric Utility | CT | NG | NG | SWPP | 12414351 | 1208995 | 2021
Vintage0 | natural gas steam turbine | FALSE | 165 | N | . | GREC | Grand River Dam Authority | 7490 | OK | WSC | MRO |  | 22 | 1 | Electric Utility | ST | NG | NG | SWPP | 662321 | 47687.162 | 2021
Vintage1985 | hard coal | TRUE | 165 | N | . | GREC | Grand River Dam Authority | 7490 | OK | WSC | MRO |  | 22 | 1 | Electric Utility | ST | SUB | COL | SWPP | 16007290 | 1166578.8 | 2021
Vintage1932 | hydro | TRUE | 166 | N | . | Carpenter | Entergy Arkansas LLC | 814 | AR | WSC | SERC |  | 22 | 1 | Electric Utility | HY | WAT | HYC | MISO | 1224850 | 138495 | 2021
Vintage1970 | natural gas steam turbine | TRUE | 170 | N | . | Lake Catherine | Entergy Arkansas LLC | 814 | AR | WSC | SERC |  | 22 | 1 | Electric Utility | ST | NG | NG | MISO | 2285235 | 196186 | 2021
| petroleum | FALSE | 172 | N | . | Osceola (AR) | City of Osceola - (AR) | 14216 | AR | WSC | SERC |  | 22 | 1 | Electric Utility | IC | DFO | DFO | MISO | 0 | 0 | 2021
Vintage1925 | hydro | TRUE | 174 | N | . | Remmel | Entergy Arkansas LLC | 814 | AR | WSC | SERC |  | 22 | 1 | Electric Utility | HY | WAT | HYC | MISO | 348719 | 39430 | 2021
Vintage1981 | hydro | TRUE | 180 | N | . | Volta 2 | Pacific Gas & Electric Co. | 14328 | CA | PACC | WECC |  | 22 | 1 | Electric Utility | HY | WAT | HYC | CISO | 23136 | 2616 | 2021
Vintage1965 | hydro | TRUE | 182 | N | . | Beaver Dam | USCE-Little Rock District | 19647 | AR | WSC | MRO |  | 22 | 1 | Electric Utility | HY | WAT | HYC | SPA | 1375428 | 155521 | 2021
Vintage1972 | hydro | TRUE | 187 | N | . | Degray | USCE -Vickburg District | 19406 | AR | WSC | SERC |  | 22 | 1 | Electric Utility | HY | WAT | HYC | MISO | 775123 | 87644 | 2021
| other | FALSE | 187 | N | . | Degray | USCE -Vickburg District | 19406 | AR | WSC | SERC |  | 22 | 1 | Electric Utility | PS | WAT | HPS | MISO | 0 | 83706 | 2021
Vintage1964 | hydro | TRUE | 188 | N | . | Greers Ferry Lake | USCE-Little Rock District | 19647 | AR | WSC | MRO |  | 22 | 1 | Electric Utility | HY | WAT | HYC | SPA | 1824031 | 206245 | 2021
Vintage1976 | petroleum | TRUE | 193 | N | . | Municipal Light | City of Piggott - (AR) | 15043 | AR | WSC | SERC |  | 22 | 1 | Electric Utility | IC | DFO | DFO | SPA | 1263 | 126 | 2021
| natural gas peaker | FALSE | 193 | N | . | Municipal Light | City of Piggott - (AR) | 15043 | AR | WSC | SERC |  | 22 | 1 | Electric Utility | IC | NG | NG | SPA | 0 | 0 | 2021
Vintage1969 | hydro | TRUE | 195 | N | . | Narrows (AR) | USCE -Vickburg District | 19406 | AR | WSC | SERC |  | 22 | 1 | Electric Utility | HY | WAT | HYC | SWPP | 399529 | 45175 | 2021
Vintage1950 | hydro | TRUE | 196 | N | . | Norfork | USCE-Little Rock District | 19647 | AR | WSC | MRO |  | 22 | 1 | Electric Utility | HY | WAT | HYC | SPA | 2468901 | 279161 | 2021
Vintage1955 | hydro | TRUE | 197 | N | . | Blakely Mountain | USCE -Vickburg District | 19406 | AR | WSC | SERC |  | 22 | 1 | Electric Utility | HY | WAT | HYC | MISO | 2135436 | 241456 | 2021
Vintage1963 | hydro | TRUE | 198 | N | . | Bull Shoals | USCE-Little Rock District | 19647 | AR | WSC | MRO |  | 22 | 1 | Electric Utility | HY | WAT | HYC | SPA | 9471782 | 1070984 | 2021
Vintage1966 | hydro | TRUE | 199 | N | . | Dardanelle | USCE-Little Rock District | 19647 | AR | WSC | MRO |  | 22 | 1 | Electric Utility | HY | WAT | HYC | SPA | 5653166 | 639209 | 2021
| petroleum | FALSE | 201 | N | . | Thomas Fitzhugh | Arkansas Electric Coop Corp | 807 | AR | WSC | SERC |  | 22 | 1 | Electric Utility | CA | DFO | DFO | SWPP | 0 | 0 | 2021
| natural gas combined cycle | FALSE | 201 | N | . | Thomas Fitzhugh | Arkansas Electric Coop Corp | 807 | AR | WSC | SERC |  | 22 | 1 | Electric Utility | CA | NG | NG | SWPP | 0 | 64314 | 2021
| petroleum | FALSE | 201 | N | . | Thomas Fitzhugh | Arkansas Electric Coop Corp | 807 | AR | WSC | SERC |  | 22 | 1 | Electric Utility | CT | DFO | DFO | SWPP | 0 | 0 | 2021
Vintage2002 | natural gas combined cycle | TRUE | 201 | N | . | Thomas Fitzhugh | Arkansas Electric Coop Corp | 807 | AR | WSC | SERC |  | 22 | 1 | Electric Utility | CT | NG | NG | SWPP | 2179590 | 178012 | 2021
Vintage1972 | natural gas steam turbine | TRUE | 203 | N | . | McClellan (AR) | Arkansas Electric Coop Corp | 807 | AR | WSC | SERC |  | 22 | 1 | Electric Utility | ST | NG | NG | MISO | 172585 | 13684 | 2021
| petroleum | FALSE | 203 | N | . | McClellan (AR) | Arkansas Electric Coop Corp | 807 | AR | WSC | SERC |  | 22 | 1 | Electric Utility | ST | RFO | RFO | MISO | 0 | 0 | 2021
Vintage1987 | nuclear | TRUE | 204 | N | 1 | Clinton Power Station | Exelon Nuclear | 55951 | IL | ENC | SERC |  | 22 | 2 | NAICS-22 Non-Cogen | ST | NUC | NUC | MISO | 87069596 | 8348706 | 2021
Vintage1985 | nuclear | TRUE | 210 | N | 1 | Wolf Creek Generating Station | Wolf Creek Nuclear Optg Corp | 20893 | KS | WNC | MRO |  | 22 | 1 | Electric Utility | ST | NUC | NUC | SWPP | 89426849 | 8574732 | 2021
Vintage1902 | hydro | TRUE | 214 | N | . | Alta Powerhouse | Pacific Gas & Electric Co. | 14328 | CA | PACC | WECC |  | 22 | 1 | Electric Utility | HY | WAT | HYC | CISO | 33670 | 3807 | 2021
Vintage1940 | hydro | TRUE | 215 | N | . | Angels | Utica Water & Power Authority | 19586 | CA | PACC | WECC |  | 22 | 2 | NAICS-22 Non-Cogen | HY | WAT | HYC | CISO | 31017 | 3507 | 2021
Vintage1927 | hydro | TRUE | 217 | N | . | Balch 1 | Pacific Gas & Electric Co. | 14328 | CA | PACC | WECC |  | 22 | 1 | Electric Utility | HY | WAT | HYC | CISO | 324460 | 36687 | 2021
Vintage1958 | hydro | TRUE | 218 | N | . | Balch 2 | Pacific Gas & Electric Co. | 14328 | CA | PACC | WECC |  | 22 | 1 | Electric Utility | HY | WAT | HYC | CISO | 1065764 | 120507 | 2021
Vintage1969 | hydro | TRUE | 219 | N | . | Belden | Pacific Gas & Electric Co. | 14328 | CA | PACC | WECC |  | 22 | 1 | Electric Utility | HY | WAT | HYC | CISO | 1284289 | 145216 | 2021
Vintage1928 | hydro | TRUE | 220 | N | . | Bucks Creek | Pacific Gas & Electric Co. | 14328 | CA | PACC | WECC |  | 22 | 1 | Electric Utility | HY | WAT | HYC | CISO | 162951 | 18425 | 2021
Vintage1958 | hydro | TRUE | 221 | N | . | Butt Valley | Pacific Gas & Electric Co. | 14328 | CA | PACC | WECC |  | 22 | 1 | Electric Utility | HY | WAT | HYC | CISO | 169327 | 19146 | 2021
Vintage1924 | hydro | TRUE | 222 | N | . | Caribou 1 | Pacific Gas & Electric Co. | 14328 | CA | PACC | WECC |  | 22 | 1 | Electric Utility | HY | WAT | HYC | CISO | 314750 | 35589 | 2021
Vintage1958 | hydro | TRUE | 223 | N | . | Caribou 2 | Pacific Gas & Electric Co. | 14328 | CA | PACC | WECC |  | 22 | 1 | Electric Utility | HY | WAT | HYC | CISO | 1405134 | 158880 | 2021
Vintage1965 | hydro | TRUE | 225 | N | . | Chili Bar | Sacramento Municipal Util Dist | 16534 | CA | PACC | WECC |  | 22 | 1 | Electric Utility | HY | WAT | HYC | CISO | 63570 | 7188 | 2021
Vintage1979 | hydro | TRUE | 227 | N | . | Coleman PH | Pacific Gas & Electric Co. | 14328 | CA | PACC | WECC |  | 22 | 1 | Electric Utility | HY | WAT | HYC | CISO | 236347 | 26724 | 2021
Vintage1907 | hydro | TRUE | 229 | N | . | Cow Creek | Pacific Gas & Electric Co. | 14328 | CA | PACC | WECC |  | 22 | 1 | Electric Utility | HY | WAT | HYC | CISO | 33334 | 3769 | 2021
Vintage1950 | hydro | TRUE | 231 | N | . | Cresta | Pacific Gas & Electric Co. | 14328 | CA | PACC | WECC |  | 22 | 1 | Electric Utility | HY | WAT | HYC | CISO | 1098052 | 124158 | 2021
Vintage1963 | hydro | TRUE | 232 | N | . | De Sabla | Pacific Gas & Electric Co. | 14328 | CA | PACC | WECC |  | 22 | 1 | Electric Utility | HY | WAT | HYC | CISO | 331428 | 37475 | 2021
Vintage1908 | hydro | TRUE | 233 | N | . | Deer Creek PH | Pacific Gas & Electric Co. | 14328 | CA | PACC | WECC |  | 22 | 1 | Electric Utility | HY | WAT | HYC | CISO | 160721 | 18173 | 2021
Vintage1928 | hydro | TRUE | 235 | N | . | Drum 1 | Pacific Gas & Electric Co. | 14328 | CA | PACC | WECC |  | 22 | 1 | Electric Utility | HY | WAT | HYC | CISO | 383688 | 43384 | 2021
Vintage1965 | hydro | TRUE | 236 | N | . | Drum 2 | Pacific Gas & Electric Co. | 14328 | CA | PACC | WECC |  | 22 | 1 | Electric Utility | HY | WAT | HYC | CISO | 1446286 | 163533 | 2021
Vintage1943 | hydro | TRUE | 237 | N | . | Dutch Flat | Pacific Gas & Electric Co. | 14328 | CA | PACC | WECC |  | 22 | 1 | Electric Utility | HY | WAT | HYC | CISO | 567441 | 64161 | 2021
Vintage1924 | hydro | TRUE | 238 | N | . | El Dorado | El Dorado Irrigation District | 25915 | CA | PACC | WECC |  | 22 | 1 | Electric Utility | HY | WAT | HYC | CISO | 254292 | 28753 | 2021
Vintage1948 | hydro | TRUE | 239 | N | . | Electra | Pacific Gas & Electric Co. | 14328 | CA | PACC | WECC |  | 22 | 1 | Electric Utility | HY | WAT | HYC | CISO | 1513881 | 171176 | 2021
Vintage1958 | hydro | TRUE | 240 | N | . | Haas | Pacific Gas & Electric Co. | 14328 | CA | PACC | WECC |  | 22 | 1 | Electric Utility | HY | WAT | HYC | CISO | 875486 | 98992 | 2021
Vintage1916 | hydro | TRUE | 241 | N | . | Halsey | Pacific Gas & Electric Co. | 14328 | CA | PACC | WECC |  | 22 | 1 | Electric Utility | HY | WAT | HYC | CISO | 234403 | 26504 | 2021
Vintage1921 | hydro | TRUE | 243 | N | . | Hat Creek 1 | Pacific Gas & Electric Co. | 14328 | CA | PACC | WECC |  | 22 | 1 | Electric Utility | HY | WAT | HYC | CISO | 246889 | 27916 | 2021
Vintage1921 | hydro | TRUE | 244 | N | . | Hat Creek 2 | Pacific Gas & Electric Co. | 14328 | CA | PACC | WECC |  | 22 | 1 | Electric Utility | HY | WAT | HYC | CISO | 185953 | 21026 | 2021
Vintage0 | petroleum | FALSE | 246 | N | . | Humboldt Bay | Pacific Gas & Electric Co. | 14328 | CA | PACC | WECC |  | 22 | 1 | Electric Utility | IC | DFO | DFO | CISO | 20984 | 2366.05 | 2021
Vintage2011 | natural gas peaker | TRUE | 246 | N | . | Humboldt Bay | Pacific Gas & Electric Co. | 14328 | CA | PACC | WECC |  | 22 | 1 | Electric Utility | IC | NG | NG | CISO | 4813100 | 543861.95 | 2021
| biomass | FALSE | 246 | N | . | Humboldt Bay | Pacific Gas & Electric Co. | 14328 | CA | PACC | WECC |  | 22 | 1 | Electric Utility | IC | OBG | ORW | CISO | 0 | 0 | 2021
Vintage1966 | hydro | TRUE | 249 | N | . | James B Black | Pacific Gas & Electric Co. | 14328 | CA | PACC | WECC |  | 22 | 1 | Electric Utility | HY | WAT | HYC | CISO | 3252477 | 367761 | 2021
| hydro | FALSE | 253 | N | . | Kilarc | Pacific Gas & Electric Co. | 14328 | CA | PACC | WECC |  | 22 | 1 | Electric Utility | HY | WAT | HYC | CISO | 0 | 0 | 2021
Vintage1962 | hydro | TRUE | 254 | N | . | Kings River PH | Pacific Gas & Electric Co. | 14328 | CA | PACC | WECC |  | 22 | 1 | Electric Utility | HY | WAT | HYC | CISO | 284804 | 32203 | 2021
Vintage1930 | hydro | TRUE | 258 | N | . | Merced Falls | Merced Irrigation District | 12312 | CA | PACC | WECC |  | 22 | 2 | NAICS-22 Non-Cogen | HY | WAT | HYC | CISO | 56151 | 6349 | 2021
| other | FALSE | 260 | N | . | Dynegy Moss Landing Power Plant Hybrid | Dynegy -Moss Landing LLC | 54802 | CA | PACC | WECC |  | 22 | 2 | NAICS-22 Non-Cogen | BA | MWH | OTH | CISO | 0 | -25682 | 2021
| natural gas combined cycle | FALSE | 260 | N | . | Dynegy Moss Landing Power Plant Hybrid | Dynegy -Moss Landing LLC | 54802 | CA | PACC | WECC |  | 22 | 2 | NAICS-22 Non-Cogen | CA | NG | NG | CISO | 0 | 1830668 | 2021
Vintage2002 | natural gas combined cycle | TRUE | 260 | N | . | Dynegy Moss Landing Power Plant Hybrid | Dynegy -Moss Landing LLC | 54802 | CA | PACC | WECC |  | 22 | 2 | NAICS-22 Non-Cogen | CT | NG | NG | CISO | 37170808 | 3517566 | 2021
Vintage1954 | hydro | TRUE | 261 | N | . | Murphys | Utica Water & Power Authority | 19586 | CA | PACC | WECC |  | 22 | 2 | NAICS-22 Non-Cogen | HY | WAT | HYC | CISO | 88794 | 10040 | 2021
Vintage1942 | hydro | TRUE | 262 | N | . | Narrows PH | Yuba County Water Agency | 21140 | CA | PACC | WECC |  | 22 | 1 | Electric Utility | HY | WAT | HYC | CISO | 628191 | 71030 | 2021
Vintage1940 | hydro | TRUE | 264 | N | . | Phoenix | Pacific Gas & Electric Co. | 14328 | CA | PACC | WECC |  | 22 | 1 | Electric Utility | HY | WAT | HYC | CISO | 47264 | 5344 | 2021
Vintage1922 | hydro | TRUE | 265 | N | . | Pit 1 | Pacific Gas & Electric Co. | 14328 | CA | PACC | WECC |  | 22 | 1 | Electric Utility | HY | WAT | HYC | CISO | 1256724 | 142099 | 2021
Vintage1925 | hydro | TRUE | 266 | N | . | Pit 3 | Pacific Gas & Electric Co. | 14328 | CA | PACC | WECC |  | 22 | 1 | Electric Utility | HY | WAT | HYC | CISO | 1666159 | 188394 | 2021
Vintage1955 | hydro | TRUE | 267 | N | . | Pit 4 | Pacific Gas & Electric Co. | 14328 | CA | PACC | WECC |  | 22 | 1 | Electric Utility | HY | WAT | HYC | CISO | 1653705 | 186986 | 2021
Vintage1944 | hydro | TRUE | 268 | N | . | Pit 5 | Pacific Gas & Electric Co. | 14328 | CA | PACC | WECC |  | 22 | 1 | Electric Utility | HY | WAT | HYC | CISO | 4113257 | 465090 | 2021
Vintage1965 | hydro | TRUE | 269 | N | . | Pit 6 | Pacific Gas & Electric Co. | 14328 | CA | PACC | WECC |  | 22 | 1 | Electric Utility | HY | WAT | HYC | CISO | 2030476 | 229588 | 2021
Vintage1965 | hydro | TRUE | 270 | N | . | Pit 7 | Pacific Gas & Electric Co. | 14328 | CA | PACC | WECC |  | 22 | 1 | Electric Utility | HY | WAT | HYC | CISO | 2484996 | 280981 | 2021
Vintage1958 | hydro | TRUE | 272 | N | . | Poe | Pacific Gas & Electric Co. | 14328 | CA | PACC | WECC |  | 22 | 1 | Electric Utility | HY | WAT | HYC | CISO | 2002820 | 226461 | 2021
Vintage1939 | hydro | TRUE | 274 | N | . | Potter Valley | Pacific Gas & Electric Co. | 14328 | CA | PACC | WECC |  | 22 | 1 | Electric Utility | HY | WAT | HYC | CISO | 23559 | 2664 | 2021
Vintage1950 | hydro | TRUE | 275 | N | . | Rock Creek | Pacific Gas & Electric Co. | 14328 | CA | PACC | WECC |  | 22 | 1 | Electric Utility | HY | WAT | HYC | CISO | 2017971 | 228174 | 2021
| hydro | FALSE | 276 | N | . | San Joaquin 2 | Pacific Gas & Electric Co. | 14328 | CA | PACC | WECC |  | 22 | 1 | Electric Utility | HY | WAT | HYC | CISO | 0 | 0 | 2021
Vintage1953 | hydro | TRUE | 279 | N | . | Salt Springs | Pacific Gas & Electric Co. | 14328 | CA | PACC | WECC |  | 22 | 1 | Electric Utility | HY | WAT | HYC | CISO | 615454 | 69590 | 2021
Vintage1979 | hydro | TRUE | 280 | N | . | South | Pacific Gas & Electric Co. | 14328 | CA | PACC | WECC |  | 22 | 1 | Electric Utility | HY | WAT | HYC | CISO | 144069 | 16290 | 2021
Vintage1928 | hydro | TRUE | 281 | N | . | Spaulding 1 | Pacific Gas & Electric Co. | 14328 | CA | PACC | WECC |  | 22 | 1 | Electric Utility | HY | WAT | HYC | CISO | 134730 | 15234 | 2021
Vintage1928 | hydro | TRUE | 282 | N | . | Spaulding 2 | Pacific Gas & Electric Co. | 14328 | CA | PACC | WECC |  | 22 | 1 | Electric Utility | HY | WAT | HYC | CISO | 53755 | 6078 | 2021
Vintage1929 | hydro | TRUE | 283 | N | . | Spaulding 3 | Pacific Gas & Electric Co. | 14328 | CA | PACC | WECC |  | 22 | 1 | Electric Utility | HY | WAT | HYC | CISO | 50101 | 5665 | 2021
Vintage1921 | hydro | TRUE | 284 | N | . | Spring Gap | Pacific Gas & Electric Co. | 14328 | CA | PACC | WECC |  | 22 | 1 | Electric Utility | HY | WAT | HYC | CISO | 125700 | 14213 | 2021
Vintage1963 | hydro | TRUE | 285 | N | . | Stanislaus | Pacific Gas & Electric Co. | 14328 | CA | PACC | WECC |  | 22 | 1 | Electric Utility | HY | WAT | HYC | CISO | 1156319 | 130746 | 2021
Vintage1985 | geothermal | TRUE | 286 | N | . | Geysers Unit 5-20 | Geysers Power Co LLC | 7160 | CA | PACC | WECC |  | 22 | 2 | NAICS-22 Non-Cogen | ST | GEO | GEO | CISO | 40509101 | 4580405 | 2021
Vintage1931 | hydro | TRUE | 287 | N | . | Tiger Creek | Pacific Gas & Electric Co. | 14328 | CA | PACC | WECC |  | 22 | 1 | Electric Utility | HY | WAT | HYC | CISO | 1270087 | 143610 | 2021
Vintage1980 | hydro | TRUE | 290 | N | . | Volta 1 | Pacific Gas & Electric Co. | 14328 | CA | PACC | WECC |  | 22 | 1 | Electric Utility | HY | WAT | HYC | CISO | 207304 | 23440 | 2021
Vintage1948 | hydro | TRUE | 291 | N | . | West Point PH | Pacific Gas & Electric Co. | 14328 | CA | PACC | WECC |  | 22 | 1 | Electric Utility | HY | WAT | HYC | CISO | 341484 | 38612 | 2021
Vintage1986 | hydro | TRUE | 292 | N | . | Wise | Pacific Gas & Electric Co. | 14328 | CA | PACC | WECC |  | 22 | 1 | Electric Utility | HY | WAT | HYC | CISO | 349419 | 39509 | 2021
Vintage1910 | hydro | TRUE | 293 | N | . | A G Wishon | Pacific Gas & Electric Co. | 14328 | CA | PACC | WECC |  | 22 | 1 | Electric Utility | HY | WAT | HYC | CISO | 169681 | 19186 | 2021
Vintage1918 | hydro | TRUE | 294 | N | . | Copco 1 | PacifiCorp | 14354 | CA | PACC | WECC |  | 22 | 1 | Electric Utility | HY | WAT | HYC | PACW | 551758 | 62388 | 2021
Vintage1925 | hydro | TRUE | 295 | N | . | Copco 2 | PacifiCorp | 14354 | CA | PACC | WECC |  | 22 | 1 | Electric Utility | HY | WAT | HYC | PACW | 697819 | 78903 | 2021
Vintage1910 | hydro | TRUE | 296 | N | . | Fall Creek | PacifiCorp | 14354 | CA | PACC | WECC |  | 22 | 1 | Electric Utility | HY | WAT | HYC | PACW | 72726 | 8223 | 2021
Vintage1962 | hydro | TRUE | 297 | N | . | Iron Gate | PacifiCorp | 14354 | CA | PACC | WECC |  | 22 | 1 | Electric Utility | HY | WAT | HYC | PACW | 668562 | 75595 | 2021
| lignite | FALSE | 298 | N | . | Limestone | NRG Texas Power LLC | 54888 | TX | WSC | TRE |  | 22 | 2 | NAICS-22 Non-Cogen | ST | LIG | COL | ERCO | 0 | 0 | 2021
Vintage0 | natural gas steam turbine | FALSE | 298 | N | . | Limestone | NRG Texas Power LLC | 54888 | TX | WSC | TRE |  | 22 | 2 | NAICS-22 Non-Cogen | ST | NG | NG | ERCO | 339538 | 30235.128 | 2021
| petroleum | FALSE | 298 | N | . | Limestone | NRG Texas Power LLC | 54888 | TX | WSC | TRE |  | 22 | 2 | NAICS-22 Non-Cogen | ST | PC | PC | ERCO | 0 | 0 | 2021
Vintage1986 | hard coal | TRUE | 298 | N | . | Limestone | NRG Texas Power LLC | 54888 | TX | WSC | TRE |  | 22 | 2 | NAICS-22 Non-Cogen | ST | SUB | COL | ERCO | 63159091 | 5671893.9 | 2021
Vintage2007 | geothermal | TRUE | 299 | N | . | Blundell | PacifiCorp | 14354 | UT | MTN | WECC |  | 22 | 1 | Electric Utility | ST | GEO | GEO | PACE | 1868085 | 211226 | 2021
Vintage1982 | hydro | TRUE | 313 | N | . | Green Lake | City & Borough of Sitka - (AK) | 17271 | AK | PACN |  |  | 22 | 1 | Electric Utility | HY | WAT | HYC |  | 367470 | 41550 | 2021
Vintage1982 | hydro | TRUE | 314 | N | . | Drop 5 | Imperial Irrigation District | 9216 | CA | PACC | WECC |  | 22 | 1 | Electric Utility | HY | WAT | HYC | IID | 102742 | 11617 | 2021
Vintage1964 | natural gas steam turbine | TRUE | 315 | N | . | AES Alamitos LLC | AES Alamitos LLC | 22148 | CA | PACC | WECC |  | 22 | 2 | NAICS-22 Non-Cogen | ST | NG | NG | CISO | 7118021 | 536845 | 2021
| hydro | FALSE | 316 | N | . | Sepulveda Canyon | Metropolitan Water District of S CA | 12397 | CA | PACC | WECC |  | 22 | 1 | Electric Utility | HY | WAT | HYC | LDWP | 0 | 0 | 2021
Vintage1925 | hydro | TRUE | 317 | N | . | Big Creek 1 | Southern California Edison Co | 17609 | CA | PACC | WECC |  | 22 | 1 | Electric Utility | HY | WAT | HYC | CISO | 1465459 | 165701 | 2021
Vintage1925 | hydro | TRUE | 318 | N | . | Big Creek 2 | Southern California Edison Co | 17609 | CA | PACC | WECC |  | 22 | 1 | Electric Utility | HY | WAT | HYC | CISO | 891917 | 100850 | 2021
Vintage1980 | hydro | TRUE | 319 | N | . | Big Creek 3 | Southern California Edison Co | 17609 | CA | PACC | WECC |  | 22 | 1 | Electric Utility | HY | WAT | HYC | CISO | 2975228 | 336277 | 2021
Vintage1951 | hydro | TRUE | 320 | N | . | Big Creek 4 | Southern California Edison Co | 17609 | CA | PACC | WECC |  | 22 | 1 | Electric Utility | HY | WAT | HYC | CISO | 1374181 | 155216 | 2021
Vintage1929 | hydro | TRUE | 321 | N | . | Big Creek 8 | Southern California Edison Co | 17609 | CA | PACC | WECC |  | 22 | 1 | Electric Utility | HY | WAT | HYC | CISO | 594237 | 67191 | 2021
Vintage1928 | hydro | TRUE | 322 | N | . | Big Creek 2A | Southern California Edison Co | 17609 | CA | PACC | WECC |  | 22 | 1 | Electric Utility | HY | WAT | HYC | CISO | 2157158 | 243825 | 2021
Vintage1911 | hydro | TRUE | 323 | N | . | Bishop Creek 2 | Southern California Edison Co | 17609 | CA | PACC | WECC |  | 22 | 1 | Electric Utility | HY | WAT | HYC | CISO | 159518 | 18037 | 2021
Vintage1913 | hydro | TRUE | 324 | N | . | Bishop Creek 3 | Southern California Edison Co | 17609 | CA | PACC | WECC |  | 22 | 1 | Electric Utility | HY | WAT | HYC | CISO | 168045 | 19001 | 2021
Vintage1909 | hydro | TRUE | 325 | N | . | Bishop Creek 4 | Southern California Edison Co | 17609 | CA | PACC | WECC |  | 22 | 1 | Electric Utility | HY | WAT | HYC | CISO | 287844 | 32547 | 2021
Vintage1943 | hydro | TRUE | 326 | N | . | Bishop Creek 5 | Southern California Edison Co | 17609 | CA | PACC | WECC |  | 22 | 1 | Electric Utility | HY | WAT | HYC | CISO | 77234 | 8733 | 2021
Vintage1913 | hydro | TRUE | 327 | N | . | Bishop Creek 6 | Southern California Edison Co | 17609 | CA | PACC | WECC |  | 22 | 1 | Electric Utility | HY | WAT | HYC | CISO | 64755 | 7322 | 2021
Vintage1917 | hydro | TRUE | 332 | N | . | Fontana | Southern California Edison Co | 17609 | CA | PACC | WECC |  | 22 | 1 | Electric Utility | HY | WAT | HYC | CISO | 29689 | 3357 | 2021
Vintage1958 | natural gas steam turbine | TRUE | 335 | N | . | AES Huntington Beach LLC | AES Huntington Beach LLC | 23693 | CA | PACC | WECC |  | 22 | 2 | NAICS-22 Non-Cogen | ST | NG | NG | CISO | 992789 | 83905 | 2021
Vintage1929 | hydro | TRUE | 336 | N | . | Kaweah 2 | Southern California Edison Co | 17609 | CA | PACC | WECC |  | 22 | 1 | Electric Utility | HY | WAT | HYC | CISO | 20865 | 2359 | 2021
| hydro | FALSE | 338 | N | . | Kaweah 3 | Southern California Edison Co | 17609 | CA | PACC | WECC |  | 22 | 1 | Electric Utility | HY | WAT | HYC | CISO | 0 | -78 | 2021
Vintage1921 | hydro | TRUE | 339 | N | . | Kern River 3 | Southern California Edison Co | 17609 | CA | PACC | WECC |  | 22 | 1 | Electric Utility | HY | WAT | HYC | CISO | 390108 | 44110 | 2021
Vintage1907 | hydro | TRUE | 340 | N | . | Kern River 1 | Southern California Edison Co | 17609 | CA | PACC | WECC |  | 22 | 1 | Electric Utility | HY | WAT | HYC | CISO | 1082135 | 122358 | 2021
Vintage1976 | natural gas peaker | TRUE | 341 | N | . | Long Beach Generation LLC | Long Beach Generation LLC | 11181 | CA | PACC | WECC |  | 22 | 2 | NAICS-22 Non-Cogen | GT | NG | NG | CISO | 262993 | 15517 | 2021
Vintage1912 | hydro | TRUE | 342 | N | . | Lundy | Southern California Edison Co | 17609 | CA | PACC | WECC |  | 22 | 1 | Electric Utility | HY | WAT | HYC | CISO | 36402 | 4116 | 2021
Vintage1960 | hydro | TRUE | 344 | N | . | Mammoth Pool | Southern California Edison Co | 17609 | CA | PACC | WECC |  | 22 | 1 | Electric Utility | HY | WAT | HYC | CISO | 2594963 | 293325 | 2021
Vintage1973 | natural gas steam turbine | TRUE | 350 | N | . | Ormond Beach | Ormond Beach Power, LLC | 63843 | CA | PACC | WECC |  | 22 | 2 | NAICS-22 Non-Cogen | ST | NG | NG | CISO | 5509357 | 427152 | 2021
Vintage1924 | hydro | TRUE | 353 | N | . | Poole | Southern California Edison Co | 17609 | CA | PACC | WECC |  | 22 | 1 | Electric Utility | HY | WAT | HYC | CISO | 140144 | 15846 | 2021
Vintage1956 | hydro | TRUE | 354 | N | . | Portal | Southern California Edison Co | 17609 | CA | PACC | WECC |  | 22 | 1 | Electric Utility | HY | WAT | HYC | CISO | 100840 | 11402 | 2021
Vintage1967 | natural gas steam turbine | TRUE | 356 | N | . | AES Redondo Beach LLC | AES Redondo Beach LLC | 22484 | CA | PACC | WECC |  | 22 | 2 | NAICS-22 Non-Cogen | ST | NG | NG | CISO | 3322408 | 237432 | 2021
Vintage1917 | hydro | TRUE | 357 | N | . | Rush Creek | Southern California Edison Co | 17609 | CA | PACC | WECC |  | 22 | 1 | Electric Utility | HY | WAT | HYC | CISO | 195106 | 22061 | 2021
Vintage2006 | natural gas combined cycle | TRUE | 358 | N | . | Mountainview Generating Station | Southern California Edison Co | 17609 | CA | PACC | WECC |  | 22 | 1 | Electric Utility | CA | NG | NG | CISO | 639776 | 780282.55 | 2021
Vintage2006 | natural gas combined cycle | TRUE | 358 | N | . | Mountainview Generating Station | Southern California Edison Co | 17609 | CA | PACC | WECC |  | 22 | 1 | Electric Utility | CT | NG | NG | CISO | 15477372 | 1245501.3 | 2021
| hydro | FALSE | 361 | N | . | Santa Ana 1 | Southern California Edison Co | 17609 | CA | PACC | WECC |  | 22 | 1 | Electric Utility | HY | WAT | HYC | CISO | 0 | -67 | 2021
Vintage1999 | hydro | TRUE | 363 | N | . | Santa Ana 3 | Southern California Edison Co | 17609 | CA | PACC | WECC |  | 22 | 1 | Electric Utility | HY | WAT | HYC | CISO | 2698 | 305 | 2021
Vintage1984 | nuclear | TRUE | 371 | N | 2 | Columbia Generating Station | Energy Northwest | 20160 | WA | PACC | WECC |  | 22 | 1 | Electric Utility | ST | NUC | NUC | BPAT | 88765185 | 8511288 | 2021
Vintage1983 | hydro | TRUE | 376 | N | . | Pardee | East Bay Municipal Util Dist | 5571 | CA | PACC | WECC |  | 22 | 1 | Electric Utility | HY | WAT | HYC | CISO | 497253 | 56225 | 2021
| natural gas combined cycle | FALSE | 377 | N | . | Grayson | City of Glendale - (CA) | 7294 | CA | PACC | WECC |  | 22 | 1 | Electric Utility | CA | NG | NG | LDWP | 0 | 3317 | 2021
Vintage1977 | natural gas combined cycle | TRUE | 377 | N | . | Grayson | City of Glendale - (CA) | 7294 | CA | PACC | WECC |  | 22 | 1 | Electric Utility | CT | NG | NG | LDWP | 112430 | 6957 | 2021
Vintage2004 | natural gas peaker | TRUE | 377 | N | . | Grayson | City of Glendale - (CA) | 7294 | CA | PACC | WECC |  | 22 | 1 | Electric Utility | GT | NG | NG | LDWP | 263965 | 23408 | 2021
| biomass | FALSE | 377 | N | . | Grayson | City of Glendale - (CA) | 7294 | CA | PACC | WECC |  | 22 | 1 | Electric Utility | ST | LFG | MLG | LDWP | 0 | 0 | 2021
Vintage1964 | natural gas steam turbine | TRUE | 377 | N | . | Grayson | City of Glendale - (CA) | 7294 | CA | PACC | WECC |  | 22 | 1 | Electric Utility | ST | NG | NG | LDWP | 1550551 | 112373 | 2021
Vintage1920 | hydro | TRUE | 378 | N | . | Prairie River | ALLETE, Inc. | 12647 | MN | WNC | MRO |  | 22 | 1 | Electric Utility | HY | WAT | HYC | MISO | 12265 | 1387 | 2021
Vintage1960 | hydro | TRUE | 380 | N | . | Dion R Holm | City & County of San Francisco | 16612 | CA | PACC | WECC |  | 22 | 1 | Electric Utility | HY | WAT | HYC | CISO | 3064356 | 346441 | 2021
Vintage1969 | hydro | TRUE | 381 | N | . | Moccasin | City & County of San Francisco | 16612 | CA | PACC | WECC |  | 22 | 1 | Electric Utility | HY | WAT | HYC | CISO | 2640578 | 298573 | 2021
Vintage1987 | hydro | TRUE | 382 | N | . | R C Kirkwood | City & County of San Francisco | 16612 | CA | PACC | WECC |  | 22 | 1 | Electric Utility | HY | WAT | HYC | CISO | 2852553 | 322541 | 2021
Vintage1966 | natural gas steam turbine | TRUE | 384 | N | . | Joliet 29 | Midwest Generations EME LLC | 12384 | IL | ENC | RFC |  | 22 | 2 | NAICS-22 Non-Cogen | ST | NG | NG | PJM | 7655638 | 701799 | 2021
| hard coal | FALSE | 384 | N | . | Joliet 29 | Midwest Generations EME LLC | 12384 | IL | ENC | RFC |  | 22 | 2 | NAICS-22 Non-Cogen | ST | SUB | COL | PJM | 0 | 0 | 2021
Vintage1953 | hydro | TRUE | 385 | N | . | Drop 2 (CA) | Imperial Irrigation District | 9216 | CA | PACC | WECC |  | 22 | 1 | Electric Utility | HY | WAT | HYC | IID | 380415 | 43014 | 2021
Vintage1966 | hydro | TRUE | 386 | N | . | Drop 3 (CA) | Imperial Irrigation District | 9216 | CA | PACC | WECC |  | 22 | 1 | Electric Utility | HY | WAT | HYC | IID | 357473 | 40420 | 2021
Vintage1950 | hydro | TRUE | 387 | N | . | Drop 4 | Imperial Irrigation District | 9216 | CA | PACC | WECC |  | 22 | 1 | Electric Utility | HY | WAT | HYC | IID | 865094 | 97817 | 2021
Vintage1957 | hydro | TRUE | 388 | N | . | Pilot Knob | Imperial Irrigation District | 9216 | CA | PACC | WECC |  | 22 | 1 | Electric Utility | HY | WAT | HYC | IID | 184247 | 20833 | 2021
| other | FALSE | 389 | N | . | El Centro Hybrid | Imperial Irrigation District | 9216 | CA | PACC | WECC |  | 22 | 1 | Electric Utility | BA | MWH | OTH | IID | 0 | -2474 | 2021
| petroleum | FALSE | 389 | N | . | El Centro Hybrid | Imperial Irrigation District | 9216 | CA | PACC | WECC |  | 22 | 1 | Electric Utility | CA | DFO | DFO | IID | 0 | 0 | 2021
| natural gas combined cycle | FALSE | 389 | N | . | El Centro Hybrid | Imperial Irrigation District | 9216 | CA | PACC | WECC |  | 22 | 1 | Electric Utility | CA | NG | NG | IID | 0 | 277189 | 2021
| petroleum | FALSE | 389 | N | . | El Centro Hybrid | Imperial Irrigation District | 9216 | CA | PACC | WECC |  | 22 | 1 | Electric Utility | CT | DFO | DFO | IID | 0 | 0 | 2021
Vintage2012 | natural gas combined cycle | TRUE | 389 | N | . | El Centro Hybrid | Imperial Irrigation District | 9216 | CA | PACC | WECC |  | 22 | 1 | Electric Utility | CT | NG | NG | IID | 7017891 | 575666 | 2021
Vintage1968 | natural gas steam turbine | TRUE | 389 | N | . | El Centro Hybrid | Imperial Irrigation District | 9216 | CA | PACC | WECC |  | 22 | 1 | Electric Utility | ST | NG | NG | IID | 1326274 | 102346 | 2021
| petroleum | FALSE | 389 | N | . | El Centro Hybrid | Imperial Irrigation District | 9216 | CA | PACC | WECC |  | 22 | 1 | Electric Utility | ST | RFO | RFO | IID | 0 | 0 | 2021
Vintage1982 | hydro | TRUE | 390 | N | . | Solomon Gulch | Copper Valley Elec Assn, Inc | 4329 | AK | PACN |  |  | 22 | 1 | Electric Utility | HY | WAT | HYC |  | 364213 | 41182 | 2021
Vintage1925 | hydro | TRUE | 391 | N | . | Big Pine Creek | Los Angeles Department of Water & Power | 11208 | CA | PACC | WECC |  | 22 | 1 | Electric Utility | HY | WAT | HYC | LDWP | 83284 | 9417 | 2021
| hydro | FALSE | 392 | N | . | Castaic | Los Angeles Department of Water & Power | 11208 | CA | PACC | WECC |  | 22 | 1 | Electric Utility | HY | WAT | HYC | LDWP | 0 | 0 | 2021
| other | FALSE | 392 | N | . | Castaic | Los Angeles Department of Water & Power | 11208 | CA | PACC | WECC |  | 22 | 1 | Electric Utility | PS | WAT | HPS | LDWP | 0 | 118774 | 2021
Vintage1952 | hydro | TRUE | 393 | N | . | Control Gorge | Los Angeles Department of Water & Power | 11208 | CA | PACC | WECC |  | 22 | 1 | Electric Utility | HY | WAT | HYC | LDWP | 258810 | 29264 | 2021
Vintage1909 | hydro | TRUE | 394 | N | . | Cottonwood | Los Angeles Department of Water & Power | 11208 | CA | PACC | WECC |  | 22 | 1 | Electric Utility | HY | WAT | HYC | LDWP | 7757 | 877 | 2021
Vintage1971 | hydro | TRUE | 396 | N | . | Foothill | Los Angeles Department of Water & Power | 11208 | CA | PACC | WECC |  | 22 | 1 | Electric Utility | HY | WAT | HYC | LDWP | 60220 | 6809 | 2021
| hydro | FALSE | 397 | N | . | Franklin (CA) | Los Angeles Department of Water & Power | 11208 | CA | PACC | WECC |  | 22 | 1 | Electric Utility | HY | WAT | HYC | LDWP | 0 | -6 | 2021
| hydro | FALSE | 398 | N | . | Haiwee | Los Angeles Department of Water & Power | 11208 | CA | PACC | WECC |  | 22 | 1 | Electric Utility | HY | WAT | HYC | LDWP | 0 | -1 | 2021
| petroleum | FALSE | 399 | N | . | Harbor | Los Angeles Department of Water & Power | 11208 | CA | PACC | WECC |  | 22 | 1 | Electric Utility | CA | DFO | DFO | LDWP | 0 | 0 | 2021
| natural gas combined cycle | FALSE | 399 | N | . | Harbor | Los Angeles Department of Water & Power | 11208 | CA | PACC | WECC |  | 22 | 1 | Electric Utility | CA | NG | NG | LDWP | 0 | 18483 | 2021
| biomass | FALSE | 399 | N | . | Harbor | Los Angeles Department of Water & Power | 11208 | CA | PACC | WECC |  | 22 | 1 | Electric Utility | CA | OBG | ORW | LDWP | 0 | 0 | 2021
| petroleum | FALSE | 399 | N | . | Harbor | Los Angeles Department of Water & Power | 11208 | CA | PACC | WECC |  | 22 | 1 | Electric Utility | CT | DFO | DFO | LDWP | 0 | 0 | 2021
Vintage1995 | natural gas combined cycle | TRUE | 399 | N | . | Harbor | Los Angeles Department of Water & Power | 11208 | CA | PACC | WECC |  | 22 | 1 | Electric Utility | CT | NG | NG | LDWP | 760397 | 48870 | 2021
| biomass | FALSE | 399 | N | . | Harbor | Los Angeles Department of Water & Power | 11208 | CA | PACC | WECC |  | 22 | 1 | Electric Utility | CT | OBG | ORW | LDWP | 0 | 0 | 2021
| petroleum | FALSE | 399 | N | . | Harbor | Los Angeles Department of Water & Power | 11208 | CA | PACC | WECC |  | 22 | 1 | Electric Utility | GT | DFO | DFO | LDWP | 0 | 0 | 2021
Vintage2002 | natural gas peaker | TRUE | 399 | N | . | Harbor | Los Angeles Department of Water & Power | 11208 | CA | PACC | WECC |  | 22 | 1 | Electric Utility | GT | NG | NG | LDWP | 320133 | 27165 | 2021
| biomass | FALSE | 399 | N | . | Harbor | Los Angeles Department of Water & Power | 11208 | CA | PACC | WECC |  | 22 | 1 | Electric Utility | GT | OBG | ORW | LDWP | 0 | 0 | 2021
| petroleum | FALSE | 400 | N | . | Haynes | Los Angeles Department of Water & Power | 11208 | CA | PACC | WECC |  | 22 | 1 | Electric Utility | CA | DFO | DFO | LDWP | 0 | 0 | 2021
| natural gas combined cycle | FALSE | 400 | N | . | Haynes | Los Angeles Department of Water & Power | 11208 | CA | PACC | WECC |  | 22 | 1 | Electric Utility | CA | NG | NG | LDWP | 0 | 801910 | 2021
| biomass | FALSE | 400 | N | . | Haynes | Los Angeles Department of Water & Power | 11208 | CA | PACC | WECC |  | 22 | 1 | Electric Utility | CA | OBG | ORW | LDWP | 0 | 0 | 2021
| petroleum | FALSE | 400 | N | . | Haynes | Los Angeles Department of Water & Power | 11208 | CA | PACC | WECC |  | 22 | 1 | Electric Utility | CT | DFO | DFO | LDWP | 0 | 0 | 2021
Vintage2005 | natural gas combined cycle | TRUE | 400 | N | . | Haynes | Los Angeles Department of Water & Power | 11208 | CA | PACC | WECC |  | 22 | 1 | Electric Utility | CT | NG | NG | LDWP | 15467320 | 1364600 | 2021
| biomass | FALSE | 400 | N | . | Haynes | Los Angeles Department of Water & Power | 11208 | CA | PACC | WECC |  | 22 | 1 | Electric Utility | CT | OBG | ORW | LDWP | 0 | 0 | 2021
Vintage2013 | natural gas peaker | TRUE | 400 | N | . | Haynes | Los Angeles Department of Water & Power | 11208 | CA | PACC | WECC |  | 22 | 1 | Electric Utility | GT | NG | NG | LDWP | 3442153 | 352646 | 2021
| biomass | FALSE | 400 | N | . | Haynes | Los Angeles Department of Water & Power | 11208 | CA | PACC | WECC |  | 22 | 1 | Electric Utility | GT | OBG | ORW | LDWP | 0 | 0 | 2021
Vintage1963 | natural gas steam turbine | TRUE | 400 | N | . | Haynes | Los Angeles Department of Water & Power | 11208 | CA | PACC | WECC |  | 22 | 1 | Electric Utility | ST | NG | NG | LDWP | 995697 | 83331 | 2021
| biomass | FALSE | 400 | N | . | Haynes | Los Angeles Department of Water & Power | 11208 | CA | PACC | WECC |  | 22 | 1 | Electric Utility | ST | OBG | ORW | LDWP | 0 | 0 | 2021
| petroleum | FALSE | 400 | N | . | Haynes | Los Angeles Department of Water & Power | 11208 | CA | PACC | WECC |  | 22 | 1 | Electric Utility | ST | RFO | RFO | LDWP | 0 | 0 | 2021
Vintage1952 | hydro | TRUE | 401 | N | . | Middle Gorge | Los Angeles Department of Water & Power | 11208 | CA | PACC | WECC |  | 22 | 1 | Electric Utility | HY | WAT | HYC | LDWP | 255814 | 28925 | 2021
Vintage1958 | hydro | TRUE | 402 | N | . | Pleasant Valley Hydro | Los Angeles Department of Water & Power | 11208 | CA | PACC | WECC |  | 22 | 1 | Electric Utility | HY | WAT | HYC | LDWP | 32413 | 3665 | 2021
Vintage1922 | hydro | TRUE | 403 | N | . | San Fernando | Los Angeles Department of Water & Power | 11208 | CA | PACC | WECC |  | 22 | 1 | Electric Utility | HY | WAT | HYC | LDWP | 772 | 87 | 2021
| natural gas combined cycle | FALSE | 404 | N | . | Scattergood | Los Angeles Department of Water & Power | 11208 | CA | PACC | WECC |  | 22 | 1 | Electric Utility | CA | NG | NG | LDWP | 0 | 602101 | 2021
| other | FALSE | 404 | N | . | Scattergood | Los Angeles Department of Water & Power | 11208 | CA | PACC | WECC |  | 22 | 1 | Electric Utility | CA | OG | OOG | LDWP | 0 | 0 | 2021
Vintage2015 | natural gas combined cycle | TRUE | 404 | N | . | Scattergood | Los Angeles Department of Water & Power | 11208 | CA | PACC | WECC |  | 22 | 1 | Electric Utility | CT | NG | NG | LDWP | 12742831 | 1168290 | 2021
| other | FALSE | 404 | N | . | Scattergood | Los Angeles Department of Water & Power | 11208 | CA | PACC | WECC |  | 22 | 1 | Electric Utility | CT | OG | OOG | LDWP | 0 | 0 | 2021
Vintage2015 | natural gas peaker | TRUE | 404 | N | . | Scattergood | Los Angeles Department of Water & Power | 11208 | CA | PACC | WECC |  | 22 | 1 | Electric Utility | GT | NG | NG | LDWP | 644462 | 58900 | 2021
| biomass | FALSE | 404 | N | . | Scattergood | Los Angeles Department of Water & Power | 11208 | CA | PACC | WECC |  | 22 | 1 | Electric Utility | GT | OBG | ORW | LDWP | 0 | 0 | 2021
Vintage1959 | natural gas steam turbine | TRUE | 404 | N | . | Scattergood | Los Angeles Department of Water & Power | 11208 | CA | PACC | WECC |  | 22 | 1 | Electric Utility | ST | NG | NG | LDWP | 1119845 | 75788 | 2021
| biomass | FALSE | 404 | N | . | Scattergood | Los Angeles Department of Water & Power | 11208 | CA | PACC | WECC |  | 22 | 1 | Electric Utility | ST | OBG | ORW | LDWP | 0 | 0 | 2021
Vintage2010 | petroleum | TRUE | 406 | N | . | Tok | Alaska Power and Telephone Co | 219 | AK | PACN |  |  | 22 | 1 | Electric Utility | IC | DFO | DFO |  | 99420 | 10247 | 2021
Vintage1953 | hydro | TRUE | 407 | N | . | Upper Gorge | Los Angeles Department of Water & Power | 11208 | CA | PACC | WECC |  | 22 | 1 | Electric Utility | HY | WAT | HYC | LDWP | 175553 | 19850 | 2021
| petroleum | FALSE | 408 | N | . | Valley (CA) | Los Angeles Department of Water & Power | 11208 | CA | PACC | WECC |  | 22 | 1 | Electric Utility | CA | DFO | DFO | LDWP | 0 | 0 | 2021
| natural gas combined cycle | FALSE | 408 | N | . | Valley (CA) | Los Angeles Department of Water & Power | 11208 | CA | PACC | WECC |  | 22 | 1 | Electric Utility | CA | NG | NG | LDWP | 0 | 448561 | 2021
| biomass | FALSE | 408 | N | . | Valley (CA) | Los Angeles Department of Water & Power | 11208 | CA | PACC | WECC |  | 22 | 1 | Electric Utility | CA | OBG | ORW | LDWP | 0 | 0 | 2021
| petroleum | FALSE | 408 | N | . | Valley (CA) | Los Angeles Department of Water & Power | 11208 | CA | PACC | WECC |  | 22 | 1 | Electric Utility | CT | DFO | DFO | LDWP | 0 | 0 | 2021
Vintage2003 | natural gas combined cycle | TRUE | 408 | N | . | Valley (CA) | Los Angeles Department of Water & Power | 11208 | CA | PACC | WECC |  | 22 | 1 | Electric Utility | CT | NG | NG | LDWP | 8672805 | 737914 | 2021
| biomass | FALSE | 408 | N | . | Valley (CA) | Los Angeles Department of Water & Power | 11208 | CA | PACC | WECC |  | 22 | 1 | Electric Utility | CT | OBG | ORW | LDWP | 0 | 0 | 2021
| petroleum | FALSE | 408 | N | . | Valley (CA) | Los Angeles Department of Water & Power | 11208 | CA | PACC | WECC |  | 22 | 1 | Electric Utility | GT | DFO | DFO | LDWP | 0 | 0 | 2021
Vintage2001 | natural gas peaker | TRUE | 408 | N | . | Valley (CA) | Los Angeles Department of Water & Power | 11208 | CA | PACC | WECC |  | 22 | 1 | Electric Utility | GT | NG | NG | LDWP | 72736 | 6149 | 2021
| biomass | FALSE | 408 | N | . | Valley (CA) | Los Angeles Department of Water & Power | 11208 | CA | PACC | WECC |  | 22 | 1 | Electric Utility | GT | OBG | ORW | LDWP | 0 | 0 | 2021
Vintage1967 | hydro | TRUE | 409 | N | . | Exchequer | Merced Irrigation District | 12312 | CA | PACC | WECC |  | 22 | 2 | NAICS-22 Non-Cogen | HY | WAT | HYC | CISO | 1189076 | 134450 | 2021
Vintage1967 | hydro | TRUE | 410 | N | . | McSwain | Merced Irrigation District | 12312 | CA | PACC | WECC |  | 22 | 2 | NAICS-22 Non-Cogen | HY | WAT | HYC | CISO | 156211 | 17663 | 2021
Vintage1965 | hydro | TRUE | 412 | N | . | Chicago Park | Nevada Irrigation District | 13402 | CA | PACC | WECC |  | 22 | 2 | NAICS-22 Non-Cogen | HY | WAT | HYC | CISO | 590390 | 66756 | 2021
Vintage1965 | hydro | TRUE | 413 | N | . | Dutch Flat 2 | Nevada Irrigation District | 13402 | CA | PACC | WECC |  | 22 | 2 | NAICS-22 Non-Cogen | HY | WAT | HYC | CISO | 202324 | 22877 | 2021
Vintage1957 | hydro | TRUE | 414 | N | . | Beardsley | Oakdale&South San Joaquin Irrigation D. | 13935 | CA | PACC | WECC |  | 22 | 2 | NAICS-22 Non-Cogen | HY | WAT | HYC | CISO | 222294 | 25135 | 2021
Vintage1957 | hydro | TRUE | 415 | N | . | Donnells | Oakdale&South San Joaquin Irrigation D. | 13935 | CA | PACC | WECC |  | 22 | 2 | NAICS-22 Non-Cogen | HY | WAT | HYC | CISO | 1398123 | 158087 | 2021
Vintage2012 | hydro | TRUE | 416 | N | . | Tulloch | Oakdale&South San Joaquin Irrigation D. | 13935 | CA | PACC | WECC |  | 22 | 2 | NAICS-22 Non-Cogen | HY | WAT | HYC | CISO | 973805 | 110109 | 2021
Vintage1963 | hydro | TRUE | 417 | N | . | Forbestown | South Feather Water and Power Agency | 14191 | CA | PACC | WECC |  | 22 | 1 | Electric Utility | HY | WAT | HYC | CISO | 437487 | 49467 | 2021
Vintage1963 | hydro | TRUE | 418 | N | . | Kelly Ridge | South Feather Water and Power Agency | 14191 | CA | PACC | WECC |  | 22 | 1 | Electric Utility | HY | WAT | HYC | CISO | 346891 | 39223 | 2021
Vintage1963 | hydro | TRUE | 419 | N | . | Woodleaf | South Feather Water and Power Agency | 14191 | CA | PACC | WECC |  | 22 | 1 | Electric Utility | HY | WAT | HYC | CISO | 702992 | 79488 | 2021
Vintage2015 | petroleum | TRUE | 421 | N | . | Craig (AK) | Alaska Power and Telephone Co | 219 | AK | PACN |  |  | 22 | 1 | Electric Utility | IC | DFO | DFO |  | 4870 | 324 | 2021
| natural gas combined cycle | FALSE | 422 | N | . | Glenarm | City of Pasadena - (CA) | 14534 | CA | PACC | WECC |  | 22 | 1 | Electric Utility | CA | NG | NG | CISO | 0 | 789 | 2021
Vintage2016 | natural gas combined cycle | TRUE | 422 | N | . | Glenarm | City of Pasadena - (CA) | 14534 | CA | PACC | WECC |  | 22 | 1 | Electric Utility | CT | NG | NG | CISO | 95836 | 8181 | 2021
Vintage2004 | natural gas peaker | TRUE | 422 | N | . | Glenarm | City of Pasadena - (CA) | 14534 | CA | PACC | WECC |  | 22 | 1 | Electric Utility | GT | NG | NG | CISO | 124005 | 9092 | 2021
Vintage2001 | petroleum | TRUE | 423 | N | . | Hydaburg | Alaska Power and Telephone Co | 219 | AK | PACN |  |  | 22 | 1 | Electric Utility | IC | DFO | DFO |  | 496 | 12 | 2021
Vintage1966 | hydro | TRUE | 424 | N | . | French Meadows | Placer County Water Agency | 15127 | CA | PACC | WECC |  | 22 | 1 | Electric Utility | HY | WAT | HYC | CISO | 81533 | 9219 | 2021
Vintage1966 | hydro | TRUE | 425 | N | . | Middle Fork | Placer County Water Agency | 15127 | CA | PACC | WECC |  | 22 | 1 | Electric Utility | HY | WAT | HYC | CISO | 1415861 | 160093 | 2021
Vintage1966 | hydro | TRUE | 426 | N | . | Oxbow (CA) | Placer County Water Agency | 15127 | CA | PACC | WECC |  | 22 | 1 | Electric Utility | HY | WAT | HYC | CISO | 77032 | 8710 | 2021
Vintage1966 | hydro | TRUE | 427 | N | . | Ralston | Placer County Water Agency | 15127 | CA | PACC | WECC |  | 22 | 1 | Electric Utility | HY | WAT | HYC | CISO | 1043655 | 118007 | 2021
Vintage1982 | hydro | TRUE | 428 | N | . | Parker | Merced Irrigation District | 12312 | CA | PACC | WECC |  | 22 | 2 | NAICS-22 Non-Cogen | HY | WAT | HYC | CISO | 35552 | 4020 | 2021
Vintage1968 | hydro | TRUE | 430 | N | . | Camino | Sacramento Municipal Util Dist | 16534 | CA | PACC | WECC |  | 22 | 1 | Electric Utility | HY | WAT | HYC | BANC | 952384 | 107687 | 2021
Vintage1962 | hydro | TRUE | 431 | N | . | Jaybird | Sacramento Municipal Util Dist | 16534 | CA | PACC | WECC |  | 22 | 1 | Electric Utility | HY | WAT | HYC | BANC | 1631124 | 184433 | 2021
Vintage1971 | hydro | TRUE | 432 | N | . | Loon Lake | Sacramento Municipal Util Dist | 16534 | CA | PACC | WECC |  | 22 | 1 | Electric Utility | HY | WAT | HYC | BANC | 452988 | 51220 | 2021
Vintage1965 | hydro | TRUE | 433 | N | . | Robbs Peak | Sacramento Municipal Util Dist | 16534 | CA | PACC | WECC |  | 22 | 1 | Electric Utility | HY | WAT | HYC | BANC | 203784 | 23042 | 2021
Vintage2020 | hydro | TRUE | 435 | N | . | White Rock/Slab Creek | Sacramento Municipal Util Dist | 16534 | CA | PACC | WECC |  | 22 | 1 | Electric Utility | HY | WAT | HYC | BANC | 1333932 | 150829 | 2021
Vintage1994 | hydro | TRUE | 436 | N | . | Devil Canyon | California Dept. of Water Resources | 3255 | CA | PACC | WECC |  | 22 | 1 | Electric Utility | HY | WAT | HYC | CISO | 1685747 | 190609 | 2021
Vintage1968 | hydro | TRUE | 437 | N | . | Edward C Hyatt | California Dept. of Water Resources | 3255 | CA | PACC | WECC |  | 22 | 1 | Electric Utility | HY | WAT | HYC | CISO | 2926736 | 288724 | 2021
| other | FALSE | 437 | N | . | Edward C Hyatt | California Dept. of Water Resources | 3255 | CA | PACC | WECC |  | 22 | 1 | Electric Utility | PS | WAT | HPS | CISO | 0 | 0 | 2021
Vintage1968 | hydro | TRUE | 438 | N | . | Thermalito | California Dept. of Water Resources | 3255 | CA | PACC | WECC |  | 22 | 1 | Electric Utility | HY | WAT | HYC | CISO | 714674 | 80809 | 2021
| other | FALSE | 438 | N | . | Thermalito | California Dept. of Water Resources | 3255 | CA | PACC | WECC |  | 22 | 1 | Electric Utility | PS | WAT | HPS | CISO | 0 | 0 | 2021
Vintage1989 | hydro | TRUE | 439 | N | . | Don Pedro | Turlock Irrigation District | 19281 | CA | PACC | WECC |  | 22 | 1 | Electric Utility | HY | WAT | HYC | TIDC | 1552694 | 175452 | 2021
Vintage1924 | hydro | TRUE | 440 | N | . | La Grange | Turlock Irrigation District | 19281 | CA | PACC | WECC |  | 22 | 1 | Electric Utility | HY | WAT | HYC | TIDC | 64958 | 7345 | 2021
Vintage1955 | hydro | TRUE | 441 | N | . | Folsom | U S Bureau of Reclamation | 2518 | CA | PACC | WECC |  | 22 | 1 | Electric Utility | HY | WAT | HYC | BANC | 1375863 | 155570 | 2021
Vintage1963 | hydro | TRUE | 442 | N | . | Judge F Carr | U S Bureau of Reclamation | 2518 | CA | PACC | WECC |  | 22 | 1 | Electric Utility | HY | WAT | HYC | BANC | 2923932 | 330612 | 2021
Vintage1950 | hydro | TRUE | 443 | N | . | Keswick | U S Bureau of Reclamation | 2518 | CA | PACC | WECC |  | 22 | 1 | Electric Utility | HY | WAT | HYC | BANC | 2550485 | 288386 | 2021
Vintage1955 | hydro | TRUE | 444 | N | . | Nimbus | U S Bureau of Reclamation | 2518 | CA | PACC | WECC |  | 22 | 1 | Electric Utility | HY | WAT | HYC | BANC | 197574 | 22340 | 2021
Vintage1949 | hydro | TRUE | 445 | N | . | Shasta | U S Bureau of Reclamation | 2518 | CA | PACC | WECC |  | 22 | 1 | Electric Utility | HY | WAT | HYC | BANC | 8749165 | 989277 | 2021
| other | FALSE | 446 | N | . | ONeill | U S Bureau of Reclamation | 2518 | CA | PACC | WECC |  | 22 | 1 | Electric Utility | PS | WAT | HPS | CISO | 0 | -17821 | 2021
Vintage1943 | hydro | TRUE | 447 | N | . | Parker Dam | U S Bureau of Reclamation | 2518 | CA | PACC | WECC |  | 22 | 1 | Electric Utility | HY | WAT | HYC | WALC | 3865103 | 437031 | 2021
| other | FALSE | 448 | N | . | W R Gianelli | California Dept. of Water Resources | 3255 | CA | PACC | WECC |  | 22 | 1 | Electric Utility | PS | WAT | HPS | CISO | 0 | -15460 | 2021
Vintage1964 | hydro | TRUE | 450 | N | . | Spring Creek | U S Bureau of Reclamation | 2518 | CA | PACC | WECC |  | 22 | 1 | Electric Utility | HY | WAT | HYC | BANC | 2338848 | 264456 | 2021
Vintage1964 | hydro | TRUE | 451 | N | . | Trinity | U S Bureau of Reclamation | 2518 | CA | PACC | WECC |  | 22 | 1 | Electric Utility | HY | WAT | HYC | BANC | 2345483 | 265206 | 2021
Vintage1969 | hydro | TRUE | 454 | N | . | Colgate | Yuba County Water Agency | 21140 | CA | PACC | WECC |  | 22 | 1 | Electric Utility | HY | WAT | HYC | CISO | 4582705 | 518171 | 2021
Vintage1969 | hydro | TRUE | 455 | N | . | Narrows 2 | Yuba County Water Agency | 21140 | CA | PACC | WECC |  | 22 | 1 | Electric Utility | HY | WAT | HYC | CISO | 222001 | 25102 | 2021
Vintage1986 | hydro | TRUE | 457 | N | . | Bear Valley | City of Escondido - (CA) | 5969 | CA | PACC | WECC |  | 22 | 1 | Electric Utility | HY | WAT | HYC | CISO | 4371 | 494.01 | 2021
Vintage1964 | petroleum | FALSE | 460 | N | . | Pueblo | Black Hills Colorado Electric, LLC | 56146 | CO | MTN | WECC |  | 22 | 1 | Electric Utility | IC | DFO | DFO | PSCO | 417 | -140 | 2021
| natural gas peaker | FALSE | 460 | N | . | Pueblo | Black Hills Colorado Electric, LLC | 56146 | CO | MTN | WECC |  | 22 | 1 | Electric Utility | IC | NG | NG | PSCO | 0 | 0 | 2021
Vintage0 | petroleum | FALSE | 464 | N | . | Alamosa | Public Service Co of Colorado | 15466 | CO | MTN | WECC |  | 22 | 1 | Electric Utility | GT | DFO | DFO | PSCO | 14394 | 563.18 | 2021
Vintage1977 | natural gas peaker | TRUE | 464 | N | . | Alamosa | Public Service Co of Colorado | 15466 | CO | MTN | WECC |  | 22 | 1 | Electric Utility | GT | NG | NG | PSCO | 161840 | 6332.82 | 2021
Vintage2013 | hydro | TRUE | 466 | N | . | Boulder Canyon Hydro | Boulder City of | 1994 | CO | MTN | WECC |  | 22 | 2 | NAICS-22 Non-Cogen | HY | WAT | HYC | PSCO | 81623 | 9229 | 2021
| other | FALSE | 467 | N | . | Cabin Creek | Public Service Co of Colorado | 15466 | CO | MTN | WECC |  | 22 | 1 | Electric Utility | PS | WAT | HPS | PSCO | 0 | 30986 | 2021
| natural gas combined cycle | FALSE | 469 | N | . | Cherokee | Public Service Co of Colorado | 15466 | CO | MTN | WECC |  | 22 | 1 | Electric Utility | CA | NG | NG | PSCO | 0 | 928476 | 2021
Vintage2015 | natural gas combined cycle | TRUE | 469 | N | . | Cherokee | Public Service Co of Colorado | 15466 | CO | MTN | WECC |  | 22 | 1 | Electric Utility | CT | NG | NG | PSCO | 17035641 | 1306940 | 2021
| hard coal | FALSE | 469 | N | . | Cherokee | Public Service Co of Colorado | 15466 | CO | MTN | WECC |  | 22 | 1 | Electric Utility | ST | BIT | COL | PSCO | 0 | 0 | 2021
Vintage1968 | natural gas steam turbine | TRUE | 469 | N | . | Cherokee | Public Service Co of Colorado | 15466 | CO | MTN | WECC |  | 22 | 1 | Electric Utility | ST | NG | NG | PSCO | 8639037 | 770536 | 2021
Vintage0 | natural gas steam turbine | FALSE | 470 | N | . | Comanche (CO) | Public Service Co of Colorado | 15466 | CO | MTN | WECC |  | 22 | 1 | Electric Utility | ST | NG | NG | WACM | 2495427 | 238789.41 | 2021
Vintage2010 | hard coal | TRUE | 470 | N | . | Comanche (CO) | Public Service Co of Colorado | 15466 | CO | MTN | WECC |  | 22 | 1 | Electric Utility | ST | SUB | COL | WACM | 82342526 | 7936812.6 | 2021
Vintage0 | petroleum | FALSE | 471 | N | . | Fruita | Public Service Co of Colorado | 15466 | CO | MTN | WECC |  | 22 | 1 | Electric Utility | GT | DFO | DFO | PSCO | 4313 | 116.255 | 2021
Vintage1973 | natural gas peaker | TRUE | 471 | N | . | Fruita | Public Service Co of Colorado | 15466 | CO | MTN | WECC |  | 22 | 1 | Electric Utility | GT | NG | NG | PSCO | 86225 | 2323.745 | 2021
Vintage1908 | hydro | TRUE | 472 | N | . | Georgetown Hydro | Public Service Co of Colorado | 15466 | CO | MTN | WECC |  | 22 | 1 | Electric Utility | HY | WAT | HYC | PSCO | 30257 | 3421 | 2021
Vintage1932 | hydro | TRUE | 473 | N | . | Grand Valley Project Power Plant | Orchard Mesa Irrigation District | 57301 | CO | MTN | WECC |  | 22 | 1 | Electric Utility | HY | WAT | HYC | PSCO | 58805 | 6649 | 2021
Vintage1908 | hydro | TRUE | 474 | N | . | Salida | Public Service Co of Colorado | 15466 | CO | MTN | WECC |  | 22 | 1 | Electric Utility | HY | WAT | HYC | PSCO | 14105 | 1595 | 2021
Vintage1909 | hydro | TRUE | 476 | N | . | Shoshone (CO) | Public Service Co of Colorado | 15466 | CO | MTN | WECC |  | 22 | 1 | Electric Utility | HY | WAT | HYC | PSCO | 430057 | 48627 | 2021
Vintage1973 | natural gas peaker | TRUE | 477 | N | . | Valmont | Public Service Co of Colorado | 15466 | CO | MTN | WECC |  | 22 | 1 | Electric Utility | GT | NG | NG | PSCO | 85317 | 5788 | 2021
Vintage1983 | hydro | TRUE | 479 | N | . | Temescal | Metropolitan Water District of S CA | 12397 | CA | PACC | WECC |  | 22 | 1 | Electric Utility | HY | WAT | HYC | CISO | 87988 | 9949 | 2021
Vintage1983 | hydro | TRUE | 480 | N | . | Corona | Metropolitan Water District of S CA | 12397 | CA | PACC | WECC |  | 22 | 1 | Electric Utility | HY | WAT | HYC | CISO | 58786 | 6647 | 2021
| hydro | FALSE | 481 | N | . | Perris | Metropolitan Water District of S CA | 12397 | CA | PACC | WECC |  | 22 | 1 | Electric Utility | HY | WAT | HYC | CISO | 0 | 0 | 2021
| hydro | FALSE | 482 | N | . | Rio Hondo | Metropolitan Water District of S CA | 12397 | CA | PACC | WECC |  | 22 | 1 | Electric Utility | HY | WAT | HYC | CISO | 0 | 0 | 2021
Vintage1984 | hydro | TRUE | 483 | N | . | Coyote Creek | Metropolitan Water District of S CA | 12397 | CA | PACC | WECC |  | 22 | 1 | Electric Utility | HY | WAT | HYC | CISO | 81 | 9 | 2021
Vintage1985 | hydro | TRUE | 484 | N | . | Red Mountain | Metropolitan Water District of S CA | 12397 | CA | PACC | WECC |  | 22 | 1 | Electric Utility | HY | WAT | HYC | CISO | 122302 | 13829 | 2021
Vintage1985 | hydro | TRUE | 487 | N | . | Valley View | Metropolitan Water District of S CA | 12397 | CA | PACC | WECC |  | 22 | 1 | Electric Utility | HY | WAT | HYC | CISO | 41735 | 4719 | 2021
Vintage1983 | hydro | TRUE | 489 | N | . | Upper Dawson | Turlock Irrigation District | 19281 | CA | PACC | WECC |  | 22 | 1 | Electric Utility | HY | WAT | HYC | TIDC | 64836 | 7331 | 2021
| petroleum | FALSE | 491 | N | . | Center | City of Center - (CO) | 3227 | CO | MTN | WECC |  | 22 | 1 | Electric Utility | IC | DFO | DFO | PSCO | 0 | 0 | 2021
| natural gas peaker | FALSE | 491 | N | . | Center | City of Center - (CO) | 3227 | CO | MTN | WECC |  | 22 | 1 | Electric Utility | IC | NG | NG | PSCO | 0 | 0 | 2021
| hard coal | FALSE | 492 | N | . | Martin Drake | City of Colorado Springs - (CO) | 3989 | CO | MTN | WECC |  | 22 | 1 | Electric Utility | ST | BIT | COL | WACM | 0 | 0 | 2021
Vintage1974 | natural gas steam turbine | TRUE | 492 | N | . | Martin Drake | City of Colorado Springs - (CO) | 3989 | CO | MTN | WECC |  | 22 | 1 | Electric Utility | ST | NG | NG | WACM | 4216588 | 344113.46 | 2021
Vintage0 | hard coal | FALSE | 492 | N | . | Martin Drake | City of Colorado Springs - (CO) | 3989 | CO | MTN | WECC |  | 22 | 1 | Electric Utility | ST | SUB | COL | WACM | 3009319 | 243561.54 | 2021
Vintage0 | petroleum | FALSE | 493 | N | . | George Birdsall | City of Colorado Springs - (CO) | 3989 | CO | MTN | WECC |  | 22 | 1 | Electric Utility | ST | DFO | DFO | WACM | 2713 | 183.278 | 2021
Vintage1957 | natural gas steam turbine | TRUE | 493 | N | . | George Birdsall | City of Colorado Springs - (CO) | 3989 | CO | MTN | WECC |  | 22 | 1 | Electric Utility | ST | NG | NG | WACM | 172174 | 11294.722 | 2021
Vintage2006 | hydro | TRUE | 494 | N | . | Manitou Springs | City of Colorado Springs - (CO) | 3989 | CO | MTN | WECC |  | 22 | 1 | Electric Utility | HY | WAT | HYC | WACM | 127114 | 14373 | 2021
Vintage1925 | hydro | TRUE | 495 | N | . | Ruxton Park | City of Colorado Springs - (CO) | 3989 | CO | MTN | WECC |  | 22 | 1 | Electric Utility | HY | WAT | HYC | WACM | 7006 | 792 | 2021
Vintage2007 | petroleum | TRUE | 502 | N | . | Holly | Town of Holly - (CO) | 8751 | CO | MTN | WECC |  | 22 | 1 | Electric Utility | IC | DFO | DFO | WACM | 324 | 29.4 | 2021
| natural gas peaker | FALSE | 502 | N | . | Holly | Town of Holly - (CO) | 8751 | CO | MTN | WECC |  | 22 | 1 | Electric Utility | IC | NG | NG | WACM | 0 | 0 | 2021
| petroleum | FALSE | 504 | N | . | Julesburg | City of Julesburg - (CO) | 9928 | CO | MTN | WECC |  | 22 | 1 | Electric Utility | IC | DFO | DFO | WACM | 0 | 0 | 2021
Vintage1952 | hydro | TRUE | 505 | N | . | Boysen | U S Bureau of Reclamation | 2518 | WY | MTN | WECC |  | 22 | 1 | Electric Utility | HY | WAT | HYC | WAUW | 420312 | 47525 | 2021
| petroleum | FALSE | 507 | N | . | Las Animas | City of Las Animas - (CO) | 10730 | CO | MTN | WECC |  | 22 | 1 | Electric Utility | IC | DFO | DFO | WACM | 0 | 0 | 2021
| natural gas peaker | FALSE | 507 | N | . | Las Animas | City of Las Animas - (CO) | 10730 | CO | MTN | WECC |  | 22 | 1 | Electric Utility | IC | NG | NG | WACM | 0 | 0 | 2021
| petroleum | FALSE | 508 | N | . | Lamar Plant | City of Lamar - (CO) | 10633 | CO | MTN | WECC |  | 22 | 1 | Electric Utility | ST | DFO | DFO | PSCO | 0 | 0 | 2021
| natural gas steam turbine | FALSE | 508 | N | . | Lamar Plant | City of Lamar - (CO) | 10633 | CO | MTN | WECC |  | 22 | 1 | Electric Utility | ST | NG | NG | PSCO | 0 | 0 | 2021
| hard coal | FALSE | 508 | N | . | Lamar Plant | City of Lamar - (CO) | 10633 | CO | MTN | WECC |  | 22 | 1 | Electric Utility | ST | SUB | COL | PSCO | 0 | 0 | 2021
Vintage2004 | onshore wind | TRUE | 508 | N | . | Lamar Plant | City of Lamar - (CO) | 10633 | CO | MTN | WECC |  | 22 | 1 | Electric Utility | WT | WND | WND | PSCO | 112709 | 12744 | 2021
Vintage1983 | geothermal | TRUE | 510 | N | . | Sonoma California Geothermal | Geysers Power Co LLC | 7160 | CA | PACC | WECC |  | 22 | 2 | NAICS-22 Non-Cogen | ST | GEO | GEO | CISO | 3595068 | 406498 | 2021
| hard coal | FALSE | 511 | N | . | Trinidad (CO) | City of Trinidad - (CO) | 19204 | CO | MTN | WECC |  | 22 | 1 | Electric Utility | IC | BIT | COL | WACM | 0 | 0 | 2021
Vintage1999 | petroleum | TRUE | 511 | N | . | Trinidad (CO) | City of Trinidad - (CO) | 19204 | CO | MTN | WECC |  | 22 | 1 | Electric Utility | IC | DFO | DFO | WACM | 175 | 19 | 2021
| natural gas peaker | FALSE | 511 | N | . | Trinidad (CO) | City of Trinidad - (CO) | 19204 | CO | MTN | WECC |  | 22 | 1 | Electric Utility | IC | NG | NG | WACM | 0 | 0 | 2021
Vintage1967 | hydro | TRUE | 512 | N | . | Blue Mesa | U S Bureau of Reclamation | 2518 | CO | MTN | WECC |  | 22 | 1 | Electric Utility | HY | WAT | HYC | WACM | 1564123 | 176857 | 2021
Vintage1950 | hydro | TRUE | 513 | N | . | Estes | U S Bureau of Reclamation | 2518 | CO | MTN | WECC |  | 22 | 1 | Electric Utility | HY | WAT | HYC | WACM | 1020695 | 115411 | 2021
Vintage1971 | hydro | TRUE | 514 | N | . | Morrow Point | U S Bureau of Reclamation | 2518 | CO | MTN | WECC |  | 22 | 1 | Electric Utility | HY | WAT | HYC | WACM | 2155973 | 243778 | 2021
Vintage1959 | hydro | TRUE | 515 | N | . | Big Thompson | U S Bureau of Reclamation | 2518 | CO | MTN | WECC |  | 22 | 1 | Electric Utility | HY | WAT | HYC | WACM | 43980 | 4973 | 2021
Vintage1943 | hydro | TRUE | 516 | N | . | Green Mountain | U S Bureau of Reclamation | 2518 | CO | MTN | WECC |  | 22 | 1 | Electric Utility | HY | WAT | HYC | WACM | 228857 | 25877 | 2021
Vintage1951 | hydro | TRUE | 517 | N | . | Marys Lake | U S Bureau of Reclamation | 2518 | CO | MTN | WECC |  | 22 | 1 | Electric Utility | HY | WAT | HYC | WACM | 372207 | 42086 | 2021
Vintage1954 | hydro | TRUE | 518 | N | . | Flatiron | U S Bureau of Reclamation | 2518 | CO | MTN | WECC |  | 22 | 1 | Electric Utility | HY | WAT | HYC | WACM | 2210724 | 249969 | 2021
| other | FALSE | 518 | N | . | Flatiron | U S Bureau of Reclamation | 2518 | CO | MTN | WECC |  | 22 | 1 | Electric Utility | PS | WAT | HPS | WACM | 0 | -34575 | 2021
Vintage1954 | hydro | TRUE | 519 | N | . | Pole Hill | U S Bureau of Reclamation | 2518 | CO | MTN | WECC |  | 22 | 1 | Electric Utility | HY | WAT | HYC | WACM | 1825328 | 206392 | 2021
Vintage1962 | hydro | TRUE | 520 | N | . | Lower Molina | U S Bureau of Reclamation | 2518 | CO | MTN | WECC |  | 22 | 1 | Electric Utility | HY | WAT | HYC | WACM | 37781 | 4272 | 2021
Vintage1962 | hydro | TRUE | 521 | N | . | Upper Molina | U S Bureau of Reclamation | 2518 | CO | MTN | WECC |  | 22 | 1 | Electric Utility | HY | WAT | HYC | WACM | 65888 | 7450 | 2021
Vintage1976 | hard coal | TRUE | 525 | N | . | Hayden | Public Service Co of Colorado | 15466 | CO | MTN | WECC |  | 22 | 1 | Electric Utility | ST | BIT | COL | PSCO | 26587144 | 2472123.5 | 2021
Vintage0 | petroleum | FALSE | 525 | N | . | Hayden | Public Service Co of Colorado | 15466 | CO | MTN | WECC |  | 22 | 1 | Electric Utility | ST | DFO | DFO | PSCO | 9223 | 850.238 | 2021
Vintage0 | natural gas steam turbine | FALSE | 525 | N | . | Hayden | Public Service Co of Colorado | 15466 | CO | MTN | WECC |  | 22 | 1 | Electric Utility | ST | NG | NG | PSCO | 20137 | 1864.273 | 2021
Vintage1985 | hydro | TRUE | 531 | N | . | Camp Far West | Sacramento Municipal Util Dist | 16534 | CA | PACC | WECC |  | 22 | 1 | Electric Utility | HY | WAT | HYC | CISO | 17024 | 1925 | 2021
| petroleum | FALSE | 533 | N | . | McWilliams | PowerSouth Energy Cooperative | 189 | AL | ESC | SERC |  | 22 | 1 | Electric Utility | CA | DFO | DFO | AEC | 0 | 351.144 | 2021
| natural gas combined cycle | FALSE | 533 | N | . | McWilliams | PowerSouth Energy Cooperative | 189 | AL | ESC | SERC |  | 22 | 1 | Electric Utility | CA | NG | NG | AEC | 0 | 1335612.9 | 2021
Vintage0 | petroleum | FALSE | 533 | N | . | McWilliams | PowerSouth Energy Cooperative | 189 | AL | ESC | SERC |  | 22 | 1 | Electric Utility | CT | DFO | DFO | AEC | 8074 | 718.262 | 2021
Vintage2002 | natural gas combined cycle | TRUE | 533 | N | . | McWilliams | PowerSouth Energy Cooperative | 189 | AL | ESC | SERC |  | 22 | 1 | Electric Utility | CT | NG | NG | AEC | 30125410 | 2662818.7 | 2021
Vintage1985 | hydro | TRUE | 534 | N | . | Jones Fork | Sacramento Municipal Util Dist | 16534 | CA | PACC | WECC |  | 22 | 1 | Electric Utility | HY | WAT | HYC | BANC | 12338 | 1395 | 2021
Vintage1986 | natural gas peaker | TRUE | 535 | N | . | McClellan (CA) | Sacramento Municipal Util Dist | 16534 | CA | PACC | WECC |  | 22 | 1 | Electric Utility | GT | NG | NG | BANC | 50888 | 4006 | 2021
Vintage1983 | hydro | TRUE | 537 | N | . | Camanche | East Bay Municipal Util Dist | 5571 | CA | PACC | WECC |  | 22 | 1 | Electric Utility | HY | WAT | HYC | CISO | 76315 | 8629 | 2021
| other | FALSE | 539 | N | . | Rocky River (CT) | FirstLight Power Resources Services LLC | 54895 | CT | NEW | NPCC |  | 22 | 2 | NAICS-22 Non-Cogen | PS | WAT | HPS | ISNE | 0 | 433 | 2021
| petroleum | FALSE | 540 | N | . | Branford | Connecticut Jet Power LLC | 22379 | CT | NEW | NPCC |  | 22 | 2 | NAICS-22 Non-Cogen | GT | JF | WOO | ISNE | 0 | 0 | 2021
Vintage1967 | other | TRUE | 540 | N | . | Branford | Connecticut Jet Power LLC | 22379 | CT | NEW | NPCC |  | 22 | 2 | NAICS-22 Non-Cogen | GT | KER | WOO | ISNE | 4305 | 259 | 2021
Vintage1903 | hydro | TRUE | 541 | N | . | Bulls Bridge | FirstLight Power Resources Services LLC | 54895 | CT | NEW | NPCC |  | 22 | 2 | NAICS-22 Non-Cogen | HY | WAT | HYC | ISNE | 345713 | 39090 | 2021
| petroleum | FALSE | 542 | N | . | Cos Cob | Connecticut Jet Power LLC | 22379 | CT | NEW | NPCC |  | 22 | 2 | NAICS-22 Non-Cogen | GT | JF | WOO | ISNE | 0 | 0 | 2021
Vintage2008 | other | TRUE | 542 | N | . | Cos Cob | Connecticut Jet Power LLC | 22379 | CT | NEW | NPCC |  | 22 | 2 | NAICS-22 Non-Cogen | GT | KER | WOO | ISNE | 16257 | 903 | 2021
| petroleum | FALSE | 544 | N | . | Devon Station | Devon Power LLC | 22350 | CT | NEW | NPCC |  | 22 | 2 | NAICS-22 Non-Cogen | GT | DFO | DFO | ISNE | 0 | 0 | 2021
| petroleum | FALSE | 544 | N | . | Devon Station | Devon Power LLC | 22350 | CT | NEW | NPCC |  | 22 | 2 | NAICS-22 Non-Cogen | GT | JF | WOO | ISNE | 0 | 0 | 2021
Vintage1996 | other | FALSE | 544 | N | . | Devon Station | Devon Power LLC | 22350 | CT | NEW | NPCC |  | 22 | 2 | NAICS-22 Non-Cogen | GT | KER | WOO | ISNE | 22699 | -1190 | 2021
| natural gas peaker | FALSE | 544 | N | . | Devon Station | Devon Power LLC | 22350 | CT | NEW | NPCC |  | 22 | 2 | NAICS-22 Non-Cogen | GT | NG | NG | ISNE | 0 | 0 | 2021
| petroleum | FALSE | 544 | N | . | Devon Station | Devon Power LLC | 22350 | CT | NEW | NPCC |  | 22 | 2 | NAICS-22 Non-Cogen | GT | RFO | RFO | ISNE | 0 | 0 | 2021
Vintage1967 | petroleum | TRUE | 546 | N | . | Montville Station | NRG Montville Operations Inc | 22380 | CT | NEW | NPCC |  | 22 | 2 | NAICS-22 Non-Cogen | IC | DFO | DFO | ISNE | 336 | 23 | 2021
Vintage1971 | petroleum | TRUE | 546 | N | . | Montville Station | NRG Montville Operations Inc | 22380 | CT | NEW | NPCC |  | 22 | 2 | NAICS-22 Non-Cogen | ST | DFO | DFO | ISNE | 3596 | 226.391 | 2021
Vintage1954 | natural gas steam turbine | TRUE | 546 | N | . | Montville Station | NRG Montville Operations Inc | 22380 | CT | NEW | NPCC |  | 22 | 2 | NAICS-22 Non-Cogen | ST | NG | NG | ISNE | 122949 | 8915.278 | 2021
Vintage1971 | petroleum | TRUE | 546 | N | . | Montville Station | NRG Montville Operations Inc | 22380 | CT | NEW | NPCC |  | 22 | 2 | NAICS-22 Non-Cogen | ST | RFO | RFO | ISNE | 283646 | 17756.331 | 2021
| other | FALSE | 547 | N | . | Northfield Mountain | FirstLight Power Resources, Inc. - MA | 58185 | MA | NEW | NPCC |  | 22 | 2 | NAICS-22 Non-Cogen | PS | WAT | HPS | ISNE | 0 | -273523 | 2021
Vintage2002 | natural gas peaker | TRUE | 550 | N | . | Kettle Falls Generating Station | Avista Corp | 20169 | WA | PACC | WECC |  | 22 | 1 | Electric Utility | GT | NG | NG | AVA | 38488 | 3117 | 2021
Vintage0 | natural gas steam turbine | FALSE | 550 | N | . | Kettle Falls Generating Station | Avista Corp | 20169 | WA | PACC | WECC |  | 22 | 1 | Electric Utility | ST | NG | NG | AVA | 5518 | 388.212 | 2021
Vintage1983 | biomass | TRUE | 550 | N | . | Kettle Falls Generating Station | Avista Corp | 20169 | WA | PACC | WECC |  | 22 | 1 | Electric Utility | ST | WDS | WWW | AVA | 4550757 | 322425.79 | 2021
Vintage1937 | hydro | TRUE | 551 | N | . | Scotland Dam | FirstLight Power Resources Services LLC | 54895 | CT | NEW | NPCC |  | 22 | 2 | NAICS-22 Non-Cogen | HY | WAT | HYC | ISNE | 42319 | 4785 | 2021
Vintage1955 | hydro | TRUE | 552 | N | . | Shepaug | FirstLight Power Resources Services LLC | 54895 | CT | NEW | NPCC |  | 22 | 2 | NAICS-22 Non-Cogen | HY | WAT | HYC | ISNE | 1311486 | 148291 | 2021
Vintage1936 | hydro | TRUE | 553 | N | . | Stevenson | FirstLight Power Resources Services LLC | 54895 | CT | NEW | NPCC |  | 22 | 2 | NAICS-22 Non-Cogen | HY | WAT | HYC | ISNE | 1030785 | 116552 | 2021
Vintage1949 | hydro | TRUE | 554 | N | . | Taftville | FirstLight Power Resources Services LLC | 54895 | CT | NEW | NPCC |  | 22 | 2 | NAICS-22 Non-Cogen | HY | WAT | HYC | ISNE | 36757 | 4156 | 2021
| petroleum | FALSE | 557 | N | . | Tunnel | FirstLight Power Resources Services LLC | 54895 | CT | NEW | NPCC |  | 22 | 2 | NAICS-22 Non-Cogen | GT | DFO | DFO | ISNE | 0 | 0 | 2021
Vintage1969 | petroleum | TRUE | 557 | N | . | Tunnel | FirstLight Power Resources Services LLC | 54895 | CT | NEW | NPCC |  | 22 | 2 | NAICS-22 Non-Cogen | GT | JF | WOO | ISNE | 3174 | 211 | 2021
Vintage1949 | hydro | TRUE | 557 | N | . | Tunnel | FirstLight Power Resources Services LLC | 54895 | CT | NEW | NPCC |  | 22 | 2 | NAICS-22 Non-Cogen | HY | WAT | HYC | ISNE | 97062 | 10975 | 2021
Vintage1925 | hydro | TRUE | 559 | N | . | Rainbow (CT) | Farmington River Power Company | 6207 | CT | NEW | NPCC |  | 22 | 1 | Electric Utility | HY | WAT | HYC | ISNE | 333886 | 37752.66 | 2021
Vintage1914 | hydro | TRUE | 560 | N | . | Falls Village | FirstLight Power Resources Services LLC | 54895 | CT | NEW | NPCC |  | 22 | 2 | NAICS-22 Non-Cogen | HY | WAT | HYC | ISNE | 462453 | 52290 | 2021
| petroleum | FALSE | 561 | N | . | Franklin Drive | Connecticut Jet Power LLC | 22379 | CT | NEW | NPCC |  | 22 | 2 | NAICS-22 Non-Cogen | GT | JF | WOO | ISNE | 0 | 0 | 2021
Vintage1968 | other | TRUE | 561 | N | . | Franklin Drive | Connecticut Jet Power LLC | 22379 | CT | NEW | NPCC |  | 22 | 2 | NAICS-22 Non-Cogen | GT | KER | WOO | ISNE | 4036 | 208 | 2021
Vintage1966 | other | TRUE | 562 | N | . | Middletown | Middletown Power LLC | 12490 | CT | NEW | NPCC |  | 22 | 2 | NAICS-22 Non-Cogen | GT | KER | WOO | ISNE | 7077 | 63 | 2021
Vintage1973 | petroleum | FALSE | 562 | N | . | Middletown | Middletown Power LLC | 12490 | CT | NEW | NPCC |  | 22 | 2 | NAICS-22 Non-Cogen | ST | DFO | DFO | ISNE | 2395 | -204.001 | 2021
Vintage1964 | natural gas steam turbine | TRUE | 562 | N | . | Middletown | Middletown Power LLC | 12490 | CT | NEW | NPCC |  | 22 | 2 | NAICS-22 Non-Cogen | ST | NG | NG | ISNE | 1953445 | 150872.6 | 2021
Vintage1973 | petroleum | TRUE | 562 | N | . | Middletown | Middletown Power LLC | 12490 | CT | NEW | NPCC |  | 22 | 2 | NAICS-22 Non-Cogen | ST | RFO | RFO | ISNE | 68633 | 3916.402 | 2021
Vintage1970 | other | TRUE | 563 | N | . | South Meadow | NAES Corp | 4426 | CT | NEW | NPCC |  | 22 | 2 | NAICS-22 Non-Cogen | GT | KER | WOO | ISNE | 22653 | 1138.999 | 2021
| petroleum | FALSE | 564 | N | . | Stanton Energy Center | Orlando Utilities Comm | 14610 | FL | SAT | SERC |  | 22 | 1 | Electric Utility | CA | DFO | DFO | FMPP | 0 | 0 | 2021
Vintage2010 | natural gas combined cycle | TRUE | 564 | N | . | Stanton Energy Center | Orlando Utilities Comm | 14610 | FL | SAT | SERC |  | 22 | 1 | Electric Utility | CA | NG | NG | FMPP | 940898 | 625017 | 2021
| petroleum | FALSE | 564 | N | . | Stanton Energy Center | Orlando Utilities Comm | 14610 | FL | SAT | SERC |  | 22 | 1 | Electric Utility | CT | DFO | DFO | FMPP | 0 | 0 | 2021
Vintage2010 | natural gas combined cycle | TRUE | 564 | N | . | Stanton Energy Center | Orlando Utilities Comm | 14610 | FL | SAT | SERC |  | 22 | 1 | Electric Utility | CT | NG | NG | FMPP | 11161932 | 1028397 | 2021
Vintage1996 | hard coal | TRUE | 564 | N | . | Stanton Energy Center | Orlando Utilities Comm | 14610 | FL | SAT | SERC |  | 22 | 1 | Electric Utility | ST | BIT | COL | FMPP | 43873459 | 4188117.8 | 2021
Vintage0 | biomass | FALSE | 564 | N | . | Stanton Energy Center | Orlando Utilities Comm | 14610 | FL | SAT | SERC |  | 22 | 1 | Electric Utility | ST | LFG | MLG | FMPP | 578241 | 54689.682 | 2021
Vintage0 | natural gas steam turbine | FALSE | 564 | N | . | Stanton Energy Center | Orlando Utilities Comm | 14610 | FL | SAT | SERC |  | 22 | 1 | Electric Utility | ST | NG | NG | FMPP | 3526664 | 330947.51 | 2021
| petroleum | FALSE | 565 | N | . | Torrington Terminal | Connecticut Jet Power LLC | 22379 | CT | NEW | NPCC |  | 22 | 2 | NAICS-22 Non-Cogen | GT | JF | WOO | ISNE | 0 | 0 | 2021
Vintage1967 | other | TRUE | 565 | N | . | Torrington Terminal | Connecticut Jet Power LLC | 22379 | CT | NEW | NPCC |  | 22 | 2 | NAICS-22 Non-Cogen | GT | KER | WOO | ISNE | 2792 | 154 | 2021
Vintage1986 | nuclear | TRUE | 566 | N | 3 | Millstone | Dominion Energy Nuclear Conn Inc | 5221 | CT | NEW | NPCC |  | 22 | 2 | NAICS-22 Non-Cogen | ST | NUC | NUC | ISNE | 107388033 | 10296948 | 2021
Vintage1986 | nuclear | TRUE | 566 | N | 2 | Millstone | Dominion Energy Nuclear Conn Inc | 5221 | CT | NEW | NPCC |  | 22 | 2 | NAICS-22 Non-Cogen | ST | NUC | NUC | ISNE | 72164884 | 6919561 | 2021
Vintage2019 | natural gas combined cycle | TRUE | 568 | N | . | Bridgeport Station | PSEG Power Connecticut LLC | 15452 | CT | NEW | NPCC |  | 22 | 2 | NAICS-22 Non-Cogen | CA | NG | NG | ISNE | 12414559 | 1092471 | 2021
| petroleum | FALSE | 568 | N | . | Bridgeport Station | PSEG Power Connecticut LLC | 15452 | CT | NEW | NPCC |  | 22 | 2 | NAICS-22 Non-Cogen | CT | DFO | DFO | ISNE | 0 | 0 | 2021
Vintage2019 | natural gas combined cycle | TRUE | 568 | N | . | Bridgeport Station | PSEG Power Connecticut LLC | 15452 | CT | NEW | NPCC |  | 22 | 2 | NAICS-22 Non-Cogen | CT | NG | NG | ISNE | 12123695 | 2581214 | 2021
| petroleum | FALSE | 568 | N | . | Bridgeport Station | PSEG Power Connecticut LLC | 15452 | CT | NEW | NPCC |  | 22 | 2 | NAICS-22 Non-Cogen | CT | RFO | RFO | ISNE | 0 | 0 | 2021
| hard coal | FALSE | 568 | N | . | Bridgeport Station | PSEG Power Connecticut LLC | 15452 | CT | NEW | NPCC |  | 22 | 2 | NAICS-22 Non-Cogen | CT | SUB | COL | ISNE | 0 | 0 | 2021
| other | FALSE | 568 | N | . | Bridgeport Station | PSEG Power Connecticut LLC | 15452 | CT | NEW | NPCC |  | 22 | 2 | NAICS-22 Non-Cogen | GT | KER | WOO | ISNE | 0 | 0 | 2021
Vintage0 | petroleum | FALSE | 568 | N | . | Bridgeport Station | PSEG Power Connecticut LLC | 15452 | CT | NEW | NPCC |  | 22 | 2 | NAICS-22 Non-Cogen | ST | DFO | DFO | ISNE | 22716 | 1289.874 | 2021
| petroleum | FALSE | 568 | N | . | Bridgeport Station | PSEG Power Connecticut LLC | 15452 | CT | NEW | NPCC |  | 22 | 2 | NAICS-22 Non-Cogen | ST | RFO | RFO | ISNE | 0 | 0 | 2021
Vintage0 | hard coal | FALSE | 568 | N | . | Bridgeport Station | PSEG Power Connecticut LLC | 15452 | CT | NEW | NPCC |  | 22 | 2 | NAICS-22 Non-Cogen | ST | SUB | COL | ISNE | 2879622 | 244647.13 | 2021
Vintage1986 | hydro | TRUE | 579 | N | . | Central Hudson High Falls | Central Hudson Gas & Elec Corp | 3249 | NY | MAT | NPCC |  | 22 | 1 | Electric Utility | HY | WAT | HYC | NYIS | 53692 | 6071 | 2021
Vintage1972 | petroleum | TRUE | 581 | N | . | North Main Street | City of Norwich - (CT) | 13831 | CT | NEW | NPCC |  | 22 | 1 | Electric Utility | GT | DFO | DFO | ISNE | 3846 | 249 | 2021
Vintage1967 | hydro | TRUE | 583 | N | . | Tenth Street | City of Norwich - (CT) | 13831 | CT | NEW | NPCC |  | 22 | 1 | Electric Utility | HY | WAT | HYC | ISNE | 53514 | 6051 | 2021
Vintage1989 | hydro | TRUE | 584 | N | . | Navajo Dam | City of Farmington - (NM) | 6204 | NM | MTN | WECC |  | 22 | 1 | Electric Utility | HY | WAT | HYC | WACM | 710147 | 80297 | 2021
Vintage1984 | hydro | TRUE | 585 | N | . | Drop 1 | Imperial Irrigation District | 9216 | CA | PACC | WECC |  | 22 | 1 | Electric Utility | HY | WAT | HYC | IID | 92401 | 10448 | 2021
Vintage1984 | hydro | TRUE | 586 | N | . | East Highline | Imperial Irrigation District | 9216 | CA | PACC | WECC |  | 22 | 1 | Electric Utility | HY | WAT | HYC | IID | 27248 | 3081 | 2021
| petroleum | FALSE | 589 | N | . | J C McNeil | City of Burlington Electric - (VT) | 2548 | VT | NEW | NPCC |  | 22 | 1 | Electric Utility | ST | DFO | DFO | ISNE | 0 | 0 | 2021
Vintage0 | natural gas steam turbine | FALSE | 589 | N | . | J C McNeil | City of Burlington Electric - (VT) | 2548 | VT | NEW | NPCC |  | 22 | 1 | Electric Utility | ST | NG | NG | ISNE | 8234 | 553.581 | 2021
Vintage1984 | biomass | TRUE | 589 | N | . | J C McNeil | City of Burlington Electric - (VT) | 2548 | VT | NEW | NPCC |  | 22 | 1 | Electric Utility | ST | WDS | WWW | ISNE | 4078600 | 272801.42 | 2021
Vintage1973 | petroleum | TRUE | 591 | N | . | Christiana | Calpine Mid-Atlantic Generation LLC | 56609 | DE | SAT | RFC |  | 22 | 2 | NAICS-22 Non-Cogen | GT | DFO | DFO | PJM | 4464 | 160 | 2021
Vintage1968 | petroleum | TRUE | 592 | N | . | Delaware City 10 | Calpine Mid-Atlantic Generation LLC | 56609 | DE | SAT | RFC |  | 22 | 2 | NAICS-22 Non-Cogen | GT | DFO | DFO | PJM | 1597 | 70 | 2021
Vintage1963 | petroleum | TRUE | 593 | N | . | Edge Moor | Calpine Mid-Atlantic Generation LLC | 56609 | DE | SAT | RFC |  | 22 | 2 | NAICS-22 Non-Cogen | GT | DFO | DFO | PJM | 3734 | 139 | 2021
Vintage0 | petroleum | FALSE | 593 | N | . | Edge Moor | Calpine Mid-Atlantic Generation LLC | 56609 | DE | SAT | RFC |  | 22 | 2 | NAICS-22 Non-Cogen | ST | DFO | DFO | PJM | 635 | 51.785 | 2021
Vintage1973 | natural gas steam turbine | TRUE | 593 | N | . | Edge Moor | Calpine Mid-Atlantic Generation LLC | 56609 | DE | SAT | RFC |  | 22 | 2 | NAICS-22 Non-Cogen | ST | NG | NG | PJM | 3466578 | 288904.09 | 2021
Vintage0 | petroleum | FALSE | 593 | N | . | Edge Moor | Calpine Mid-Atlantic Generation LLC | 56609 | DE | SAT | RFC |  | 22 | 2 | NAICS-22 Non-Cogen | ST | RFO | RFO | PJM | 39705 | 3361.128 | 2021
Vintage1967 | petroleum | TRUE | 594 | N | . | Indian River Generating Station | Indian River Operations Inc | 9332 | DE | SAT | RFC |  | 22 | 2 | NAICS-22 Non-Cogen | GT | DFO | DFO | PJM | 11692 | 511 | 2021
Vintage1980 | hard coal | TRUE | 594 | N | . | Indian River Generating Station | Indian River Operations Inc | 9332 | DE | SAT | RFC |  | 22 | 2 | NAICS-22 Non-Cogen | ST | BIT | COL | PJM | 4541565 | 276729.37 | 2021
Vintage0 | petroleum | FALSE | 594 | N | . | Indian River Generating Station | Indian River Operations Inc | 9332 | DE | SAT | RFC |  | 22 | 2 | NAICS-22 Non-Cogen | ST | DFO | DFO | PJM | 132491 | 7769.63 | 2021
| petroleum | FALSE | 594 | N | . | Indian River Generating Station | Indian River Operations Inc | 9332 | DE | SAT | RFC |  | 22 | 2 | NAICS-22 Non-Cogen | ST | RFO | RFO | PJM | 0 | 0 | 2021
| hard coal | FALSE | 594 | N | . | Indian River Generating Station | Indian River Operations Inc | 9332 | DE | SAT | RFC |  | 22 | 2 | NAICS-22 Non-Cogen | ST | SUB | COL | PJM | 0 | 0 | 2021
Vintage1964 | petroleum | TRUE | 597 | N | . | West Station (DE) | Calpine Mid-Atlantic Generation LLC | 56609 | DE | SAT | RFC |  | 22 | 2 | NAICS-22 Non-Cogen | GT | DFO | DFO | PJM | 2246 | 43 | 2021
| petroleum | FALSE | 599 | N | . | McKee Run | NAES Corporation - (DE) | 54899 | DE | SAT | RFC |  | 22 | 2 | NAICS-22 Non-Cogen | ST | DFO | DFO | PJM | 0 | 0 | 2021
| natural gas steam turbine | FALSE | 599 | N | . | McKee Run | NAES Corporation - (DE) | 54899 | DE | SAT | RFC |  | 22 | 2 | NAICS-22 Non-Cogen | ST | NG | NG | PJM | 0 | 0 | 2021
Vintage1991 | hard coal | TRUE | 602 | N | . | Brandon Shores | Brandon Shores LLC | 60421 | MD | SAT | RFC |  | 22 | 2 | NAICS-22 Non-Cogen | ST | BIT | COL | PJM | 29111038 | 2437018.6 | 2021
Vintage0 | petroleum | FALSE | 602 | N | . | Brandon Shores | Brandon Shores LLC | 60421 | MD | SAT | RFC |  | 22 | 2 | NAICS-22 Non-Cogen | ST | DFO | DFO | PJM | 421541 | 33786.383 | 2021
| hard coal | FALSE | 602 | N | . | Brandon Shores | Brandon Shores LLC | 60421 | MD | SAT | RFC |  | 22 | 2 | NAICS-22 Non-Cogen | ST | RC | COL | PJM | 0 | 0 | 2021
Vintage0 | petroleum | FALSE | 607 | N | . | Fredonia | Puget Sound Energy Inc | 15500 | WA | PACC | WECC |  | 22 | 1 | Electric Utility | GT | DFO | DFO | PSEI | 4401 | 348.537 | 2021
Vintage2001 | natural gas peaker | TRUE | 607 | N | . | Fredonia | Puget Sound Energy Inc | 15500 | WA | PACC | WECC |  | 22 | 1 | Electric Utility | GT | NG | NG | PSEI | 4537635 | 386060.46 | 2021
| petroleum | FALSE | 609 | N | . | Cape Canaveral | Florida Power & Light Co | 6452 | FL | SAT | SERC |  | 22 | 1 | Electric Utility | CA | DFO | DFO | FPL | 0 | 3061.714 | 2021
| natural gas combined cycle | FALSE | 609 | N | . | Cape Canaveral | Florida Power & Light Co | 6452 | FL | SAT | SERC |  | 22 | 1 | Electric Utility | CA | NG | NG | FPL | 0 | 1346466.3 | 2021
Vintage0 | petroleum | FALSE | 609 | N | . | Cape Canaveral | Florida Power & Light Co | 6452 | FL | SAT | SERC |  | 22 | 1 | Electric Utility | CT | DFO | DFO | FPL | 108155 | 12931.97 | 2021
Vintage2013 | natural gas combined cycle | TRUE | 609 | N | . | Cape Canaveral | Florida Power & Light Co | 6452 | FL | SAT | SERC |  | 22 | 1 | Electric Utility | CT | NG | NG | FPL | 40116216 | 4607978 | 2021
| petroleum | FALSE | 612 | N | . | Fort Myers | Florida Power & Light Co | 6452 | FL | SAT | SERC |  | 22 | 1 | Electric Utility | CA | DFO | DFO | FPL | 0 | 0 | 2021
Vintage1969 | natural gas combined cycle | TRUE | 612 | N | . | Fort Myers | Florida Power & Light Co | 6452 | FL | SAT | SERC |  | 22 | 1 | Electric Utility | CA | NG | NG | FPL | 2167137 | 3184776 | 2021
| petroleum | FALSE | 612 | N | . | Fort Myers | Florida Power & Light Co | 6452 | FL | SAT | SERC |  | 22 | 1 | Electric Utility | CT | DFO | DFO | FPL | 0 | 0 | 2021
Vintage2001 | natural gas combined cycle | TRUE | 612 | N | . | Fort Myers | Florida Power & Light Co | 6452 | FL | SAT | SERC |  | 22 | 1 | Electric Utility | CT | NG | NG | FPL | 66262329 | 6404571 | 2021
Vintage1974 | petroleum | TRUE | 612 | N | . | Fort Myers | Florida Power & Light Co | 6452 | FL | SAT | SERC |  | 22 | 1 | Electric Utility | GT | DFO | DFO | FPL | 114879 | 10193.222 | 2021
Vintage2016 | natural gas peaker | TRUE | 612 | N | . | Fort Myers | Florida Power & Light Co | 6452 | FL | SAT | SERC |  | 22 | 1 | Electric Utility | GT | NG | NG | FPL | 2696707 | 242136.78 | 2021
Vintage0 | petroleum | FALSE | 613 | N | . | Lauderdale | Florida Power & Light Co | 6452 | FL | SAT | SERC |  | 22 | 1 | Electric Utility | GT | DFO | DFO | FPL | 16511 | 1552.708 | 2021
Vintage2016 | natural gas peaker | TRUE | 613 | N | . | Lauderdale | Florida Power & Light Co | 6452 | FL | SAT | SERC |  | 22 | 1 | Electric Utility | GT | NG | NG | FPL | 3837398 | 361250.29 | 2021
| petroleum | FALSE | 617 | N | . | Port Everglades | Florida Power & Light Co | 6452 | FL | SAT | SERC |  | 22 | 1 | Electric Utility | CA | DFO | DFO | FPL | 0 | 3458.817 | 2021
| natural gas combined cycle | FALSE | 617 | N | . | Port Everglades | Florida Power & Light Co | 6452 | FL | SAT | SERC |  | 22 | 1 | Electric Utility | CA | NG | NG | FPL | 0 | 2296292.2 | 2021
Vintage0 | petroleum | FALSE | 617 | N | . | Port Everglades | Florida Power & Light Co | 6452 | FL | SAT | SERC |  | 22 | 1 | Electric Utility | CT | DFO | DFO | FPL | 109080 | 12700.855 | 2021
Vintage2016 | natural gas combined cycle | TRUE | 617 | N | . | Port Everglades | Florida Power & Light Co | 6452 | FL | SAT | SERC |  | 22 | 1 | Electric Utility | CT | NG | NG | FPL | 46135690 | 4603460.1 | 2021
| petroleum | FALSE | 617 | N | . | Port Everglades | Florida Power & Light Co | 6452 | FL | SAT | SERC |  | 22 | 1 | Electric Utility | GT | DFO | DFO | FPL | 0 | 0 | 2021
| natural gas peaker | FALSE | 617 | N | . | Port Everglades | Florida Power & Light Co | 6452 | FL | SAT | SERC |  | 22 | 1 | Electric Utility | GT | NG | NG | FPL | 0 | 0 | 2021
| petroleum | FALSE | 619 | N | . | Riviera | Florida Power & Light Co | 6452 | FL | SAT | SERC |  | 22 | 1 | Electric Utility | CA | DFO | DFO | FPL | 0 | 6818.073 | 2021
| natural gas combined cycle | FALSE | 619 | N | . | Riviera | Florida Power & Light Co | 6452 | FL | SAT | SERC |  | 22 | 1 | Electric Utility | CA | NG | NG | FPL | 0 | 1838393.9 | 2021
Vintage0 | petroleum | FALSE | 619 | N | . | Riviera | Florida Power & Light Co | 6452 | FL | SAT | SERC |  | 22 | 1 | Electric Utility | CT | DFO | DFO | FPL | 158865 | 16883.633 | 2021
Vintage2014 | natural gas combined cycle | TRUE | 619 | N | . | Riviera | Florida Power & Light Co | 6452 | FL | SAT | SERC |  | 22 | 1 | Electric Utility | CT | NG | NG | FPL | 37740018 | 3825861.4 | 2021
| petroleum | FALSE | 619 | N | . | Riviera | Florida Power & Light Co | 6452 | FL | SAT | SERC |  | 22 | 1 | Electric Utility | CT | RFO | RFO | FPL | 0 | 0 | 2021
| petroleum | FALSE | 620 | N | . | Sanford | Florida Power & Light Co | 6452 | FL | SAT | SERC |  | 22 | 1 | Electric Utility | CA | DFO | DFO | FPL | 0 | 0 | 2021
| natural gas combined cycle | FALSE | 620 | N | . | Sanford | Florida Power & Light Co | 6452 | FL | SAT | SERC |  | 22 | 1 | Electric Utility | CA | NG | NG | FPL | 0 | 3059027 | 2021
| petroleum | FALSE | 620 | N | . | Sanford | Florida Power & Light Co | 6452 | FL | SAT | SERC |  | 22 | 1 | Electric Utility | CT | DFO | DFO | FPL | 0 | 0 | 2021
Vintage2003 | natural gas combined cycle | TRUE | 620 | N | . | Sanford | Florida Power & Light Co | 6452 | FL | SAT | SERC |  | 22 | 1 | Electric Utility | CT | NG | NG | FPL | 65387124 | 5986050 | 2021
| petroleum | FALSE | 621 | N | . | Turkey Point | Florida Power & Light Co | 6452 | FL | SAT | SERC |  | 22 | 1 | Electric Utility | CA | DFO | DFO | FPL | 0 | 870.593 | 2021
| natural gas combined cycle | FALSE | 621 | N | . | Turkey Point | Florida Power & Light Co | 6452 | FL | SAT | SERC |  | 22 | 1 | Electric Utility | CA | NG | NG | FPL | 0 | 913493.41 | 2021
Vintage0 | petroleum | FALSE | 621 | N | . | Turkey Point | Florida Power & Light Co | 6452 | FL | SAT | SERC |  | 22 | 1 | Electric Utility | CT | DFO | DFO | FPL | 34778 | 4010.327 | 2021
Vintage2007 | natural gas combined cycle | TRUE | 621 | N | . | Turkey Point | Florida Power & Light Co | 6452 | FL | SAT | SERC |  | 22 | 1 | Electric Utility | CT | NG | NG | FPL | 38836746 | 4517960.7 | 2021
| natural gas steam turbine | FALSE | 621 | N | . | Turkey Point | Florida Power & Light Co | 6452 | FL | SAT | SERC |  | 22 | 1 | Electric Utility | ST | NG | NG | FPL | 0 | 0 | 2021
Vintage1973 | nuclear | TRUE | 621 | N | 4 | Turkey Point | Florida Power & Light Co | 6452 | FL | SAT | SERC |  | 22 | 1 | Electric Utility | ST | NUC | NUC | FPL | 79153047 | 7589624 | 2021
Vintage1973 | nuclear | TRUE | 621 | N | 3 | Turkey Point | Florida Power & Light Co | 6452 | FL | SAT | SERC |  | 22 | 1 | Electric Utility | ST | NUC | NUC | FPL | 65859640 | 6314980 | 2021
| petroleum | FALSE | 621 | N | . | Turkey Point | Florida Power & Light Co | 6452 | FL | SAT | SERC |  | 22 | 1 | Electric Utility | ST | RFO | RFO | FPL | 0 | 0 | 2021
Vintage1995 | hydro | TRUE | 622 | N | . | South Fork Tolt | City of Seattle - (WA) | 16868 | WA | PACC | WECC |  | 22 | 1 | Electric Utility | HY | WAT | HYC | SCL | 481008 | 54388 | 2021
Vintage1983 | hydro | TRUE | 625 | N | . | Upper Mechanicville | New York State Elec & Gas Corp | 13511 | NY | MAT | NPCC |  | 22 | 1 | Electric Utility | HY | WAT | HYC | NYIS | 385368 | 43574 | 2021
Vintage1985 | hydro | TRUE | 626 | N | . | Oak Flat | Pacific Gas & Electric Co. | 14328 | CA | PACC | WECC |  | 22 | 1 | Electric Utility | HY | WAT | HYC | CISO | 26416 | 2987 | 2021
Vintage1973 | petroleum | TRUE | 627 | N | . | Bayboro | Duke Energy Florida, LLC | 6455 | FL | SAT | SERC |  | 22 | 1 | Electric Utility | GT | DFO | DFO | FPC | 46669 | 5300 | 2021
Vintage2018 | natural gas combined cycle | TRUE | 628 | N | . | Crystal River | Duke Energy Florida, LLC | 6455 | FL | SAT | SERC |  | 22 | 1 | Electric Utility | CA | NG | NG | FPC | 2934167 | 4183621 | 2021
Vintage2018 | natural gas combined cycle | TRUE | 628 | N | . | Crystal River | Duke Energy Florida, LLC | 6455 | FL | SAT | SERC |  | 22 | 1 | Electric Utility | CT | NG | NG | FPC | 72609289 | 6931429 | 2021
Vintage1984 | hard coal | TRUE | 628 | N | . | Crystal River | Duke Energy Florida, LLC | 6455 | FL | SAT | SERC |  | 22 | 1 | Electric Utility | ST | BIT | COL | FPC | 53899969 | 5015522.9 | 2021
Vintage0 | petroleum | FALSE | 628 | N | . | Crystal River | Duke Energy Florida, LLC | 6455 | FL | SAT | SERC |  | 22 | 1 | Electric Utility | ST | DFO | DFO | FPC | 294012 | 26780.131 | 2021
Vintage1986 | hydro | TRUE | 632 | N | . | Newcastle | Pacific Gas & Electric Co. | 14328 | CA | PACC | WECC |  | 22 | 1 | Electric Utility | HY | WAT | HYC | CISO | 50943 | 5760 | 2021
| petroleum | FALSE | 634 | N | . | P L Bartow | Duke Energy Florida, LLC | 6455 | FL | SAT | SERC |  | 22 | 1 | Electric Utility | CA | DFO | DFO | FPC | 0 | 0 | 2021
Vintage2009 | natural gas combined cycle | TRUE | 634 | N | . | P L Bartow | Duke Energy Florida, LLC | 6455 | FL | SAT | SERC |  | 22 | 1 | Electric Utility | CA | NG | NG | FPC | 1446975 | 1833592 | 2021
| petroleum | FALSE | 634 | N | . | P L Bartow | Duke Energy Florida, LLC | 6455 | FL | SAT | SERC |  | 22 | 1 | Electric Utility | CT | DFO | DFO | FPC | 0 | 0 | 2021
Vintage2009 | natural gas combined cycle | TRUE | 634 | N | . | P L Bartow | Duke Energy Florida, LLC | 6455 | FL | SAT | SERC |  | 22 | 1 | Electric Utility | CT | NG | NG | FPC | 39132529 | 3410871 | 2021
| petroleum | FALSE | 634 | N | . | P L Bartow | Duke Energy Florida, LLC | 6455 | FL | SAT | SERC |  | 22 | 1 | Electric Utility | CT | RFO | RFO | FPC | 0 | 0 | 2021
Vintage1972 | petroleum | TRUE | 634 | N | . | P L Bartow | Duke Energy Florida, LLC | 6455 | FL | SAT | SERC |  | 22 | 1 | Electric Utility | GT | DFO | DFO | FPC | 146283 | 9624.155 | 2021
Vintage1972 | natural gas peaker | TRUE | 634 | N | . | P L Bartow | Duke Energy Florida, LLC | 6455 | FL | SAT | SERC |  | 22 | 1 | Electric Utility | GT | NG | NG | FPC | 368696 | 23719.845 | 2021
Vintage1980 | petroleum | TRUE | 638 | N | . | Suwannee River | Duke Energy Florida, LLC | 6455 | FL | SAT | SERC |  | 22 | 1 | Electric Utility | GT | DFO | DFO | FPC | 32163 | 2270.076 | 2021
Vintage1980 | natural gas peaker | TRUE | 638 | N | . | Suwannee River | Duke Energy Florida, LLC | 6455 | FL | SAT | SERC |  | 22 | 1 | Electric Utility | GT | NG | NG | FPC | 835061 | 58944.924 | 2021
| petroleum | FALSE | 638 | N | . | Suwannee River | Duke Energy Florida, LLC | 6455 | FL | SAT | SERC |  | 22 | 1 | Electric Utility | GT | RFO | RFO | FPC | 0 | 0 | 2021
| natural gas peaker | FALSE | 641 | N | . | Gulf Clean Energy Center | Gulf Power Co | 7801 | FL | SAT | SERC |  | 22 | 1 | Electric Utility | GT | NG | NG | SOCO | 0 | 0 | 2021
| hard coal | FALSE | 641 | N | . | Gulf Clean Energy Center | Gulf Power Co | 7801 | FL | SAT | SERC |  | 22 | 1 | Electric Utility | ST | BIT | COL | SOCO | 0 | -2688.936 | 2021
Vintage0 | petroleum | FALSE | 641 | N | . | Gulf Clean Energy Center | Gulf Power Co | 7801 | FL | SAT | SERC |  | 22 | 1 | Electric Utility | ST | DFO | DFO | SOCO | 588 | 49.196 | 2021
Vintage1973 | natural gas steam turbine | TRUE | 641 | N | . | Gulf Clean Energy Center | Gulf Power Co | 7801 | FL | SAT | SERC |  | 22 | 1 | Electric Utility | ST | NG | NG | SOCO | 19029596 | 1559494.7 | 2021
Vintage2002 | natural gas combined cycle | TRUE | 643 | N | . | Lansing Smith | Gulf Power Co | 7801 | FL | SAT | SERC |  | 22 | 1 | Electric Utility | CA | NG | NG | SOCO | 24465579 | 1559750 | 2021
Vintage2002 | natural gas combined cycle | TRUE | 643 | N | . | Lansing Smith | Gulf Power Co | 7801 | FL | SAT | SERC |  | 22 | 1 | Electric Utility | CT | NG | NG | SOCO | 8456536 | 3148511 | 2021
Vintage1971 | petroleum | TRUE | 643 | N | . | Lansing Smith | Gulf Power Co | 7801 | FL | SAT | SERC |  | 22 | 1 | Electric Utility | GT | DFO | DFO | SOCO | 3682 | 137 | 2021
| petroleum | FALSE | 645 | N | . | Big Bend | Tampa Electric Co | 18454 | FL | SAT | SERC |  | 22 | 1 | Electric Utility | GT | DFO | DFO | TEC | 0 | 0 | 2021
Vintage2021 | natural gas peaker | TRUE | 645 | N | . | Big Bend | Tampa Electric Co | 18454 | FL | SAT | SERC |  | 22 | 1 | Electric Utility | GT | NG | NG | TEC | 1305476 | 140057 | 2021
Vintage2017 | solar pv | TRUE | 645 | N | . | Big Bend | Tampa Electric Co | 18454 | FL | SAT | SERC |  | 22 | 1 | Electric Utility | PV | SUN | SUN | TEC | 333869 | 37751 | 2021
Vintage1985 | hard coal | TRUE | 645 | N | . | Big Bend | Tampa Electric Co | 18454 | FL | SAT | SERC |  | 22 | 1 | Electric Utility | ST | BIT | COL | TEC | 15410654 | 1327008 | 2021
| petroleum | FALSE | 645 | N | . | Big Bend | Tampa Electric Co | 18454 | FL | SAT | SERC |  | 22 | 1 | Electric Utility | ST | DFO | DFO | TEC | 0 | 0 | 2021
Vintage1976 | natural gas steam turbine | TRUE | 645 | N | . | Big Bend | Tampa Electric Co | 18454 | FL | SAT | SERC |  | 22 | 1 | Electric Utility | ST | NG | NG | TEC | 21082567 | 1774251 | 2021
| petroleum | FALSE | 645 | N | . | Big Bend | Tampa Electric Co | 18454 | FL | SAT | SERC |  | 22 | 1 | Electric Utility | ST | PC | PC | TEC | 0 | 0 | 2021
Vintage1989 | nuclear | TRUE | 649 | N | 2 | Vogtle | Georgia Power Co | 7140 | GA | SAT | SERC |  | 22 | 1 | Electric Utility | ST | NUC | NUC | SOCO | 107876451 | 10343780 | 2021
Vintage1989 | nuclear | TRUE | 649 | N | 1 | Vogtle | Georgia Power Co | 7140 | GA | SAT | SERC |  | 22 | 1 | Electric Utility | ST | NUC | NUC | SOCO | 98483450 | 9443128 | 2021
Vintage0 | petroleum | FALSE | 663 | N | . | Deerhaven Generating Station | Gainesville Regional Utilities | 6909 | FL | SAT | SERC |  | 22 | 1 | Electric Utility | GT | DFO | DFO | GVL | 892 | 25.895 | 2021
Vintage1996 | natural gas peaker | TRUE | 663 | N | . | Deerhaven Generating Station | Gainesville Regional Utilities | 6909 | FL | SAT | SERC |  | 22 | 1 | Electric Utility | GT | NG | NG | GVL | 198499 | 11437.105 | 2021
Vintage0 | hard coal | FALSE | 663 | N | . | Deerhaven Generating Station | Gainesville Regional Utilities | 6909 | FL | SAT | SERC |  | 22 | 1 | Electric Utility | ST | BIT | COL | GVL | 3903911 | 306945.77 | 2021
Vintage1981 | natural gas steam turbine | TRUE | 663 | N | . | Deerhaven Generating Station | Gainesville Regional Utilities | 6909 | FL | SAT | SERC |  | 22 | 1 | Electric Utility | ST | NG | NG | GVL | 7090724 | 550867.12 | 2021
Vintage0 | petroleum | FALSE | 663 | N | . | Deerhaven Generating Station | Gainesville Regional Utilities | 6909 | FL | SAT | SERC |  | 22 | 1 | Electric Utility | ST | RFO | RFO | GVL | 76433 | 6118.111 | 2021
| petroleum | FALSE | 664 | N | . | John R Kelly | Gainesville Regional Utilities | 6909 | FL | SAT | SERC |  | 22 | 1 | Electric Utility | CA | DFO | DFO | GVL | 0 | 0 | 2021
| natural gas combined cycle | FALSE | 664 | N | . | John R Kelly | Gainesville Regional Utilities | 6909 | FL | SAT | SERC |  | 22 | 1 | Electric Utility | CA | NG | NG | GVL | 0 | 126801 | 2021
| petroleum | FALSE | 664 | N | . | John R Kelly | Gainesville Regional Utilities | 6909 | FL | SAT | SERC |  | 22 | 1 | Electric Utility | CT | DFO | DFO | GVL | 0 | 0 | 2021
Vintage2001 | natural gas combined cycle | TRUE | 664 | N | . | John R Kelly | Gainesville Regional Utilities | 6909 | FL | SAT | SERC |  | 22 | 1 | Electric Utility | CT | NG | NG | GVL | 3675665 | 284453 | 2021
| petroleum | FALSE | 664 | N | . | John R Kelly | Gainesville Regional Utilities | 6909 | FL | SAT | SERC |  | 22 | 1 | Electric Utility | CT | RFO | RFO | GVL | 0 | 0 | 2021
Vintage2013 | petroleum | FALSE | 665 | N | . | G W Ivey | City of Homestead - (FL) | 8795 | FL | SAT | SERC |  | 22 | 1 | Electric Utility | IC | DFO | DFO | HST | 1904 | -367.922 | 2021
Vintage0 | natural gas peaker | FALSE | 665 | N | . | G W Ivey | City of Homestead - (FL) | 8795 | FL | SAT | SERC |  | 22 | 1 | Electric Utility | IC | NG | NG | HST | 1604 | -310.078 | 2021
| petroleum | FALSE | 666 | N | . | J D Kennedy | JEA | 9617 | FL | SAT | SERC |  | 22 | 1 | Electric Utility | GT | DFO | DFO | JEA | 0 | 0 | 2021
Vintage2009 | natural gas peaker | TRUE | 666 | N | . | J D Kennedy | JEA | 9617 | FL | SAT | SERC |  | 22 | 1 | Electric Utility | GT | NG | NG | JEA | 3135176 | 276114 | 2021
Vintage1975 | petroleum | TRUE | 667 | N | . | Northside Generating Station | JEA | 9617 | FL | SAT | SERC |  | 22 | 1 | Electric Utility | GT | DFO | DFO | JEA | 51939 | 2887 | 2021
Vintage1972 | hard coal | TRUE | 667 | N | . | Northside Generating Station | JEA | 9617 | FL | SAT | SERC |  | 22 | 1 | Electric Utility | ST | BIT | COL | JEA | 6242144 | 581980.05 | 2021
| biomass | FALSE | 667 | N | . | Northside Generating Station | JEA | 9617 | FL | SAT | SERC |  | 22 | 1 | Electric Utility | ST | LFG | MLG | JEA | 0 | 0 | 2021
Vintage1977 | natural gas steam turbine | TRUE | 667 | N | . | Northside Generating Station | JEA | 9617 | FL | SAT | SERC |  | 22 | 1 | Electric Utility | ST | NG | NG | JEA | 19327681 | 1791494.5 | 2021
Vintage0 | petroleum | FALSE | 667 | N | . | Northside Generating Station | JEA | 9617 | FL | SAT | SERC |  | 22 | 1 | Electric Utility | ST | PC | PC | JEA | 8690439 | 808653.32 | 2021
Vintage0 | petroleum | FALSE | 667 | N | . | Northside Generating Station | JEA | 9617 | FL | SAT | SERC |  | 22 | 1 | Electric Utility | ST | RFO | RFO | JEA | 115763 | 10906.562 | 2021
Vintage0 | biomass | FALSE | 667 | N | . | Northside Generating Station | JEA | 9617 | FL | SAT | SERC |  | 22 | 1 | Electric Utility | ST | WDS | WWW | JEA | 145387 | 13895.601 | 2021
| petroleum | FALSE | 673 | N | . | Tom G Smith | City of Lake Worth Beach - (FL) | 10620 | FL | SAT | SERC |  | 22 | 1 | Electric Utility | CA | DFO | DFO | FMPP | 0 | -3.658 | 2021
| natural gas combined cycle | FALSE | 673 | N | . | Tom G Smith | City of Lake Worth Beach - (FL) | 10620 | FL | SAT | SERC |  | 22 | 1 | Electric Utility | CA | NG | NG | FMPP | 0 | 44.658 | 2021
| petroleum | FALSE | 673 | N | . | Tom G Smith | City of Lake Worth Beach - (FL) | 10620 | FL | SAT | SERC |  | 22 | 1 | Electric Utility | CT | DFO | DFO | FMPP | 0 | -1.263 | 2021
Vintage1978 | natural gas combined cycle | TRUE | 673 | N | . | Tom G Smith | City of Lake Worth Beach - (FL) | 10620 | FL | SAT | SERC |  | 22 | 1 | Electric Utility | CT | NG | NG | FMPP | 30627 | 1957.263 | 2021
Vintage1976 | petroleum | TRUE | 673 | N | . | Tom G Smith | City of Lake Worth Beach - (FL) | 10620 | FL | SAT | SERC |  | 22 | 1 | Electric Utility | GT | DFO | DFO | FMPP | 3203 | 2230 | 2021
Vintage1965 | petroleum | FALSE | 673 | N | . | Tom G Smith | City of Lake Worth Beach - (FL) | 10620 | FL | SAT | SERC |  | 22 | 1 | Electric Utility | IC | DFO | DFO | FMPP | 694 | -2 | 2021
Vintage1967 | natural gas steam turbine | TRUE | 673 | N | . | Tom G Smith | City of Lake Worth Beach - (FL) | 10620 | FL | SAT | SERC |  | 22 | 1 | Electric Utility | ST | NG | NG | FMPP | 9021 | 396 | 2021
| petroleum | FALSE | 673 | N | . | Tom G Smith | City of Lake Worth Beach - (FL) | 10620 | FL | SAT | SERC |  | 22 | 1 | Electric Utility | ST | RFO | RFO | FMPP | 0 | 0 | 2021
| petroleum | FALSE | 675 | N | . | Larsen Memorial | City of Lakeland - (FL) | 10623 | FL | SAT | SERC |  | 22 | 1 | Electric Utility | CA | DFO | DFO | FMPP | 0 | 181.599 | 2021
| natural gas combined cycle | FALSE | 675 | N | . | Larsen Memorial | City of Lakeland - (FL) | 10623 | FL | SAT | SERC |  | 22 | 1 | Electric Utility | CA | NG | NG | FMPP | 0 | 35689.401 | 2021
Vintage0 | petroleum | FALSE | 675 | N | . | Larsen Memorial | City of Lakeland - (FL) | 10623 | FL | SAT | SERC |  | 22 | 1 | Electric Utility | CT | DFO | DFO | FMPP | 7621 | 546.031 | 2021
| other | FALSE | 675 | N | . | Larsen Memorial | City of Lakeland - (FL) | 10623 | FL | SAT | SERC |  | 22 | 1 | Electric Utility | CT | KER | WOO | FMPP | 0 | 0 | 2021
Vintage1992 | natural gas combined cycle | TRUE | 675 | N | . | Larsen Memorial | City of Lakeland - (FL) | 10623 | FL | SAT | SERC |  | 22 | 1 | Electric Utility | CT | NG | NG | FMPP | 1524701 | 105726.97 | 2021
| petroleum | FALSE | 675 | N | . | Larsen Memorial | City of Lakeland - (FL) | 10623 | FL | SAT | SERC |  | 22 | 1 | Electric Utility | CT | RFO | RFO | FMPP | 0 | 0 | 2021
| petroleum | FALSE | 675 | N | . | Larsen Memorial | City of Lakeland - (FL) | 10623 | FL | SAT | SERC |  | 22 | 1 | Electric Utility | GT | DFO | DFO | FMPP | 0 | 0 | 2021
| natural gas peaker | FALSE | 675 | N | . | Larsen Memorial | City of Lakeland - (FL) | 10623 | FL | SAT | SERC |  | 22 | 1 | Electric Utility | GT | NG | NG | FMPP | 0 | 0 | 2021
| natural gas combined cycle | FALSE | 676 | N | . | C D McIntosh Jr | City of Lakeland - (FL) | 10623 | FL | SAT | SERC |  | 22 | 1 | Electric Utility | CA | NG | NG | FMPP | 0 | 730933 | 2021
| hard coal | FALSE | 676 | N | . | C D McIntosh Jr | City of Lakeland - (FL) | 10623 | FL | SAT | SERC |  | 22 | 1 | Electric Utility | CT | BIT | COL | FMPP | 0 | 0 | 2021
Vintage2001 | natural gas combined cycle | TRUE | 676 | N | . | C D McIntosh Jr | City of Lakeland - (FL) | 10623 | FL | SAT | SERC |  | 22 | 1 | Electric Utility | CT | NG | NG | FMPP | 14876439 | 1315952 | 2021
| petroleum | FALSE | 676 | N | . | C D McIntosh Jr | City of Lakeland - (FL) | 10623 | FL | SAT | SERC |  | 22 | 1 | Electric Utility | CT | RFO | RFO | FMPP | 0 | 0 | 2021
Vintage0 | petroleum | FALSE | 676 | N | . | C D McIntosh Jr | City of Lakeland - (FL) | 10623 | FL | SAT | SERC |  | 22 | 1 | Electric Utility | GT | DFO | DFO | FMPP | 202 | 15.198 | 2021
Vintage2020 | natural gas peaker | TRUE | 676 | N | . | C D McIntosh Jr | City of Lakeland - (FL) | 10623 | FL | SAT | SERC |  | 22 | 1 | Electric Utility | GT | NG | NG | FMPP | 134180 | 9924.802 | 2021
| petroleum | FALSE | 676 | N | . | C D McIntosh Jr | City of Lakeland - (FL) | 10623 | FL | SAT | SERC |  | 22 | 1 | Electric Utility | IC | DFO | DFO | FMPP | 0 | 0 | 2021
Vintage0 | hard coal | FALSE | 676 | N | . | C D McIntosh Jr | City of Lakeland - (FL) | 10623 | FL | SAT | SERC |  | 22 | 1 | Electric Utility | ST | BIT | COL | FMPP | 4557505 | 391540.2 | 2021
Vintage0 | natural gas steam turbine | FALSE | 676 | N | . | C D McIntosh Jr | City of Lakeland - (FL) | 10623 | FL | SAT | SERC |  | 22 | 1 | Electric Utility | ST | NG | NG | FMPP | 547537 | 47105.798 | 2021
| petroleum | FALSE | 676 | N | . | C D McIntosh Jr | City of Lakeland - (FL) | 10623 | FL | SAT | SERC |  | 22 | 1 | Electric Utility | ST | RFO | RFO | FMPP | 0 | 0 | 2021
Vintage1983 | hydro | TRUE | 678 | N | . | W K Sanders | Village of Morrisville - (VT) | 12989 | VT | NEW | NPCC |  | 22 | 1 | Electric Utility | HY | WAT | HYC | ISNE | 3494 | 395 | 2021
Vintage1983 | hydro | TRUE | 682 | N | . | Kerckhoff 2 | Pacific Gas & Electric Co. | 14328 | CA | PACC | WECC |  | 22 | 1 | Electric Utility | HY | WAT | HYC | CISO | 1116944 | 126294 | 2021
Vintage0 | petroleum | FALSE | 683 | N | . | Indian River Plant | Orlando Utilities Comm | 14610 | FL | SAT | SERC |  | 22 | 1 | Electric Utility | GT | DFO | DFO | FMPP | 17864 | 90.137 | 2021
Vintage1992 | natural gas peaker | TRUE | 683 | N | . | Indian River Plant | Orlando Utilities Comm | 14610 | FL | SAT | SERC |  | 22 | 1 | Electric Utility | GT | NG | NG | FMPP | 585602 | 2953.861 | 2021
| petroleum | FALSE | 688 | N | . | Arvah B Hopkins | City of Tallahassee - (FL) | 18445 | FL | SAT | SERC |  | 22 | 1 | Electric Utility | CA | DFO | DFO | TAL | 0 | 35.434 | 2021
Vintage1977 | natural gas combined cycle | TRUE | 688 | N | . | Arvah B Hopkins | City of Tallahassee - (FL) | 18445 | FL | SAT | SERC |  | 22 | 1 | Electric Utility | CA | NG | NG | TAL | 4992 | 398781.57 | 2021
Vintage0 | petroleum | FALSE | 688 | N | . | Arvah B Hopkins | City of Tallahassee - (FL) | 18445 | FL | SAT | SERC |  | 22 | 1 | Electric Utility | CT | DFO | DFO | TAL | 885 | 72.263 | 2021
Vintage2008 | natural gas combined cycle | TRUE | 688 | N | . | Arvah B Hopkins | City of Tallahassee - (FL) | 18445 | FL | SAT | SERC |  | 22 | 1 | Electric Utility | CT | NG | NG | TAL | 9338815 | 781412.74 | 2021
Vintage0 | petroleum | FALSE | 688 | N | . | Arvah B Hopkins | City of Tallahassee - (FL) | 18445 | FL | SAT | SERC |  | 22 | 1 | Electric Utility | GT | DFO | DFO | TAL | 16232 | 1425.358 | 2021
Vintage2005 | natural gas peaker | TRUE | 688 | N | . | Arvah B Hopkins | City of Tallahassee - (FL) | 18445 | FL | SAT | SERC |  | 22 | 1 | Electric Utility | GT | NG | NG | TAL | 271592 | 21151.642 | 2021
Vintage2020 | natural gas peaker | TRUE | 688 | N | . | Arvah B Hopkins | City of Tallahassee - (FL) | 18445 | FL | SAT | SERC |  | 22 | 1 | Electric Utility | IC | NG | NG | TAL | 1785764 | 208955 | 2021
| petroleum | FALSE | 689 | N | . | S O Purdom | City of Tallahassee - (FL) | 18445 | FL | SAT | SERC |  | 22 | 1 | Electric Utility | CA | DFO | DFO | TAL | 0 | 0 | 2021
| natural gas combined cycle | FALSE | 689 | N | . | S O Purdom | City of Tallahassee - (FL) | 18445 | FL | SAT | SERC |  | 22 | 1 | Electric Utility | CA | NG | NG | TAL | 0 | 477823 | 2021
| petroleum | FALSE | 689 | N | . | S O Purdom | City of Tallahassee - (FL) | 18445 | FL | SAT | SERC |  | 22 | 1 | Electric Utility | CT | DFO | DFO | TAL | 0 | 0 | 2021
Vintage2000 | natural gas combined cycle | TRUE | 689 | N | . | S O Purdom | City of Tallahassee - (FL) | 18445 | FL | SAT | SERC |  | 22 | 1 | Electric Utility | CT | NG | NG | TAL | 10418372 | 860767 | 2021
| petroleum | FALSE | 689 | N | . | S O Purdom | City of Tallahassee - (FL) | 18445 | FL | SAT | SERC |  | 22 | 1 | Electric Utility | GT | DFO | DFO | TAL | 0 | 0 | 2021
| natural gas peaker | FALSE | 689 | N | . | S O Purdom | City of Tallahassee - (FL) | 18445 | FL | SAT | SERC |  | 22 | 1 | Electric Utility | GT | NG | NG | TAL | 0 | 0 | 2021
Vintage2003 | hydro | TRUE | 690 | N | . | J Woodruff | USCE-Mobile District | 27813 | FL | SAT | SERC |  | 22 | 1 | Electric Utility | HY | WAT | HYC | FPL | 2225212 | 251607 | 2021
Vintage2000 | onshore wind | TRUE | 692 | N | . | Medicine Bow | SRIV Partnership LLC | 62042 | WY | MTN | WECC |  | 22 | 2 | NAICS-22 Non-Cogen | WT | WND | WND | WAUW | 160021 | 18094 | 2021
Vintage2001 | petroleum | FALSE | 696 | N | . | Marathon Generating Plant | Florida Keys El Coop Assn, Inc | 6443 | FL | SAT | SERC |  | 22 | 1 | Electric Utility | IC | DFO | DFO | FPL | 1378 | -239 | 2021
Vintage1975 | petroleum | TRUE | 698 | N | . | Trenton North | Trenton Municipal Utilities - (MO) | 19150 | MO | WNC | SERC |  | 22 | 1 | Electric Utility | IC | DFO | DFO | SWPP | 5272 | 482 | 2021
Vintage1985 | hydro | TRUE | 702 | N | . | Bartletts Ferry | Georgia Power Co | 7140 | AL | ESC | SERC |  | 22 | 1 | Electric Utility | HY | WAT | HYC | SOCO | 4109779 | 464697 | 2021
Vintage1975 | hard coal | TRUE | 703 | N | . | Bowen | Georgia Power Co | 7140 | GA | SAT | SERC |  | 22 | 1 | Electric Utility | ST | BIT | COL | SOCO | 92743136 | 9432180.5 | 2021
Vintage0 | petroleum | FALSE | 703 | N | . | Bowen | Georgia Power Co | 7140 | GA | SAT | SERC |  | 22 | 1 | Electric Utility | ST | DFO | DFO | SOCO | 201553 | 19925.515 | 2021
Vintage1927 | hydro | TRUE | 704 | N | . | Burton Dam | Georgia Power Co | 7140 | GA | SAT | SERC |  | 22 | 1 | Electric Utility | HY | WAT | HYC | SOCO | 259624 | 29356 | 2021
Vintage1925 | hydro | TRUE | 706 | N | . | Flint River | Georgia Power Co | 7140 | GA | SAT | SERC |  | 22 | 1 | Electric Utility | HY | WAT | HYC | SOCO | 375401 | 42447 | 2021
Vintage2005 | hydro | TRUE | 707 | N | . | Goat Rock | Georgia Power Co | 7140 | AL | ESC | SERC |  | 22 | 1 | Electric Utility | HY | WAT | HYC | SOCO | 1578928 | 178531 | 2021
| petroleum | FALSE | 710 | N | . | Jack McDonough | Georgia Power Co | 7140 | GA | SAT | SERC |  | 22 | 1 | Electric Utility | CA | DFO | DFO | SOCO | 0 | 494.438 | 2021
Vintage2012 | natural gas combined cycle | TRUE | 710 | N | . | Jack McDonough | Georgia Power Co | 7140 | GA | SAT | SERC |  | 22 | 1 | Electric Utility | CA | NG | NG | SOCO | 6996938 | 6544636.6 | 2021
Vintage0 | petroleum | FALSE | 710 | N | . | Jack McDonough | Georgia Power Co | 7140 | GA | SAT | SERC |  | 22 | 1 | Electric Utility | CT | DFO | DFO | SOCO | 10046 | 974.64 | 2021
Vintage2012 | natural gas combined cycle | TRUE | 710 | N | . | Jack McDonough | Georgia Power Co | 7140 | GA | SAT | SERC |  | 22 | 1 | Electric Utility | CT | NG | NG | SOCO | 120344736 | 11689340 | 2021
Vintage0 | petroleum | FALSE | 710 | N | . | Jack McDonough | Georgia Power Co | 7140 | GA | SAT | SERC |  | 22 | 1 | Electric Utility | GT | DFO | DFO | SOCO | 209 | -0.617 | 2021
Vintage1971 | natural gas peaker | FALSE | 710 | N | . | Jack McDonough | Georgia Power Co | 7140 | GA | SAT | SERC |  | 22 | 1 | Electric Utility | GT | NG | NG | SOCO | 1211 | -27.383 | 2021
Vintage1917 | hydro | TRUE | 712 | N | . | Lloyd Shoals | Georgia Power Co | 7140 | GA | SAT | SERC |  | 22 | 1 | Electric Utility | HY | WAT | HYC | SOCO | 672611 | 76053 | 2021
Vintage1986 | hydro | TRUE | 714 | N | . | Toadtown | Pacific Gas & Electric Co. | 14328 | CA | PACC | WECC |  | 22 | 1 | Electric Utility | HY | WAT | HYC | CISO | 9020 | 1020 | 2021
Vintage1972 | petroleum | FALSE | 715 | N | . | McManus | Georgia Power Co | 7140 | GA | SAT | SERC |  | 22 | 1 | Electric Utility | GT | DFO | DFO | SOCO | 34453 | -53 | 2021
Vintage1964 | petroleum | TRUE | 715 | N | . | McManus | Georgia Power Co | 7140 | GA | SAT | SERC |  | 22 | 1 | Electric Utility | IC | DFO | DFO | SOCO | 146 | 11.001 | 2021
Vintage1903 | hydro | TRUE | 717 | N | . | Morgan Falls | Georgia Power Co | 7140 | GA | SAT | SERC |  | 22 | 1 | Electric Utility | HY | WAT | HYC | SOCO | 413273 | 46729 | 2021
Vintage1926 | hydro | TRUE | 718 | N | . | Nacoochee | Georgia Power Co | 7140 | GA | SAT | SERC |  | 22 | 1 | Electric Utility | HY | WAT | HYC | SOCO | 173519 | 19620 | 2021
Vintage1963 | hydro | TRUE | 719 | N | . | North Highlands | Georgia Power Co | 7140 | GA | SAT | SERC |  | 22 | 1 | Electric Utility | HY | WAT | HYC | SOCO | 1182745 | 133734 | 2021
Vintage1959 | hydro | TRUE | 720 | N | . | Oliver Dam | Georgia Power Co | 7140 | GA | SAT | SERC |  | 22 | 1 | Electric Utility | HY | WAT | HYC | SOCO | 1854773 | 209721 | 2021
Vintage1953 | hydro | TRUE | 722 | N | . | Sinclair Dam | Georgia Power Co | 7140 | GA | SAT | SERC |  | 22 | 1 | Electric Utility | HY | WAT | HYC | SOCO | 1149871 | 130017 | 2021
Vintage1920 | hydro | TRUE | 723 | N | . | Tallulah Falls | Georgia Power Co | 7140 | GA | SAT | SERC |  | 22 | 1 | Electric Utility | HY | WAT | HYC | SOCO | 1591478 | 179950 | 2021
Vintage1925 | hydro | TRUE | 724 | N | . | Terrora | Georgia Power Co | 7140 | GA | SAT | SERC |  | 22 | 1 | Electric Utility | HY | WAT | HYC | SOCO | 421531 | 47663 | 2021
Vintage1924 | hydro | TRUE | 725 | N | . | Tugalo | Georgia Power Co | 7140 | GA | SAT | SERC |  | 22 | 1 | Electric Utility | HY | WAT | HYC | SOCO | 1200485 | 135740 | 2021
| petroleum | FALSE | 728 | N | . | Yates | Georgia Power Co | 7140 | GA | SAT | SERC |  | 22 | 1 | Electric Utility | ST | DFO | DFO | SOCO | 0 | 0 | 2021
Vintage1974 | natural gas steam turbine | TRUE | 728 | N | . | Yates | Georgia Power Co | 7140 | GA | SAT | SERC |  | 22 | 1 | Electric Utility | ST | NG | NG | SOCO | 14874485 | 1263668 | 2021
Vintage1925 | hydro | TRUE | 729 | N | . | Yonah | Georgia Power Co | 7140 | GA | SAT | SERC |  | 22 | 1 | Electric Utility | HY | WAT | HYC | SOCO | 557579 | 63046 | 2021
Vintage1970 | petroleum | FALSE | 732 | N | . | Boulevard | Georgia Power Co | 7140 | GA | SAT | SERC |  | 22 | 1 | Electric Utility | GT | DFO | DFO | SOCO | 349 | -64 | 2021
| natural gas peaker | FALSE | 732 | N | . | Boulevard | Georgia Power Co | 7140 | GA | SAT | SERC |  | 22 | 1 | Electric Utility | GT | NG | NG | SOCO | 0 | 0 | 2021
Vintage1926 | hydro | TRUE | 736 | N | . | Stevens Creek | Dominion Energy South Carolina, Inc | 17539 | GA | SAT | SERC |  | 22 | 1 | Electric Utility | HY | WAT | HYC | SCEG | 770145 | 87081 | 2021
| hydro | FALSE | 745 | N | . | Etiwanda | Metropolitan Water District of S CA | 12397 | CA | PACC | WECC |  | 22 | 1 | Electric Utility | HY | WAT | HYC | CISO | 0 | 0 | 2021
| hydro | FALSE | 751 | N | . | Moccasin Low Head Hydro Project | City & County of San Francisco | 16612 | CA | PACC | WECC |  | 22 | 1 | Electric Utility | HY | WAT | HYC | CISO | 0 | 0 | 2021
Vintage1930 | hydro | TRUE | 752 | N | . | Lake Blackshear Project | Crisp County Power Comm | 4538 | GA | SAT | SERC |  | 22 | 1 | Electric Utility | HY | WAT | HYC | SOCO | 441528 | 49924 | 2021
| natural gas peaker | FALSE | 753 | N | . | Crisp Plant | Crisp County Power Comm | 4538 | GA | SAT | SERC |  | 22 | 1 | Electric Utility | GT | NG | NG | SOCO | 0 | 0 | 2021
| hard coal | FALSE | 753 | N | . | Crisp Plant | Crisp County Power Comm | 4538 | GA | SAT | SERC |  | 22 | 1 | Electric Utility | ST | BIT | COL | SOCO | 0 | 0 | 2021
| natural gas steam turbine | FALSE | 753 | N | . | Crisp Plant | Crisp County Power Comm | 4538 | GA | SAT | SERC |  | 22 | 1 | Electric Utility | ST | NG | NG | SOCO | 0 | 0 | 2021
Vintage1983 | hydro | TRUE | 754 | N | . | Hartwell Lake | USCE-Savannah District | 19375 | GA | SAT | SERC |  | 22 | 1 | Electric Utility | HY | WAT | HYC | SEPA | 4997382 | 565059 | 2021
Vintage1994 | hydro | TRUE | 757 | N | . | Blue Ridge | Tennessee Valley Authority | 18642 | GA | SAT | SERC |  | 22 | 1 | Electric Utility | HY | WAT | HYC | TVA | 346191 | 39144 | 2021
Vintage1993 | hydro | TRUE | 758 | N | . | Nottely | Tennessee Valley Authority | 18642 | GA | SAT | SERC |  | 22 | 1 | Electric Utility | HY | WAT | HYC | TVA | 450442 | 50932 | 2021
Vintage2005 | hydro | TRUE | 759 | N | . | Buford | USCE-Mobile District | 27813 | GA | SAT | SERC |  | 22 | 1 | Electric Utility | HY | WAT | HYC | SOCO | 1995153 | 225594 | 2021
Vintage1950 | hydro | TRUE | 760 | N | . | Allatoona | USCE-Mobile District | 27813 | GA | SAT | SERC |  | 22 | 1 | Electric Utility | HY | WAT | HYC | SOCO | 1496201 | 169177 | 2021
Vintage1963 | hydro | TRUE | 761 | N | . | Walter F George | USCE-Mobile District | 27813 | GA | SAT | SERC |  | 22 | 1 | Electric Utility | HY | WAT | HYC | SOCO | 4739898 | 535945 | 2021
| petroleum | FALSE | 765 | N | . | Kahe | Hawaiian Electric Co Inc | 19547 | HI | PACN |  |  | 22 | 1 | Electric Utility | ST | DFO | DFO |  | 0 | 0 | 2021
| other | FALSE | 765 | N | . | Kahe | Hawaiian Electric Co Inc | 19547 | HI | PACN |  |  | 22 | 1 | Electric Utility | ST | PG | WOO |  | 0 | 0 | 2021
Vintage1981 | petroleum | TRUE | 765 | N | . | Kahe | Hawaiian Electric Co Inc | 19547 | HI | PACN |  |  | 22 | 1 | Electric Utility | ST | RFO | RFO |  | 22872170 | 2116379 | 2021
Vintage1973 | petroleum | TRUE | 766 | N | . | Waiau | Hawaiian Electric Co Inc | 19547 | HI | PACN |  |  | 22 | 1 | Electric Utility | GT | DFO | DFO |  | 494946 | 28711 | 2021
| petroleum | FALSE | 766 | N | . | Waiau | Hawaiian Electric Co Inc | 19547 | HI | PACN |  |  | 22 | 1 | Electric Utility | ST | DFO | DFO |  | 0 | 0 | 2021
| other | FALSE | 766 | N | . | Waiau | Hawaiian Electric Co Inc | 19547 | HI | PACN |  |  | 22 | 1 | Electric Utility | ST | PG | WOO |  | 0 | 0 | 2021
Vintage1968 | petroleum | TRUE | 766 | N | . | Waiau | Hawaiian Electric Co Inc | 19547 | HI | PACN |  |  | 22 | 1 | Electric Utility | ST | RFO | RFO |  | 9527265 | 862906 | 2021
Vintage1972 | petroleum | TRUE | 768 | N | . | Waimea | Hawaii Electric Light Co Inc | 8287 | HI | PACN |  |  | 22 | 1 | Electric Utility | IC | DFO | DFO |  | 13985 | 1320 | 2021
Vintage1962 | petroleum | TRUE | 769 | N | . | Kanoelehua | Hawaii Electric Light Co Inc | 8287 | HI | PACN |  |  | 22 | 1 | Electric Utility | GT | DFO | DFO |  | 46955 | 1463 | 2021
Vintage1973 | petroleum | TRUE | 769 | N | . | Kanoelehua | Hawaii Electric Light Co Inc | 8287 | HI | PACN |  |  | 22 | 1 | Electric Utility | IC | DFO | DFO |  | 6772 | 533 | 2021
Vintage2005 | hydro | TRUE | 771 | N | . | Puueo | Hawaii Electric Light Co Inc | 8287 | HI | PACN |  |  | 22 | 1 | Electric Utility | HY | WAT | HYC |  | 79985 | 9044 | 2021
| petroleum | FALSE | 772 | N | . | W H Hill | Hawaii Electric Light Co Inc | 8287 | HI | PACN |  |  | 22 | 1 | Electric Utility | ST | DFO | DFO |  | 0 | 0 | 2021
| other | FALSE | 772 | N | . | W H Hill | Hawaii Electric Light Co Inc | 8287 | HI | PACN |  |  | 22 | 1 | Electric Utility | ST | PG | WOO |  | 0 | 0 | 2021
Vintage1974 | petroleum | TRUE | 772 | N | . | W H Hill | Hawaii Electric Light Co Inc | 8287 | HI | PACN |  |  | 22 | 1 | Electric Utility | ST | RFO | RFO |  | 1947163 | 142640 | 2021
| hydro | FALSE | 774 | N | . | Waiau Hydro | Hawaii Electric Light Co Inc | 8287 | HI | PACN |  |  | 22 | 1 | Electric Utility | HY | WAT | HYC |  | 0 | 0 | 2021
Vintage1983 | hydro | TRUE | 776 | N | . | Sly Creek | South Feather Water and Power Agency | 14191 | CA | PACC | WECC |  | 22 | 1 | Electric Utility | HY | WAT | HYC | CISO | 82523 | 9331 | 2021
Vintage1984 | hydro | TRUE | 785 | N | . | Kingsley | Central Nebraska Pub P&I Dist | 3271 | NE | WNC | MRO |  | 22 | 1 | Electric Utility | HY | WAT | HYC | SWPP | 474694 | 53674 | 2021
Vintage1984 | hydro | TRUE | 788 | N | . | East Barnet | Green Mountain Power Corp | 7601 | VT | NEW | NPCC |  | 22 | 1 | Electric Utility | HY | WAT | HYC | ISNE | 10684 | 1208 | 2021
Vintage2009 | petroleum | TRUE | 789 | N | . | Orca | Cordova Electric Coop, Inc | 40215 | AK | PACN |  |  | 22 | 1 | Electric Utility | IC | DFO | DFO |  | 80898 | 8065 | 2021
Vintage1988 | hydro | TRUE | 790 | N | . | Gem State | City of Idaho Falls - (ID) | 9187 | ID | MTN | WECC |  | 22 | 1 | Electric Utility | HY | WAT | HYC | PACE | 979596 | 110764 | 2021
Vintage1989 | hydro | TRUE | 791 | N | . | Canyon | Guadalupe Blanco River Authority | 7751 | TX | WSC | TRE |  | 22 | 1 | Electric Utility | HY | WAT | HYC | ERCO | 2095 | 237 | 2021
| other | FALSE | 792 | N | . | Palaau Power Hybrid | Maui Electric Co Ltd | 11843 | HI | PACN |  |  | 22 | 1 | Electric Utility | BA | MWH | OTH |  | 0 | 0 | 2021
Vintage1982 | petroleum | TRUE | 792 | N | . | Palaau Power Hybrid | Maui Electric Co Ltd | 11843 | HI | PACN |  |  | 22 | 1 | Electric Utility | GT | DFO | DFO |  | 729 | 36 | 2021
Vintage1996 | petroleum | TRUE | 792 | N | . | Palaau Power Hybrid | Maui Electric Co Ltd | 11843 | HI | PACN |  |  | 22 | 1 | Electric Utility | IC | DFO | DFO |  | 319873 | 31761 | 2021
| hydro | FALSE | 794 | N | . | Lewisville | City of Garland - (TX) | 6958 | TX | WSC | TRE |  | 22 | 1 | Electric Utility | HY | WAT | HYC | ERCO | 0 | 0 | 2021
Vintage1990 | hydro | TRUE | 805 | N | . | Charles E Monty | Brookfield White Pine Hydro LLC | 39006 | ME | NEW | NPCC |  | 22 | 2 | NAICS-22 Non-Cogen | HY | WAT | HYC | ISNE | 969657 | 109640 | 2021
Vintage1991 | hydro | TRUE | 808 | N | . | Jarvis (Hinckley) | New York Power Authority | 15296 | NY | MAT | NPCC |  | 22 | 1 | Electric Utility | HY | WAT | HYC | NYIS | 249718 | 28236 | 2021
Vintage1978 | hydro | TRUE | 809 | N | . | American Falls | Idaho Power Co | 9191 | ID | MTN | WECC |  | 22 | 1 | Electric Utility | HY | WAT | HYC | IPCO | 2224159 | 251488 | 2021
Vintage1950 | hydro | TRUE | 810 | N | . | Bliss | Idaho Power Co | 9191 | ID | MTN | WECC |  | 22 | 1 | Electric Utility | HY | WAT | HYC | IPCO | 2678806 | 302895 | 2021
Vintage1980 | hydro | TRUE | 811 | N | . | Brownlee | Idaho Power Co | 9191 | ID | MTN | WECC |  | 22 | 1 | Electric Utility | HY | WAT | HYC | IPCO | 13647258 | 1543109 | 2021
Vintage1952 | hydro | TRUE | 812 | N | . | C J Strike | Idaho Power Co | 9191 | ID | MTN | WECC |  | 22 | 1 | Electric Utility | HY | WAT | HYC | IPCO | 3212815 | 363276 | 2021
Vintage1984 | hydro | TRUE | 813 | N | . | Cascade Dam | Idaho Power Co | 9191 | ID | MTN | WECC |  | 22 | 1 | Electric Utility | HY | WAT | HYC | IPCO | 232260 | 26262 | 2021
Vintage1937 | hydro | TRUE | 814 | N | . | Clear Lake | Idaho Power Co | 9191 | ID | MTN | WECC |  | 22 | 1 | Electric Utility | HY | WAT | HYC | IPCO | 150612 | 17030 | 2021
Vintage1948 | hydro | TRUE | 815 | N | . | Lower Malad | Idaho Power Co | 9191 | ID | MTN | WECC |  | 22 | 1 | Electric Utility | HY | WAT | HYC | IPCO | 821961 | 92940 | 2021
Vintage1949 | hydro | TRUE | 816 | N | . | Lower Salmon | Idaho Power Co | 9191 | ID | MTN | WECC |  | 22 | 1 | Electric Utility | HY | WAT | HYC | IPCO | 1771710 | 200329 | 2021
Vintage1967 | petroleum | TRUE | 817 | N | . | Salmon Diesel | Idaho Power Co | 9191 | ID | MTN | WECC |  | 22 | 1 | Electric Utility | IC | DFO | DFO | IPCO | 311 | 26 | 2021
Vintage2020 | hydro | TRUE | 818 | N | . | Shoshone Falls | Idaho Power Co | 9191 | ID | MTN | WECC |  | 22 | 1 | Electric Utility | HY | WAT | HYC | IPCO | 472889 | 53470 | 2021
Vintage1994 | hydro | TRUE | 819 | N | . | Swan Falls | Idaho Power Co | 9191 | ID | MTN | WECC |  | 22 | 1 | Electric Utility | HY | WAT | HYC | IPCO | 953480 | 107811 | 2021
Vintage1920 | hydro | TRUE | 820 | N | . | Thousand Springs | Idaho Power Co | 9191 | ID | MTN | WECC |  | 22 | 1 | Electric Utility | HY | WAT | HYC | IPCO | 470456 | 53195 | 2021
Vintage1995 | hydro | TRUE | 821 | N | . | Twin Falls (ID) | Idaho Power Co | 9191 | ID | MTN | WECC |  | 22 | 1 | Electric Utility | HY | WAT | HYC | IPCO | 380921 | 43071 | 2021
Vintage1937 | hydro | TRUE | 822 | N | . | Upper Salmon A | Idaho Power Co | 9191 | ID | MTN | WECC |  | 22 | 1 | Electric Utility | HY | WAT | HYC | IPCO | 695014 | 78586 | 2021
Vintage1948 | hydro | TRUE | 823 | N | . | Upper Malad | Idaho Power Co | 9191 | ID | MTN | WECC |  | 22 | 1 | Electric Utility | HY | WAT | HYC | IPCO | 478081 | 54057 | 2021
Vintage1925 | hydro | TRUE | 825 | N | . | Ashton | PacifiCorp | 14354 | ID | MTN | WECC |  | 22 | 1 | Electric Utility | HY | WAT | HYC | PACE | 263959 | 29846 | 2021
Vintage1923 | hydro | TRUE | 827 | N | . | Grace | PacifiCorp | 14354 | ID | MTN | WECC |  | 22 | 1 | Electric Utility | HY | WAT | HYC | PACE | 559285 | 63239 | 2021
Vintage1920 | hydro | TRUE | 829 | N | . | Oneida | PacifiCorp | 14354 | ID | MTN | WECC |  | 22 | 1 | Electric Utility | HY | WAT | HYC | PACE | 242319 | 27399 | 2021
Vintage1924 | hydro | TRUE | 831 | N | . | Soda | PacifiCorp | 14354 | ID | MTN | WECC |  | 22 | 1 | Electric Utility | HY | WAT | HYC | PACE | 137065 | 15498 | 2021
Vintage1953 | hydro | TRUE | 833 | N | . | Cabinet Gorge | Avista Corp | 20169 | ID | MTN | WECC |  | 22 | 1 | Electric Utility | HY | WAT | HYC | AVA | 8869850 | 1002923 | 2021
Vintage1980 | hydro | TRUE | 835 | N | . | Post Falls | Avista Corp | 20169 | ID | MTN | WECC |  | 22 | 1 | Electric Utility | HY | WAT | HYC | AVA | 575046 | 65021 | 2021
Vintage1985 | hydro | TRUE | 839 | N | . | Scott Flat | Nevada Irrigation District | 13402 | CA | PACC | WECC |  | 22 | 2 | NAICS-22 Non-Cogen | HY | WAT | HYC | CISO | 22914 | 2591 | 2021
Vintage1975 | hydro | TRUE | 840 | N | . | Dworshak | USACE Northwestern Division | 19400 | ID | MTN | WECC |  | 22 | 1 | Electric Utility | HY | WAT | HYC | BPAT | 13107357 | 1482062 | 2021
Vintage1982 | hydro | TRUE | 841 | N | . | City Power Plant | City of Idaho Falls - (ID) | 9187 | ID | MTN | WECC |  | 22 | 1 | Electric Utility | HY | WAT | HYC | PACE | 354653 | 40101 | 2021
Vintage1940 | hydro | TRUE | 843 | N | . | Lower No 2 | City of Idaho Falls - (ID) | 9187 | ID | MTN | WECC |  | 22 | 1 | Electric Utility | HY | WAT | HYC | PACE | 91322 | 10326 | 2021
Vintage1982 | hydro | TRUE | 844 | N | . | Upper Power Plant | City of Idaho Falls - (ID) | 9187 | ID | MTN | WECC |  | 22 | 1 | Electric Utility | HY | WAT | HYC | PACE | 373164 | 42194 | 2021
Vintage1984 | hydro | TRUE | 846 | N | . | Combie South | Nevada Irrigation District | 13402 | CA | PACC | WECC |  | 22 | 2 | NAICS-22 Non-Cogen | HY | WAT | HYC | CISO | 20989 | 2373 | 2021
Vintage1958 | hydro | TRUE | 850 | N | . | Palisades Dam | U S Bureau of Reclamation | 2518 | ID | MTN | WECC |  | 22 | 1 | Electric Utility | HY | WAT | HYC | BPAT | 5270113 | 595897 | 2021
Vintage1955 | hydro | TRUE | 851 | N | . | Albeni Falls | USACE Northwestern Division | 19400 | ID | MTN | WECC |  | 22 | 1 | Electric Utility | HY | WAT | HYC | BPAT | 1707972 | 193122 | 2021
| hard coal | FALSE | 856 | N | . | E D Edwards | Illinois Power Resources Generating LLC | 49756 | IL | ENC | SERC |  | 22 | 2 | NAICS-22 Non-Cogen | ST | BIT | COL | MISO | 0 | 0 | 2021
Vintage0 | petroleum | FALSE | 856 | N | . | E D Edwards | Illinois Power Resources Generating LLC | 49756 | IL | ENC | SERC |  | 22 | 2 | NAICS-22 Non-Cogen | ST | DFO | DFO | MISO | 48018 | 4358.519 | 2021
Vintage1972 | hard coal | TRUE | 856 | N | . | E D Edwards | Illinois Power Resources Generating LLC | 49756 | IL | ENC | SERC |  | 22 | 2 | NAICS-22 Non-Cogen | ST | SUB | COL | MISO | 29776259 | 2709509.5 | 2021
| natural gas combined cycle | FALSE | 862 | N | . | Grand Tower Energy Center LLC | Mainline Generation LLC | 59371 | IL | ENC | SERC |  | 22 | 2 | NAICS-22 Non-Cogen | CA | NG | NG | MISO | 0 | 0 | 2021
| natural gas combined cycle | FALSE | 862 | N | . | Grand Tower Energy Center LLC | Mainline Generation LLC | 59371 | IL | ENC | SERC |  | 22 | 2 | NAICS-22 Non-Cogen | CT | NG | NG | MISO | 0 | 0 | 2021
Vintage1971 | nuclear | TRUE | 869 | N | 3 | Dresden Generating Station | Exelon Nuclear | 55951 | IL | ENC | RFC |  | 22 | 2 | NAICS-22 Non-Cogen | ST | NUC | NUC | PJM | 78573615 | 7534065 | 2021
Vintage1971 | nuclear | TRUE | 869 | N | 2 | Dresden Generating Station | Exelon Nuclear | 55951 | IL | ENC | RFC |  | 22 | 2 | NAICS-22 Non-Cogen | ST | NUC | NUC | PJM | 77411291 | 7422615 | 2021
Vintage1959 | natural gas steam turbine | FALSE | 874 | N | . | Joliet 9 | Midwest Generations EME LLC | 12384 | IL | ENC | RFC |  | 22 | 2 | NAICS-22 Non-Cogen | ST | NG | NG | PJM | 40719 | -78000 | 2021
| hard coal | FALSE | 874 | N | . | Joliet 9 | Midwest Generations EME LLC | 12384 | IL | ENC | RFC |  | 22 | 2 | NAICS-22 Non-Cogen | ST | SUB | COL | PJM | 0 | 0 | 2021
Vintage0 | natural gas steam turbine | FALSE | 876 | N | . | Kincaid Generation LLC | Dynegy Kincaid Generation | 59918 | IL | ENC | RFC |  | 22 | 2 | NAICS-22 Non-Cogen | ST | NG | NG | PJM | 161711 | 13976.107 | 2021
Vintage1968 | hard coal | TRUE | 876 | N | . | Kincaid Generation LLC | Dynegy Kincaid Generation | 59918 | IL | ENC | RFC |  | 22 | 2 | NAICS-22 Non-Cogen | ST | RC | COL | PJM | 40409176 | 3502077.4 | 2021
Vintage1968 | hard coal | TRUE | 876 | N | . | Kincaid Generation LLC | Dynegy Kincaid Generation | 59918 | IL | ENC | RFC |  | 22 | 2 | NAICS-22 Non-Cogen | ST | SUB | COL | PJM | 4906984 | 417057.45 | 2021
| hard coal | FALSE | 879 | N | . | Powerton | Midwest Generations EME LLC | 12384 | IL | ENC | RFC |  | 22 | 2 | NAICS-22 Non-Cogen | ST | BIT | COL | PJM | 0 | 0 | 2021
Vintage0 | natural gas steam turbine | FALSE | 879 | N | . | Powerton | Midwest Generations EME LLC | 12384 | IL | ENC | RFC |  | 22 | 2 | NAICS-22 Non-Cogen | ST | NG | NG | PJM | 34512 | 2755.571 | 2021
Vintage1975 | hard coal | TRUE | 879 | N | . | Powerton | Midwest Generations EME LLC | 12384 | IL | ENC | RFC |  | 22 | 2 | NAICS-22 Non-Cogen | ST | SUB | COL | PJM | 33204748 | 2698566.4 | 2021
Vintage1972 | nuclear | TRUE | 880 | N | 2 | Quad Cities Generating Station | Exelon Nuclear | 55951 | IL | ENC | RFC |  | 22 | 2 | NAICS-22 Non-Cogen | ST | NUC | NUC | PJM | 84525843 | 8104797 | 2021
Vintage1972 | nuclear | TRUE | 880 | N | 1 | Quad Cities Generating Station | Exelon Nuclear | 55951 | IL | ENC | RFC |  | 22 | 2 | NAICS-22 Non-Cogen | ST | NUC | NUC | PJM | 79631816 | 7635531 | 2021
Vintage1968 | petroleum | FALSE | 883 | N | . | Waukegan | Midwest Generations EME LLC | 12384 | IL | ENC | RFC |  | 22 | 2 | NAICS-22 Non-Cogen | GT | DFO | DFO | PJM | 2013 | -2274 | 2021
Vintage0 | natural gas steam turbine | FALSE | 883 | N | . | Waukegan | Midwest Generations EME LLC | 12384 | IL | ENC | RFC |  | 22 | 2 | NAICS-22 Non-Cogen | ST | NG | NG | PJM | 152810 | 12997.706 | 2021
Vintage1962 | hard coal | TRUE | 883 | N | . | Waukegan | Midwest Generations EME LLC | 12384 | IL | ENC | RFC |  | 22 | 2 | NAICS-22 Non-Cogen | ST | SUB | COL | PJM | 22173308 | 2072575.3 | 2021
| hard coal | FALSE | 884 | N | . | Will County | Midwest Generations EME LLC | 12384 | IL | ENC | RFC |  | 22 | 2 | NAICS-22 Non-Cogen | ST | BIT | COL | PJM | 0 | 0 | 2021
Vintage0 | petroleum | FALSE | 884 | N | . | Will County | Midwest Generations EME LLC | 12384 | IL | ENC | RFC |  | 22 | 2 | NAICS-22 Non-Cogen | ST | DFO | DFO | PJM | 86738 | 7348.553 | 2021
Vintage1963 | hard coal | TRUE | 884 | N | . | Will County | Midwest Generations EME LLC | 12384 | IL | ENC | RFC |  | 22 | 2 | NAICS-22 Non-Cogen | ST | SUB | COL | PJM | 7667999 | 686731.45 | 2021
Vintage1968 | petroleum | FALSE | 886 | N | . | Fisk Street | Midwest Generations EME LLC | 12384 | IL | ENC | RFC |  | 22 | 2 | NAICS-22 Non-Cogen | GT | DFO | DFO | PJM | 15010 | -590 | 2021
| hard coal | FALSE | 886 | N | . | Fisk Street | Midwest Generations EME LLC | 12384 | IL | ENC | RFC |  | 22 | 2 | NAICS-22 Non-Cogen | GT | SUB | COL | PJM | 0 | 0 | 2021
Vintage0 | natural gas steam turbine | FALSE | 887 | N | . | Joppa Steam | Electric Energy Inc | 5748 | IL | ENC | SERC |  | 22 | 2 | NAICS-22 Non-Cogen | ST | NG | NG | GLHB | 755543 | 65489.764 | 2021
Vintage1955 | hard coal | TRUE | 887 | N | . | Joppa Steam | Electric Energy Inc | 5748 | IL | ENC | SERC |  | 22 | 2 | NAICS-22 Non-Cogen | ST | RC | COL | GLHB | 57272476 | 5001126.2 | 2021
| hard coal | FALSE | 887 | N | . | Joppa Steam | Electric Energy Inc | 5748 | IL | ENC | SERC |  | 22 | 2 | NAICS-22 Non-Cogen | ST | SUB | COL | GLHB | 0 | 0 | 2021
Vintage0 | petroleum | FALSE | 889 | N | . | Baldwin Energy Complex | Dynegy Midwest Generation Inc | 5517 | IL | ENC | SERC |  | 22 | 2 | NAICS-22 Non-Cogen | ST | DFO | DFO | MISO | 147987 | 13803.192 | 2021
| other | FALSE | 889 | N | . | Baldwin Energy Complex | Dynegy Midwest Generation Inc | 5517 | IL | ENC | SERC |  | 22 | 2 | NAICS-22 Non-Cogen | ST | OTH | OTH | MISO | 0 | 0 | 2021
Vintage1973 | hard coal | TRUE | 889 | N | . | Baldwin Energy Complex | Dynegy Midwest Generation Inc | 5517 | IL | ENC | SERC |  | 22 | 2 | NAICS-22 Non-Cogen | ST | RC | COL | MISO | 37528740 | 3615112.2 | 2021
Vintage1973 | hard coal | TRUE | 889 | N | . | Baldwin Energy Complex | Dynegy Midwest Generation Inc | 5517 | IL | ENC | SERC |  | 22 | 2 | NAICS-22 Non-Cogen | ST | SUB | COL | MISO | 35379658 | 3256423.6 | 2021
Vintage1970 | natural gas peaker | TRUE | 899 | N | . | Moline | MidAmerican Energy Co | 12341 | IL | ENC | MRO |  | 22 | 1 | Electric Utility | GT | NG | NG | MISO | 20507 | 439 | 2021
Vintage1942 | hydro | TRUE | 899 | N | . | Moline | MidAmerican Energy Co | 12341 | IL | ENC | MRO |  | 22 | 1 | Electric Utility | HY | WAT | HYC | MISO | 158040 | 17870 | 2021
Vintage1929 | hydro | TRUE | 903 | N | . | Rockton | Eagle Creek Renewable Energy, LLC | 57280 | IL | ENC | RFC |  | 22 | 2 | NAICS-22 Non-Cogen | HY | WAT | HYC | MISO | 40204 | 4546 | 2021
Vintage1986 | hydro | TRUE | 905 | N | . | Alamo | California Dept. of Water Resources | 3255 | CA | PACC | WECC |  | 22 | 1 | Electric Utility | HY | WAT | HYC | CISO | 116492 | 13172 | 2021
| petroleum | FALSE | 913 | N | . | Venice | Union Electric Co - (MO) | 19436 | IL | ENC | SERC |  | 22 | 1 | Electric Utility | GT | DFO | DFO | MISO | 0 | 0 | 2021
Vintage2005 | natural gas peaker | TRUE | 913 | N | . | Venice | Union Electric Co - (MO) | 19436 | IL | ENC | SERC |  | 22 | 1 | Electric Utility | GT | NG | NG | MISO | 1246519 | 106894 | 2021
Vintage1985 | hydro | TRUE | 917 | N | . | Quincy Chute | PUD No 2 of Grant County | 14624 | WA | PACC | WECC |  | 22 | 1 | Electric Utility | HY | WAT | HYC | GCPD | 101325 | 11457 | 2021
Vintage1984 | hydro | TRUE | 925 | N | . | Hydro Plant No 3 | City of Ephraim - (UT) | 5932 | UT | MTN | WECC |  | 22 | 1 | Electric Utility | HY | WAT | HYC | PACE | 15706 | 1776 | 2021
Vintage2014 | petroleum | TRUE | 934 | N | . | Breese | City of Breese - (IL) | 2188 | IL | ENC | SERC |  | 22 | 1 | Electric Utility | IC | DFO | DFO | MISO | 9481 | 791 | 2021
| natural gas peaker | FALSE | 934 | N | . | Breese | City of Breese - (IL) | 2188 | IL | ENC | SERC |  | 22 | 1 | Electric Utility | IC | NG | NG | MISO | 0 | 0 | 2021
Vintage2000 | petroleum | TRUE | 935 | N | . | Bushnell | City of Bushnell - (IL) | 2634 | IL | ENC | SERC |  | 22 | 1 | Electric Utility | IC | DFO | DFO | MISO | 403 | 41 | 2021
| natural gas peaker | FALSE | 935 | N | . | Bushnell | City of Bushnell - (IL) | 2634 | IL | ENC | SERC |  | 22 | 1 | Electric Utility | IC | NG | NG | MISO | 0 | 0 | 2021
Vintage2019 | petroleum | TRUE | 936 | N | . | Carlyle | City of Carlyle - (IL) | 3037 | IL | ENC | SERC |  | 22 | 1 | Electric Utility | IC | DFO | DFO | MISO | 5166 | 504 | 2021
| natural gas peaker | FALSE | 936 | N | . | Carlyle | City of Carlyle - (IL) | 3037 | IL | ENC | SERC |  | 22 | 1 | Electric Utility | IC | NG | NG | MISO | 0 | 0 | 2021
Vintage2013 | petroleum | TRUE | 937 | N | . | Carmi | City of Carmi - (IL) | 3040 | IL | ENC | SERC |  | 22 | 1 | Electric Utility | IC | DFO | DFO | MISO | 1890 | 196 | 2021
| natural gas peaker | FALSE | 937 | N | . | Carmi | City of Carmi - (IL) | 3040 | IL | ENC | SERC |  | 22 | 1 | Electric Utility | IC | NG | NG | MISO | 0 | 0 | 2021
Vintage2012 | petroleum | TRUE | 941 | N | . | Farmer City | City of Farmer City - (IL) | 6192 | IL | ENC | SERC |  | 22 | 1 | Electric Utility | IC | DFO | DFO | MISO | 323 | 46 | 2021
| natural gas peaker | FALSE | 941 | N | . | Farmer City | City of Farmer City - (IL) | 6192 | IL | ENC | SERC |  | 22 | 1 | Electric Utility | IC | NG | NG | MISO | 0 | 0 | 2021
Vintage2007 | petroleum | TRUE | 943 | N | . | Freeburg | Village of Freeburg - (IL) | 6764 | IL | ENC | SERC |  | 22 | 1 | Electric Utility | IC | DFO | DFO | MISO | 5631 | 586 | 2021
| natural gas peaker | FALSE | 943 | N | . | Freeburg | Village of Freeburg - (IL) | 6764 | IL | ENC | SERC |  | 22 | 1 | Electric Utility | IC | NG | NG | MISO | 0 | 0 | 2021
Vintage1998 | petroleum | TRUE | 944 | N | . | Geneseo | City of Geneseo - (IL) | 7095 | IL | ENC | MRO |  | 22 | 1 | Electric Utility | IC | DFO | DFO | MISO | 5510 | 1034.341 | 2021
Vintage2003 | natural gas peaker | FALSE | 944 | N | . | Geneseo | City of Geneseo - (IL) | 7095 | IL | ENC | MRO |  | 22 | 1 | Electric Utility | IC | NG | NG | MISO | 13 | -0.341 | 2021
Vintage2015 | solar pv | TRUE | 944 | N | . | Geneseo | City of Geneseo - (IL) | 7095 | IL | ENC | MRO |  | 22 | 1 | Electric Utility | PV | SUN | SUN | MISO | 14177 | 1603 | 2021
Vintage2009 | onshore wind | TRUE | 944 | N | . | Geneseo | City of Geneseo - (IL) | 7095 | IL | ENC | MRO |  | 22 | 1 | Electric Utility | WT | WND | WND | MISO | 54470 | 6159 | 2021
Vintage1993 | petroleum | TRUE | 946 | N | . | Highland | City of Highland | 8573 | IL | ENC | SERC |  | 22 | 1 | Electric Utility | IC | DFO | DFO | MISO | 6955 | 708 | 2021
| natural gas peaker | FALSE | 946 | N | . | Highland | City of Highland | 8573 | IL | ENC | SERC |  | 22 | 1 | Electric Utility | IC | NG | NG | MISO | 0 | 0 | 2021
Vintage2002 | petroleum | TRUE | 948 | N | . | McLeansboro | City of McLeansboro - (IL) | 12167 | IL | ENC | SERC |  | 22 | 1 | Electric Utility | IC | DFO | DFO | MISO | 345 | 32 | 2021
| natural gas peaker | FALSE | 948 | N | . | McLeansboro | City of McLeansboro - (IL) | 12167 | IL | ENC | SERC |  | 22 | 1 | Electric Utility | IC | NG | NG | MISO | 0 | 0 | 2021
Vintage2007 | petroleum | TRUE | 949 | N | . | Marshall (IL) | City of Marshall - (IL) | 11736 | IL | ENC | SERC |  | 22 | 1 | Electric Utility | IC | DFO | DFO | MISO | 4618 | 485 | 2021
Vintage1968 | petroleum | TRUE | 955 | N | . | Peru (IL) | City of Peru - (IL) | 14840 | IL | ENC | RFC |  | 22 | 1 | Electric Utility | GT | JF | WOO | MISO | 4604 | 177 | 2021
Vintage1996 | hydro | TRUE | 955 | N | . | Peru (IL) | City of Peru - (IL) | 14840 | IL | ENC | RFC |  | 22 | 1 | Electric Utility | HY | WAT | HYC | MISO | 344121 | 38910 | 2021
Vintage2011 | petroleum | TRUE | 955 | N | . | Peru (IL) | City of Peru - (IL) | 14840 | IL | ENC | RFC |  | 22 | 1 | Electric Utility | IC | DFO | DFO | MISO | 11161 | 1123 | 2021
Vintage0 | petroleum | FALSE | 957 | N | . | Princeton (IL) | City of Princeton - (IL) | 15388 | IL | ENC | SERC |  | 22 | 1 | Electric Utility | IC | DFO | DFO | MISO | 10461 | 6.496 | 2021
Vintage1976 | natural gas peaker | TRUE | 957 | N | . | Princeton (IL) | City of Princeton - (IL) | 15388 | IL | ENC | SERC |  | 22 | 1 | Electric Utility | IC | NG | NG | MISO | 2174550 | 1350.504 | 2021
Vintage2001 | petroleum | TRUE | 958 | N | . | Rantoul | Village of Rantoul - (IL) | 15686 | IL | ENC | SERC |  | 22 | 1 | Electric Utility | IC | DFO | DFO | MISO | 8189 | 842 | 2021
| natural gas peaker | FALSE | 958 | N | . | Rantoul | Village of Rantoul - (IL) | 15686 | IL | ENC | SERC |  | 22 | 1 | Electric Utility | IC | NG | NG | MISO | 0 | 0 | 2021
Vintage2002 | petroleum | TRUE | 959 | N | . | Red Bud | City of Red Bud - (IL) | 15772 | IL | ENC | SERC |  | 22 | 1 | Electric Utility | IC | DFO | DFO | MISO | 10587 | 943 | 2021
Vintage1949 | petroleum | TRUE | 960 | N | . | North Ninth Street | Rochelle Municipal Utilities | 16179 | IL | ENC | RFC |  | 22 | 1 | Electric Utility | IC | DFO | DFO | PJM | 5251 | 399.737 | 2021
Vintage1989 | natural gas peaker | TRUE | 960 | N | . | North Ninth Street | Rochelle Municipal Utilities | 16179 | IL | ENC | RFC |  | 22 | 1 | Electric Utility | IC | NG | NG | PJM | 28498 | 2059.263 | 2021
Vintage2014 | solar pv | TRUE | 960 | N | . | North Ninth Street | Rochelle Municipal Utilities | 16179 | IL | ENC | RFC |  | 22 | 1 | Electric Utility | PV | SUN | SUN | PJM | 3288 | 372 | 2021
Vintage2016 | petroleum | TRUE | 961 | N | . | South Main Street | Rochelle Municipal Utilities | 16179 | IL | ENC | RFC |  | 22 | 1 | Electric Utility | IC | DFO | DFO | PJM | 13164 | 1335 | 2021
| natural gas peaker | FALSE | 961 | N | . | South Main Street | Rochelle Municipal Utilities | 16179 | IL | ENC | RFC |  | 22 | 1 | Electric Utility | IC | NG | NG | PJM | 0 | 0 | 2021
Vintage2009 | hard coal | TRUE | 963 | N | . | Dallman | City of Springfield - (IL) | 17828 | IL | ENC | SERC |  | 22 | 1 | Electric Utility | ST | BIT | COL | MISO | 13463374 | 1215607.5 | 2021
Vintage0 | natural gas steam turbine | FALSE | 963 | N | . | Dallman | City of Springfield - (IL) | 17828 | IL | ENC | SERC |  | 22 | 1 | Electric Utility | ST | NG | NG | MISO | 108745 | 9416.458 | 2021
| hard coal | FALSE | 964 | N | . | Lakeside | City of Springfield - (IL) | 17828 | IL | ENC | SERC |  | 22 | 1 | Electric Utility | IC | BIT | COL | MISO | 0 | 0 | 2021
| petroleum | FALSE | 964 | N | . | Lakeside | City of Springfield - (IL) | 17828 | IL | ENC | SERC |  | 22 | 1 | Electric Utility | IC | DFO | DFO | MISO | 0 | 0 | 2021
Vintage1970 | petroleum | TRUE | 965 | N | . | Reynolds | City of Springfield - (IL) | 17828 | IL | ENC | SERC |  | 22 | 1 | Electric Utility | GT | DFO | DFO | MISO | 4871 | 238 | 2021
Vintage2012 | petroleum | TRUE | 969 | N | . | Sullivan (IL) | City of Sullivan - (IL) | 18277 | IL | ENC | SERC |  | 22 | 1 | Electric Utility | IC | DFO | DFO | MISO | 1451 | 150 | 2021
| natural gas peaker | FALSE | 969 | N | . | Sullivan (IL) | City of Sullivan - (IL) | 18277 | IL | ENC | SERC |  | 22 | 1 | Electric Utility | IC | NG | NG | MISO | 0 | 0 | 2021
| petroleum | FALSE | 971 | N | . | Waterloo | City of Waterloo - (IL) | 20180 | IL | ENC | SERC |  | 22 | 1 | Electric Utility | GT | DFO | DFO | MISO | 0 | 0 | 2021
Vintage2012 | natural gas peaker | TRUE | 971 | N | . | Waterloo | City of Waterloo - (IL) | 20180 | IL | ENC | SERC |  | 22 | 1 | Electric Utility | GT | NG | NG | MISO | 4936 | 582 | 2021
Vintage1996 | petroleum | TRUE | 971 | N | . | Waterloo | City of Waterloo - (IL) | 20180 | IL | ENC | SERC |  | 22 | 1 | Electric Utility | IC | DFO | DFO | MISO | 4688 | 506 | 2021
| natural gas peaker | FALSE | 971 | N | . | Waterloo | City of Waterloo - (IL) | 20180 | IL | ENC | SERC |  | 22 | 1 | Electric Utility | IC | NG | NG | MISO | 0 | 0 | 2021
Vintage1979 | petroleum | TRUE | 972 | N | . | Winnetka | Village of Winnetka - (IL) | 20824 | IL | ENC | RFC |  | 22 | 1 | Electric Utility | IC | DFO | DFO | PJM | 3144 | 287 | 2021
| petroleum | FALSE | 972 | N | . | Winnetka | Village of Winnetka - (IL) | 20824 | IL | ENC | RFC |  | 22 | 1 | Electric Utility | ST | DFO | DFO | PJM | 0 | 0 | 2021
Vintage1960 | natural gas steam turbine | TRUE | 972 | N | . | Winnetka | Village of Winnetka - (IL) | 20824 | IL | ENC | RFC |  | 22 | 1 | Electric Utility | ST | NG | NG | PJM | 66243 | 3602 | 2021
Vintage0 | petroleum | FALSE | 976 | N | . | Marion | Southern Illinois Power Coop | 17632 | IL | ENC | SERC |  | 22 | 1 | Electric Utility | GT | DFO | DFO | MISO | 20695 | 1660.704 | 2021
Vintage2003 | natural gas peaker | TRUE | 976 | N | . | Marion | Southern Illinois Power Coop | 17632 | IL | ENC | SERC |  | 22 | 1 | Electric Utility | GT | NG | NG | MISO | 545875 | 42051.296 | 2021
Vintage1963 | hard coal | TRUE | 976 | N | . | Marion | Southern Illinois Power Coop | 17632 | IL | ENC | SERC |  | 22 | 1 | Electric Utility | ST | BIT | COL | MISO | 8324005 | 625345.74 | 2021
Vintage0 | petroleum | FALSE | 976 | N | . | Marion | Southern Illinois Power Coop | 17632 | IL | ENC | SERC |  | 22 | 1 | Electric Utility | ST | DFO | DFO | MISO | 5032 | 327.256 | 2021
| petroleum | FALSE | 976 | N | . | Marion | Southern Illinois Power Coop | 17632 | IL | ENC | SERC |  | 22 | 1 | Electric Utility | ST | PC | PC | MISO | 0 | 0 | 2021
| hard coal | FALSE | 976 | N | . | Marion | Southern Illinois Power Coop | 17632 | IL | ENC | SERC |  | 22 | 1 | Electric Utility | ST | WC | WOC | MISO | 0 | 0 | 2021
Vintage1956 | hard coal | TRUE | 983 | N | . | Clifty Creek | Indiana-Kentucky Electric Corp | 9269 | IN | ENC | RFC |  | 22 | 1 | Electric Utility | ST | BIT | COL | PJM | 54164729 | 4997868.9 | 2021
Vintage0 | petroleum | FALSE | 983 | N | . | Clifty Creek | Indiana-Kentucky Electric Corp | 9269 | IN | ENC | RFC |  | 22 | 1 | Electric Utility | ST | DFO | DFO | PJM | 98573 | 9013.322 | 2021
Vintage1956 | hard coal | TRUE | 983 | N | . | Clifty Creek | Indiana-Kentucky Electric Corp | 9269 | IN | ENC | RFC |  | 22 | 1 | Electric Utility | ST | SUB | COL | PJM | 299126 | 27340.793 | 2021
Vintage1921 | hydro | TRUE | 986 | N | . | Elkhart | Indiana Michigan Power Co | 9324 | IN | ENC | RFC |  | 22 | 1 | Electric Utility | HY | WAT | HYC | PJM | 24303 | 2748 | 2021
Vintage1984 | hydro | TRUE | 987 | N | . | Last Chance | PacifiCorp | 14354 | ID | MTN | WECC |  | 22 | 1 | Electric Utility | HY | WAT | HYC | PACE | 35304 | 3992 | 2021
Vintage1989 | hydro | TRUE | 989 | N | . | Twin Branch | Indiana Michigan Power Co | 9324 | IN | ENC | RFC |  | 22 | 1 | Electric Utility | HY | WAT | HYC | PJM | 219987 | 24874 | 2021
| other | FALSE | 990 | N | . | Harding Street | Indianapolis Power & Light Co | 9273 | IN | ENC | RFC |  | 22 | 1 | Electric Utility | BA | MWH | OTH | MISO | 0 | 0 | 2021
Vintage1973 | petroleum | TRUE | 990 | N | . | Harding Street | Indianapolis Power & Light Co | 9273 | IN | ENC | RFC |  | 22 | 1 | Electric Utility | GT | DFO | DFO | MISO | 14303 | 1125.184 | 2021
Vintage2002 | natural gas peaker | TRUE | 990 | N | . | Harding Street | Indianapolis Power & Light Co | 9273 | IN | ENC | RFC |  | 22 | 1 | Electric Utility | GT | NG | NG | MISO | 3626496 | 282814.82 | 2021
Vintage1967 | petroleum | TRUE | 990 | N | . | Harding Street | Indianapolis Power & Light Co | 9273 | IN | ENC | RFC |  | 22 | 1 | Electric Utility | IC | DFO | DFO | MISO | 1216 | 102 | 2021
| hard coal | FALSE | 990 | N | . | Harding Street | Indianapolis Power & Light Co | 9273 | IN | ENC | RFC |  | 22 | 1 | Electric Utility | ST | BIT | COL | MISO | 0 | 0 | 2021
| petroleum | FALSE | 990 | N | . | Harding Street | Indianapolis Power & Light Co | 9273 | IN | ENC | RFC |  | 22 | 1 | Electric Utility | ST | DFO | DFO | MISO | 0 | 0 | 2021
Vintage1973 | natural gas steam turbine | TRUE | 990 | N | . | Harding Street | Indianapolis Power & Light Co | 9273 | IN | ENC | RFC |  | 22 | 1 | Electric Utility | ST | NG | NG | MISO | 15532337 | 1253935 | 2021
| natural gas combined cycle | FALSE | 991 | N | . | Eagle Valley (IN) | Indianapolis Power & Light Co | 9273 | IN | ENC | RFC |  | 22 | 1 | Electric Utility | CA | NG | NG | MISO | 0 | 512274 | 2021
Vintage2018 | natural gas combined cycle | TRUE | 991 | N | . | Eagle Valley (IN) | Indianapolis Power & Light Co | 9273 | IN | ENC | RFC |  | 22 | 1 | Electric Utility | CT | NG | NG | MISO | 10414677 | 932716 | 2021
| hard coal | FALSE | 992 | Y | . | CC Perry K | Citizens Thermal Energy | 3599 | IN | ENC | RFC |  | 22 | 3 | NAICS-22 Cogen | ST | BIT | COL | MISO | 0 | 0 | 2021
Vintage0 | petroleum | FALSE | 992 | Y | . | CC Perry K | Citizens Thermal Energy | 3599 | IN | ENC | RFC |  | 22 | 3 | NAICS-22 Cogen | ST | DFO | DFO | MISO | 1180 | 285.166 | 2021
Vintage2009 | natural gas steam turbine | TRUE | 992 | Y | . | CC Perry K | Citizens Thermal Energy | 3599 | IN | ENC | RFC |  | 22 | 3 | NAICS-22 Cogen | ST | NG | NG | MISO | 61670 | 14902.124 | 2021
Vintage1967 | petroleum | TRUE | 994 | N | . | AES Petersburg | Indianapolis Power & Light Co | 9273 | IN | ENC | RFC |  | 22 | 1 | Electric Utility | IC | DFO | DFO | MISO | 454 | 42 | 2021
Vintage1986 | hard coal | TRUE | 994 | N | . | AES Petersburg | Indianapolis Power & Light Co | 9273 | IN | ENC | RFC |  | 22 | 1 | Electric Utility | ST | BIT | COL | MISO | 89071634 | 8289743.1 | 2021
Vintage0 | petroleum | FALSE | 994 | N | . | AES Petersburg | Indianapolis Power & Light Co | 9273 | IN | ENC | RFC |  | 22 | 1 | Electric Utility | ST | DFO | DFO | MISO | 170999 | 15769.94 | 2021
Vintage1974 | hard coal | TRUE | 997 | N | . | Michigan City | Northern Indiana Pub Serv Co | 13756 | IN | ENC | RFC |  | 22 | 1 | Electric Utility | ST | BIT | COL | MISO | 2827047 | 261166.1 | 2021
Vintage0 | natural gas steam turbine | FALSE | 997 | N | . | Michigan City | Northern Indiana Pub Serv Co | 13756 | IN | ENC | RFC |  | 22 | 1 | Electric Utility | ST | NG | NG | MISO | 237743 | 21408.166 | 2021
Vintage1974 | hard coal | TRUE | 997 | N | . | Michigan City | Northern Indiana Pub Serv Co | 13756 | IN | ENC | RFC |  | 22 | 1 | Electric Utility | ST | SUB | COL | MISO | 13016659 | 1202784.7 | 2021
Vintage1923 | hydro | TRUE | 998 | N | . | Norway (IN) | Northern Indiana Pub Serv Co | 13756 | IN | ENC | RFC |  | 22 | 1 | Electric Utility | HY | WAT | HYC | MISO | 158298 | 17899 | 2021
Vintage1925 | hydro | TRUE | 999 | N | . | Oakdale | Northern Indiana Pub Serv Co | 13756 | IN | ENC | RFC |  | 22 | 1 | Electric Utility | HY | WAT | HYC | MISO | 187345 | 21183 | 2021
Vintage0 | petroleum | FALSE | 1001 | N | . | Cayuga | Duke Energy Indiana, LLC | 15470 | IN | ENC | RFC |  | 22 | 1 | Electric Utility | GT | DFO | DFO | MISO | 20458 | 1816.51 | 2021
Vintage1993 | natural gas peaker | TRUE | 1001 | N | . | Cayuga | Duke Energy Indiana, LLC | 15470 | IN | ENC | RFC |  | 22 | 1 | Electric Utility | GT | NG | NG | MISO | 243649 | 19216.49 | 2021
Vintage1972 | petroleum | TRUE | 1001 | N | . | Cayuga | Duke Energy Indiana, LLC | 15470 | IN | ENC | RFC |  | 22 | 1 | Electric Utility | IC | DFO | DFO | MISO | 9745 | 917 | 2021
Vintage1972 | hard coal | TRUE | 1001 | N | . | Cayuga | Duke Energy Indiana, LLC | 15470 | IN | ENC | RFC |  | 22 | 1 | Electric Utility | ST | BIT | COL | MISO | 46224716 | 4557098 | 2021
Vintage0 | petroleum | FALSE | 1001 | N | . | Cayuga | Duke Energy Indiana, LLC | 15470 | IN | ENC | RFC |  | 22 | 1 | Electric Utility | ST | DFO | DFO | MISO | 57876 | 5715.035 | 2021
Vintage2013 | hard coal | TRUE | 1004 | N | . | Edwardsport | Duke Energy Indiana, LLC | 15470 | IN | ENC | RFC |  | 22 | 1 | Electric Utility | CA | BIT | COL | MISO | 10005211 | 382722.15 | 2021
| natural gas combined cycle | FALSE | 1004 | N | . | Edwardsport | Duke Energy Indiana, LLC | 15470 | IN | ENC | RFC |  | 22 | 1 | Electric Utility | CA | NG | NG | MISO | 0 | 441702.41 | 2021
| hard coal | FALSE | 1004 | N | . | Edwardsport | Duke Energy Indiana, LLC | 15470 | IN | ENC | RFC |  | 22 | 1 | Electric Utility | CA | SGC | COL | MISO | 0 | 927236.45 | 2021
| hard coal | FALSE | 1004 | N | . | Edwardsport | Duke Energy Indiana, LLC | 15470 | IN | ENC | RFC |  | 22 | 1 | Electric Utility | CT | BIT | COL | MISO | 0 | 0 | 2021
Vintage0 | natural gas combined cycle | FALSE | 1004 | N | . | Edwardsport | Duke Energy Indiana, LLC | 15470 | IN | ENC | RFC |  | 22 | 1 | Electric Utility | CT | NG | NG | MISO | 12681985 | 674278.32 | 2021
Vintage2013 | hard coal | TRUE | 1004 | N | . | Edwardsport | Duke Energy Indiana, LLC | 15470 | IN | ENC | RFC |  | 22 | 1 | Electric Utility | CT | SGC | COL | MISO | 24116885 | 1414239.7 | 2021
Vintage1967 | hydro | TRUE | 1005 | N | . | Markland | Duke Energy Indiana, LLC | 15470 | IN | ENC | RFC |  | 22 | 1 | Electric Utility | HY | WAT | HYC | MISO | 2832964 | 320326 | 2021
| natural gas combined cycle | FALSE | 1007 | N | . | Noblesville | Duke Energy Indiana, LLC | 15470 | IN | ENC | RFC |  | 22 | 1 | Electric Utility | CA | NG | NG | MISO | 0 | 0 | 2021
Vintage2003 | natural gas combined cycle | TRUE | 1007 | N | . | Noblesville | Duke Energy Indiana, LLC | 15470 | IN | ENC | RFC |  | 22 | 1 | Electric Utility | CT | NG | NG | MISO | 10505717 | 1273956 | 2021
Vintage0 | hard coal | FALSE | 1008 | N | . | R Gallagher | Duke Energy Indiana, LLC | 15470 | IN | ENC | RFC |  | 22 | 1 | Electric Utility | ST | BIT | COL | MISO | 304170 | 20129.369 | 2021
Vintage0 | petroleum | FALSE | 1008 | N | . | R Gallagher | Duke Energy Indiana, LLC | 15470 | IN | ENC | RFC |  | 22 | 1 | Electric Utility | ST | DFO | DFO | MISO | 77004 | 5460.631 | 2021
Vintage1973 | hard coal | TRUE | 1012 | N | . | F B Culley | Southern Indiana Gas & Elec Co | 17633 | IN | ENC | RFC |  | 22 | 1 | Electric Utility | ST | BIT | COL | MISO | 22430629 | 2068976.4 | 2021
Vintage0 | natural gas steam turbine | FALSE | 1012 | N | . | F B Culley | Southern Indiana Gas & Elec Co | 17633 | IN | ENC | RFC |  | 22 | 1 | Electric Utility | ST | NG | NG | MISO | 533738 | 49193.564 | 2021
| other | FALSE | 1016 | N | . | Butler-Warner Generation Plant | Fayetteville Public Works Commission | 6235 | NC | SAT | SERC |  | 22 | 1 | Electric Utility | BA | MWH | OTH | CPLE | 0 | 0 | 2021
| petroleum | FALSE | 1016 | N | . | Butler-Warner Generation Plant | Fayetteville Public Works Commission | 6235 | NC | SAT | SERC |  | 22 | 1 | Electric Utility | CA | DFO | DFO | CPLE | 0 | -530.137 | 2021
| natural gas combined cycle | FALSE | 1016 | N | . | Butler-Warner Generation Plant | Fayetteville Public Works Commission | 6235 | NC | SAT | SERC |  | 22 | 1 | Electric Utility | CA | NG | NG | CPLE | 0 | -3089.863 | 2021
Vintage0 | petroleum | FALSE | 1016 | N | . | Butler-Warner Generation Plant | Fayetteville Public Works Commission | 6235 | NC | SAT | SERC |  | 22 | 1 | Electric Utility | CT | DFO | DFO | CPLE | 10667 | 527.081 | 2021
Vintage1980 | natural gas combined cycle | TRUE | 1016 | N | . | Butler-Warner Generation Plant | Fayetteville Public Works Commission | 6235 | NC | SAT | SERC |  | 22 | 1 | Electric Utility | CT | NG | NG | CPLE | 38821 | 1361.919 | 2021
Vintage0 | petroleum | FALSE | 1016 | N | . | Butler-Warner Generation Plant | Fayetteville Public Works Commission | 6235 | NC | SAT | SERC |  | 22 | 1 | Electric Utility | GT | DFO | DFO | CPLE | 1084 | 42.173 | 2021
Vintage1977 | natural gas peaker | FALSE | 1016 | N | . | Butler-Warner Generation Plant | Fayetteville Public Works Commission | 6235 | NC | SAT | SERC |  | 22 | 1 | Electric Utility | GT | NG | NG | CPLE | 2278 | -195.173 | 2021
| solar pv | FALSE | 1016 | N | . | Butler-Warner Generation Plant | Fayetteville Public Works Commission | 6235 | NC | SAT | SERC |  | 22 | 1 | Electric Utility | PV | SUN | SUN | CPLE | 0 | 0 | 2021
Vintage1989 | hydro | TRUE | 1020 | N | . | Manti Lower | City of Manti - (UT) | 11588 | UT | MTN | WECC |  | 22 | 1 | Electric Utility | HY | WAT | HYC | PACE | 7509 | 849 | 2021
| petroleum | FALSE | 1024 | N | . | Crawfordsville Power Plant | Crawfordsville Energy LLC | 59774 | IN | ENC | RFC |  | 22 | 2 | NAICS-22 Non-Cogen | IC | DFO | DFO | MISO | 0 | 0 | 2021
| hard coal | FALSE | 1024 | N | . | Crawfordsville Power Plant | Crawfordsville Energy LLC | 59774 | IN | ENC | RFC |  | 22 | 2 | NAICS-22 Non-Cogen | ST | BIT | COL | MISO | 0 | 0 | 2021
| other | FALSE | 1024 | N | . | Crawfordsville Power Plant | Crawfordsville Energy LLC | 59774 | IN | ENC | RFC |  | 22 | 2 | NAICS-22 Non-Cogen | ST | KER | WOO | MISO | 0 | 0 | 2021
| natural gas steam turbine | FALSE | 1024 | N | . | Crawfordsville Power Plant | Crawfordsville Energy LLC | 59774 | IN | ENC | RFC |  | 22 | 2 | NAICS-22 Non-Cogen | ST | NG | NG | MISO | 0 | 0 | 2021
| biomass | FALSE | 1024 | N | . | Crawfordsville Power Plant | Crawfordsville Energy LLC | 59774 | IN | ENC | RFC |  | 22 | 2 | NAICS-22 Non-Cogen | ST | WDS | WWW | MISO | 0 | 0 | 2021
| hard coal | FALSE | 1037 | N | . | Peru (IN) | City of Peru - (IN) | 14839 | IN | ENC | RFC |  | 22 | 1 | Electric Utility | IC | BIT | COL | MISO | 0 | 0 | 2021
| petroleum | FALSE | 1037 | N | . | Peru (IN) | City of Peru - (IN) | 14839 | IN | ENC | RFC |  | 22 | 1 | Electric Utility | IC | DFO | DFO | MISO | 0 | 0 | 2021
| petroleum | FALSE | 1038 | N | . | Rensselaer City Light Plant | City of Rensselaer - (IN) | 15860 | IN | ENC | RFC |  | 22 | 1 | Electric Utility | IC | DFO | DFO | MISO | 0 | 0 | 2021
| natural gas peaker | FALSE | 1038 | N | . | Rensselaer City Light Plant | City of Rensselaer - (IN) | 15860 | IN | ENC | RFC |  | 22 | 1 | Electric Utility | IC | NG | NG | MISO | 0 | 0 | 2021
Vintage1973 | hard coal | TRUE | 1040 | N | . | Whitewater Valley | City of Richmond - (IN) | 15989 | IN | ENC | RFC |  | 22 | 1 | Electric Utility | ST | BIT | COL | PJM | 393166 | 27470.839 | 2021
Vintage0 | petroleum | FALSE | 1040 | N | . | Whitewater Valley | City of Richmond - (IN) | 15989 | IN | ENC | RFC |  | 22 | 1 | Electric Utility | ST | DFO | DFO | PJM | 8515 | 494.161 | 2021
Vintage0 | petroleum | FALSE | 1047 | N | . | Lansing | Interstate Power and Light Co | 9417 | IA | WNC | MRO |  | 22 | 1 | Electric Utility | ST | DFO | DFO | MISO | 65006 | 1661.254 | 2021
Vintage1977 | hard coal | TRUE | 1047 | N | . | Lansing | Interstate Power and Light Co | 9417 | IA | WNC | MRO |  | 22 | 1 | Electric Utility | ST | SUB | COL | MISO | 8056158 | 606462.75 | 2021
Vintage1924 | hydro | TRUE | 1067 | N | . | Iowa Hydro LLC | Renewable World Energies LLC | 58149 | IA | WNC | MRO |  | 22 | 2 | NAICS-22 Non-Cogen | HY | WAT | HYC | MISO | 54452 | 6157 | 2021
| petroleum | FALSE | 1068 | N | . | Marshalltown | Interstate Power and Light Co | 9417 | IA | WNC | MRO |  | 22 | 1 | Electric Utility | GT | DFO | DFO | MISO | 0 | 0 | 2021
Vintage1978 | natural gas peaker | TRUE | 1068 | N | . | Marshalltown | Interstate Power and Light Co | 9417 | IA | WNC | MRO |  | 22 | 1 | Electric Utility | GT | NG | NG | MISO | 651233 | 88139 | 2021
Vintage1967 | natural gas steam turbine | TRUE | 1073 | Y | . | Prairie Creek | Interstate Power and Light Co | 9417 | IA | WNC | MRO |  | 22 | 1 | Electric Utility | ST | NG | NG | MISO | 207233 | 25395.986 | 2021
Vintage1997 | hard coal | TRUE | 1073 | Y | . | Prairie Creek | Interstate Power and Light Co | 9417 | IA | WNC | MRO |  | 22 | 1 | Electric Utility | ST | SUB | COL | MISO | 588674 | 57489.014 | 2021
Vintage1970 | natural gas peaker | TRUE | 1079 | N | . | Coralville GT | MidAmerican Energy Co | 12341 | IA | WNC | MRO |  | 22 | 1 | Electric Utility | GT | NG | NG | MISO | 66872 | 3220 | 2021
| natural gas steam turbine | FALSE | 1081 | N | . | Riverside | MidAmerican Energy Co | 12341 | IA | WNC | MRO |  | 22 | 1 | Electric Utility | ST | NG | NG | MISO | 0 | 0 | 2021
| hard coal | FALSE | 1081 | N | . | Riverside | MidAmerican Energy Co | 12341 | IA | WNC | MRO |  | 22 | 1 | Electric Utility | ST | SUB | COL | MISO | 0 | 0 | 2021
Vintage0 | petroleum | FALSE | 1082 | Y | . | Walter Scott Jr Energy Center | MidAmerican Energy Co | 12341 | IA | WNC | MRO |  | 22 | 1 | Electric Utility | ST | DFO | DFO | MISO | 325314 | 32164.504 | 2021
Vintage0 | natural gas steam turbine | FALSE | 1082 | Y | . | Walter Scott Jr Energy Center | MidAmerican Energy Co | 12341 | IA | WNC | MRO |  | 22 | 1 | Electric Utility | ST | NG | NG | MISO | 13400 | 1349.561 | 2021
Vintage2007 | hard coal | TRUE | 1082 | Y | . | Walter Scott Jr Energy Center | MidAmerican Energy Co | 12341 | IA | WNC | MRO |  | 22 | 1 | Electric Utility | ST | RC | COL | MISO | 63279964 | 6329333.9 | 2021
| hard coal | FALSE | 1082 | Y | . | Walter Scott Jr Energy Center | MidAmerican Energy Co | 12341 | IA | WNC | MRO |  | 22 | 1 | Electric Utility | ST | SUB | COL | MISO | 0 | 0 | 2021
Vintage1968 | natural gas peaker | TRUE | 1084 | N | . | River Hills | MidAmerican Energy Co | 12341 | IA | WNC | MRO |  | 22 | 1 | Electric Utility | GT | NG | NG | MISO | 27629 | 261 | 2021
Vintage0 | natural gas steam turbine | FALSE | 1091 | N | . | George Neal North | MidAmerican Energy Co | 12341 | IA | WNC | MRO |  | 22 | 1 | Electric Utility | ST | NG | NG | MISO | 206662 | 18509.411 | 2021
Vintage1975 | hard coal | TRUE | 1091 | N | . | George Neal North | MidAmerican Energy Co | 12341 | IA | WNC | MRO |  | 22 | 1 | Electric Utility | ST | RC | COL | MISO | 17927260 | 1666102.6 | 2021
Vintage1975 | hard coal | TRUE | 1091 | N | . | George Neal North | MidAmerican Energy Co | 12341 | IA | WNC | MRO |  | 22 | 1 | Electric Utility | ST | SUB | COL | MISO | 204230 | 17839.023 | 2021
| petroleum | FALSE | 1097 | N | . | Merl Parr | MidAmerican Energy Co | 12341 | IA | WNC | MRO |  | 22 | 1 | Electric Utility | GT | DFO | DFO | MISO | 0 | 0 | 2021
Vintage1969 | natural gas peaker | TRUE | 1097 | N | . | Merl Parr | MidAmerican Energy Co | 12341 | IA | WNC | MRO |  | 22 | 1 | Electric Utility | GT | NG | NG | MISO | 19371 | 983 | 2021
Vintage1996 | natural gas peaker | TRUE | 1104 | N | . | Burlington (IA) | Interstate Power and Light Co | 9417 | IA | WNC | MRO |  | 22 | 1 | Electric Utility | GT | NG | NG | MISO | 13545 | 542 | 2021
Vintage0 | natural gas steam turbine | FALSE | 1104 | N | . | Burlington (IA) | Interstate Power and Light Co | 9417 | IA | WNC | MRO |  | 22 | 1 | Electric Utility | ST | NG | NG | MISO | 28069 | 2405.121 | 2021
Vintage1968 | hard coal | TRUE | 1104 | N | . | Burlington (IA) | Interstate Power and Light Co | 9417 | IA | WNC | MRO |  | 22 | 1 | Electric Utility | ST | SUB | COL | MISO | 12050737 | 1052754.9 | 2021
Vintage1913 | hydro | TRUE | 1109 | N | . | Keokuk | Union Electric Co - (MO) | 19436 | IA | WNC | SERC |  | 22 | 1 | Electric Utility | HY | WAT | HYC | MISO | 8166355 | 923378 | 2021
Vintage1994 | petroleum | TRUE | 1120 | N | . | Algona | City of Algona - (IA) | 309 | IA | WNC | MRO |  | 22 | 1 | Electric Utility | IC | DFO | DFO | SWPP | 11532 | 1195.005 | 2021
Vintage0 | natural gas peaker | FALSE | 1120 | N | . | Algona | City of Algona - (IA) | 309 | IA | WNC | MRO |  | 22 | 1 | Electric Utility | IC | NG | NG | SWPP | 126 | 12.995 | 2021
Vintage2018 | petroleum | TRUE | 1121 | N | . | Alta Municipal Utilities | City of Alta - (IA) | 405 | IA | WNC | MRO |  | 22 | 1 | Electric Utility | IC | DFO | DFO | SWPP | 1542 | 159 | 2021
| natural gas peaker | FALSE | 1121 | N | . | Alta Municipal Utilities | City of Alta - (IA) | 405 | IA | WNC | MRO |  | 22 | 1 | Electric Utility | IC | NG | NG | SWPP | 0 | 0 | 2021
| petroleum | FALSE | 1122 | N | . | Ames Electric Services Power Plant | City of Ames - (IA) | 554 | IA | WNC | MRO |  | 22 | 1 | Electric Utility | ST | DFO | DFO | MISO | 0 | 0 | 2021
Vintage1982 | natural gas steam turbine | TRUE | 1122 | N | . | Ames Electric Services Power Plant | City of Ames - (IA) | 554 | IA | WNC | MRO |  | 22 | 1 | Electric Utility | ST | NG | NG | MISO | 2973468 | 232153.73 | 2021
Vintage0 | biomass | FALSE | 1122 | N | . | Ames Electric Services Power Plant | City of Ames - (IA) | 554 | IA | WNC | MRO |  | 22 | 1 | Electric Utility | ST | OBS | ORW | MISO | 325077 | 25292.268 | 2021
| hard coal | FALSE | 1122 | N | . | Ames Electric Services Power Plant | City of Ames - (IA) | 554 | IA | WNC | MRO |  | 22 | 1 | Electric Utility | ST | SUB | COL | MISO | 0 | 0 | 2021
Vintage2003 | petroleum | TRUE | 1123 | N | . | Anita | City of Anita - (IA) | 682 | IA | WNC | MRO |  | 22 | 1 | Electric Utility | IC | DFO | DFO | MISO | 1530 | 148 | 2021
Vintage0 | petroleum | FALSE | 1124 | N | . | Atlantic | Atlantic Municipal Utilities | 965 | IA | WNC | MRO |  | 22 | 1 | Electric Utility | GT | DFO | DFO | MISO | 213 | 14.148 | 2021
Vintage1999 | natural gas peaker | TRUE | 1124 | N | . | Atlantic | Atlantic Municipal Utilities | 965 | IA | WNC | MRO |  | 22 | 1 | Electric Utility | GT | NG | NG | MISO | 2128 | 142.852 | 2021
Vintage2001 | petroleum | TRUE | 1125 | N | . | Bancroft | Bancroft Municipal Utilities | 1172 | IA | WNC | MRO |  | 22 | 1 | Electric Utility | IC | DFO | DFO | MISO | 1040 | 5 | 2021
Vintage2021 | petroleum | TRUE | 1126 | N | . | Bellevue | City of Bellevue - (IA) | 1515 | IA | WNC | MRO |  | 22 | 1 | Electric Utility | IC | DFO | DFO | MISO | 1229 | 122 | 2021
| natural gas peaker | FALSE | 1126 | N | . | Bellevue | City of Bellevue - (IA) | 1515 | IA | WNC | MRO |  | 22 | 1 | Electric Utility | IC | NG | NG | MISO | 0 | 0 | 2021
Vintage1946 | petroleum | TRUE | 1127 | N | . | Bloomfield | City of Bloomfield - (IA) | 1869 | IA | WNC | MRO |  | 22 | 1 | Electric Utility | IC | DFO | DFO | AECI | 1995 | 163.431 | 2021
Vintage1975 | natural gas peaker | TRUE | 1127 | N | . | Bloomfield | City of Bloomfield - (IA) | 1869 | IA | WNC | MRO |  | 22 | 1 | Electric Utility | IC | NG | NG | AECI | 203 | 16.569 | 2021
Vintage2012 | petroleum | TRUE | 1128 | N | . | Brooklyn | City of Brooklyn - (IA) | 2287 | IA | WNC | MRO |  | 22 | 1 | Electric Utility | IC | DFO | DFO | MISO | 101 | 10 | 2021
| natural gas peaker | FALSE | 1128 | N | . | Brooklyn | City of Brooklyn - (IA) | 2287 | IA | WNC | MRO |  | 22 | 1 | Electric Utility | IC | NG | NG | MISO | 0 | 0 | 2021
Vintage2020 | petroleum | TRUE | 1129 | N | . | Cascade | Cascade Municipal Utilities | 3137 | IA | WNC | MRO |  | 22 | 1 | Electric Utility | IC | DFO | DFO | MISO | 773 | 76 | 2021
| natural gas peaker | FALSE | 1129 | N | . | Cascade | Cascade Municipal Utilities | 3137 | IA | WNC | MRO |  | 22 | 1 | Electric Utility | IC | NG | NG | MISO | 0 | 0 | 2021
| petroleum | FALSE | 1130 | N | . | Gas Turbine (IA) | Cedar Falls Utilities | 3203 | IA | WNC | MRO |  | 22 | 1 | Electric Utility | GT | DFO | DFO | MISO | 0 | 0 | 2021
Vintage2000 | natural gas peaker | TRUE | 1130 | N | . | Gas Turbine (IA) | Cedar Falls Utilities | 3203 | IA | WNC | MRO |  | 22 | 1 | Electric Utility | GT | NG | NG | MISO | 16887 | 245 | 2021
| biomass | FALSE | 1131 | N | . | Streeter Station | Cedar Falls Utilities | 3203 | IA | WNC | MRO |  | 22 | 1 | Electric Utility | ST | AB | ORW | MISO | 0 | 0 | 2021
Vintage0 | hard coal | FALSE | 1131 | N | . | Streeter Station | Cedar Falls Utilities | 3203 | IA | WNC | MRO |  | 22 | 1 | Electric Utility | ST | BIT | COL | MISO | 70403 | 3657.25 | 2021
Vintage1973 | natural gas steam turbine | TRUE | 1131 | N | . | Streeter Station | Cedar Falls Utilities | 3203 | IA | WNC | MRO |  | 22 | 1 | Electric Utility | ST | NG | NG | MISO | 184058 | 10886.75 | 2021
| biomass | FALSE | 1131 | N | . | Streeter Station | Cedar Falls Utilities | 3203 | IA | WNC | MRO |  | 22 | 1 | Electric Utility | ST | OBS | ORW | MISO | 0 | 0 | 2021
| biomass | FALSE | 1131 | N | . | Streeter Station | Cedar Falls Utilities | 3203 | IA | WNC | MRO |  | 22 | 1 | Electric Utility | ST | WDS | WWW | MISO | 0 | 0 | 2021
Vintage2003 | petroleum | TRUE | 1132 | N | . | Coggon | City of Coggon - (IA) | 3900 | IA | WNC | MRO |  | 22 | 1 | Electric Utility | IC | DFO | DFO | MISO | 1302 | 132 | 2021
Vintage2006 | petroleum | TRUE | 1134 | N | . | Corning | City of Corning - (IA) | 4375 | IA | WNC | MRO |  | 22 | 1 | Electric Utility | IC | DFO | DFO | MISO | 1542 | 50 | 2021
Vintage2000 | petroleum | TRUE | 1135 | N | . | Dayton (IA) | City of Dayton - (IA) | 4919 | IA | WNC | MRO |  | 22 | 1 | Electric Utility | IC | DFO | DFO | MISO | 108 | 17 | 2021
Vintage1946 | petroleum | TRUE | 1137 | N | . | Estherville | City of Estherville - (IA) | 5998 | IA | WNC | MRO |  | 22 | 1 | Electric Utility | IC | DFO | DFO | SWPP | 2958 | 390 | 2021
| natural gas peaker | FALSE | 1137 | N | . | Estherville | City of Estherville - (IA) | 5998 | IA | WNC | MRO |  | 22 | 1 | Electric Utility | IC | NG | NG | SWPP | 0 | 0 | 2021
Vintage2000 | petroleum | TRUE | 1138 | N | . | Forest City Light Plant | City of Forest City- (IA) | 6579 | IA | WNC | MRO |  | 22 | 1 | Electric Utility | IC | DFO | DFO | MISO | 3342 | 313 | 2021
Vintage2013 | petroleum | TRUE | 1141 | N | . | Gowrie | Gowrie Municipal Utilities | 7424 | IA | WNC | MRO |  | 22 | 1 | Electric Utility | IC | DFO | DFO | MISO | 907 | 86 | 2021
Vintage2002 | petroleum | TRUE | 1142 | N | . | Graettinger | City of Graettinger - (IA) | 7443 | IA | WNC | MRO |  | 22 | 1 | Electric Utility | IC | DFO | DFO | MISO | 304 | 28 | 2021
Vintage1994 | petroleum | TRUE | 1143 | N | . | Grand Junction | City of Grand Junction - (IA) | 7486 | IA | WNC | MRO |  | 22 | 1 | Electric Utility | IC | DFO | DFO | MISO | 239 | 20 | 2021
Vintage1990 | petroleum | TRUE | 1145 | N | . | Grundy Center City Light Plant | Grundy Center Mun Light & Power | 7743 | IA | WNC | MRO |  | 22 | 1 | Electric Utility | IC | DFO | DFO | MISO | 5894 | 846 | 2021
| natural gas peaker | FALSE | 1145 | N | . | Grundy Center City Light Plant | Grundy Center Mun Light & Power | 7743 | IA | WNC | MRO |  | 22 | 1 | Electric Utility | IC | NG | NG | MISO | 0 | 0 | 2021
Vintage2001 | petroleum | TRUE | 1146 | N | . | Harlan | Harlan Municipal Utilities - (IA) | 8122 | IA | WNC | MRO |  | 22 | 1 | Electric Utility | IC | DFO | DFO | MISO | 78 | 6 | 2021
Vintage2000 | petroleum | TRUE | 1150 | N | . | Indianola | Indianola Municipal Utilities | 9275 | IA | WNC | MRO |  | 22 | 1 | Electric Utility | GT | DFO | DFO | MISO | 11886 | 165 | 2021
| natural gas peaker | FALSE | 1150 | N | . | Indianola | Indianola Municipal Utilities | 9275 | IA | WNC | MRO |  | 22 | 1 | Electric Utility | GT | NG | NG | MISO | 0 | 0 | 2021
| petroleum | FALSE | 1150 | N | . | Indianola | Indianola Municipal Utilities | 9275 | IA | WNC | MRO |  | 22 | 1 | Electric Utility | IC | DFO | DFO | MISO | 0 | 0 | 2021
| natural gas peaker | FALSE | 1150 | N | . | Indianola | Indianola Municipal Utilities | 9275 | IA | WNC | MRO |  | 22 | 1 | Electric Utility | IC | NG | NG | MISO | 0 | 0 | 2021
Vintage2005 | petroleum | TRUE | 1153 | N | . | Lake Park | City of Lake Park - (IA) | 10608 | IA | WNC | MRO |  | 22 | 1 | Electric Utility | IC | DFO | DFO | MISO | 1695 | 360 | 2021
Vintage1999 | petroleum | TRUE | 1154 | N | . | Lake Mills | City of Lake Mills | 10606 | IA | WNC | MRO |  | 22 | 1 | Electric Utility | IC | DFO | DFO | MISO | 3275 | 77 | 2021
| natural gas peaker | FALSE | 1154 | N | . | Lake Mills | City of Lake Mills | 10606 | IA | WNC | MRO |  | 22 | 1 | Electric Utility | IC | NG | NG | MISO | 0 | 0 | 2021
Vintage2011 | petroleum | TRUE | 1155 | N | . | Lamoni Municipal Utilities | City of Lamoni - (IA) | 10650 | IA | WNC | MRO |  | 22 | 1 | Electric Utility | IC | DFO | DFO | MISO | 1365 | 124 | 2021
| natural gas peaker | FALSE | 1155 | N | . | Lamoni Municipal Utilities | City of Lamoni - (IA) | 10650 | IA | WNC | MRO |  | 22 | 1 | Electric Utility | IC | NG | NG | MISO | 0 | 0 | 2021
Vintage2013 | petroleum | TRUE | 1156 | N | . | La Porte | La Porte City Utilities | 10542 | IA | WNC | MRO |  | 22 | 1 | Electric Utility | IC | DFO | DFO | MISO | 3186 | 307 | 2021
Vintage2013 | petroleum | TRUE | 1157 | N | . | Laurens | City of Laurens - (IA) | 10769 | IA | WNC | MRO |  | 22 | 1 | Electric Utility | IC | DFO | DFO | SWPP | 8208 | 874 | 2021
Vintage2016 | petroleum | TRUE | 1158 | N | . | Lenox | City of Lenox - (IA) | 10908 | IA | WNC | MRO |  | 22 | 1 | Electric Utility | IC | DFO | DFO | MISO | 4713 | 261 | 2021
Vintage2012 | petroleum | TRUE | 1160 | N | . | Manning | City of Manning | 11581 | IA | WNC | MRO |  | 22 | 1 | Electric Utility | IC | DFO | DFO | SWPP | 8068 | 781 | 2021
Vintage2000 | petroleum | FALSE | 1162 | N | . | Maquoketa 1 | City of Maquoketa - (IA) | 11611 | IA | WNC | MRO |  | 22 | 1 | Electric Utility | IC | DFO | DFO | MISO | 54755 | -504.598 | 2021
Vintage2004 | natural gas peaker | FALSE | 1162 | N | . | Maquoketa 1 | City of Maquoketa - (IA) | 11611 | IA | WNC | MRO |  | 22 | 1 | Electric Utility | IC | NG | NG | MISO | 1129 | -10.402 | 2021
Vintage1977 | petroleum | TRUE | 1163 | N | . | McGregor | City of McGregor- (IA) | 12114 | IA | WNC | MRO |  | 22 | 1 | Electric Utility | IC | DFO | DFO | MISO | 5503 | 12 | 2021
Vintage1997 | petroleum | TRUE | 1164 | N | . | Milford | City of Milford - (IA) | 12541 | IA | WNC | MRO |  | 22 | 1 | Electric Utility | IC | DFO | DFO | SWPP | 5760 | 553 | 2021
Vintage2003 | petroleum | TRUE | 1165 | N | . | Montezuma | City of Montezuma - (IA) | 12839 | IA | WNC | MRO |  | 22 | 1 | Electric Utility | IC | DFO | DFO | MISO | 1524 | 129.017 | 2021
Vintage1974 | natural gas peaker | TRUE | 1165 | N | . | Montezuma | City of Montezuma - (IA) | 12839 | IA | WNC | MRO |  | 22 | 1 | Electric Utility | IC | NG | NG | MISO | 921 | 77.983 | 2021
Vintage2002 | petroleum | TRUE | 1166 | N | . | Mt Pleasant | City of Mt Pleasant - (IA) | 13038 | IA | WNC | MRO |  | 22 | 1 | Electric Utility | IC | DFO | DFO | AECI | 9662 | 1082 | 2021
Vintage0 | petroleum | FALSE | 1167 | Y | . | Muscatine Plant #1 | Board of Water Electric & Communications | 13143 | IA | WNC | MRO |  | 22 | 1 | Electric Utility | ST | DFO | DFO | MISO | 4683 | 839.505 | 2021
Vintage0 | natural gas steam turbine | FALSE | 1167 | Y | . | Muscatine Plant #1 | Board of Water Electric & Communications | 13143 | IA | WNC | MRO |  | 22 | 1 | Electric Utility | ST | NG | NG | MISO | 12255 | 2206.182 | 2021
Vintage2000 | hard coal | TRUE | 1167 | Y | . | Muscatine Plant #1 | Board of Water Electric & Communications | 13143 | IA | WNC | MRO |  | 22 | 1 | Electric Utility | ST | RC | COL | MISO | 3348507 | 602365.03 | 2021
Vintage2000 | hard coal | TRUE | 1167 | Y | . | Muscatine Plant #1 | Board of Water Electric & Communications | 13143 | IA | WNC | MRO |  | 22 | 1 | Electric Utility | ST | SUB | COL | MISO | 2065236 | 370886.28 | 2021
Vintage1999 | petroleum | TRUE | 1168 | N | . | New Hampton | City of New Hampton - (IA) | 13444 | IA | WNC | MRO |  | 22 | 1 | Electric Utility | IC | DFO | DFO | SWPP | 22203 | 2318.474 | 2021
Vintage1973 | natural gas peaker | TRUE | 1168 | N | . | New Hampton | City of New Hampton - (IA) | 13444 | IA | WNC | MRO |  | 22 | 1 | Electric Utility | IC | NG | NG | SWPP | 1289 | 134.526 | 2021
Vintage1971 | petroleum | TRUE | 1169 | N | . | Ogden | City of Ogden - (IA) | 13990 | IA | WNC | MRO |  | 22 | 1 | Electric Utility | IC | DFO | DFO | MISO | 2338 | 233 | 2021
| natural gas peaker | FALSE | 1169 | N | . | Ogden | City of Ogden - (IA) | 13990 | IA | WNC | MRO |  | 22 | 1 | Electric Utility | IC | NG | NG | MISO | 0 | 0 | 2021
Vintage1998 | petroleum | FALSE | 1172 | N | . | Osage (IA) | City of Osage - (IA) | 14201 | IA | WNC | MRO |  | 22 | 1 | Electric Utility | IC | DFO | DFO | MISO | 500 | -5.043 | 2021
Vintage1973 | natural gas peaker | FALSE | 1172 | N | . | Osage (IA) | City of Osage - (IA) | 14201 | IA | WNC | MRO |  | 22 | 1 | Electric Utility | IC | NG | NG | MISO | 5930 | -59.957 | 2021
Vintage2016 | solar pv | TRUE | 1172 | N | . | Osage (IA) | City of Osage - (IA) | 14201 | IA | WNC | MRO |  | 22 | 1 | Electric Utility | PV | SUN | SUN | MISO | 9366 | 1059 | 2021
Vintage2009 | onshore wind | TRUE | 1172 | N | . | Osage (IA) | City of Osage - (IA) | 14201 | IA | WNC | MRO |  | 22 | 1 | Electric Utility | WT | WND | WND | MISO | 37198 | 4206 | 2021
Vintage1931 | hydro | TRUE | 1173 | N | . | Ottumwa City of | Ottumwa City of | 14236 | IA | WNC | MRO |  | 22 | 1 | Electric Utility | HY | WAT | HYC | MISO | 74264 | 8397 | 2021
Vintage2020 | petroleum | TRUE | 1176 | N | . | Preston (IA) | City of Preston | 15349 | IA | WNC | MRO |  | 22 | 1 | Electric Utility | IC | DFO | DFO | MISO | 173 | 5.496 | 2021
Vintage1980 | natural gas peaker | TRUE | 1176 | N | . | Preston (IA) | City of Preston | 15349 | IA | WNC | MRO |  | 22 | 1 | Electric Utility | IC | NG | NG | MISO | 512 | 16.504 | 2021
| petroleum | FALSE | 1177 | N | . | Primghar | City of Primghar - (IA) | 15377 | IA | WNC | MRO |  | 22 | 1 | Electric Utility | IC | DFO | DFO | MISO | 0 | 0 | 2021
Vintage1999 | petroleum | TRUE | 1180 | N | . | Rockford | City of Rockford- (IA) | 16211 | IA | WNC | MRO |  | 22 | 1 | Electric Utility | IC | DFO | DFO | MISO | 102 | 12 | 2021
Vintage1968 | petroleum | TRUE | 1181 | N | . | Rock Rapids | Rock Rapids Municipal Utility | 16206 | IA | WNC | MRO |  | 22 | 1 | Electric Utility | IC | DFO | DFO | SWPP | 2140 | 214 | 2021
Vintage2000 | petroleum | TRUE | 1184 | N | . | Sibley One | City of Sibley - (IA) | 17141 | IA | WNC | MRO |  | 22 | 1 | Electric Utility | IC | DFO | DFO | MISO | 557 | 65.559 | 2021
Vintage0 | natural gas peaker | FALSE | 1184 | N | . | Sibley One | City of Sibley - (IA) | 17141 | IA | WNC | MRO |  | 22 | 1 | Electric Utility | IC | NG | NG | MISO | 275 | 32.441 | 2021
| other | FALSE | 1186 | N | . | Spencer Gas Turbine | City of Spencer - (IA) | 17783 | IA | WNC | MRO |  | 22 | 1 | Electric Utility | GT | KER | WOO | MISO | 0 | 0 | 2021
Vintage1995 | petroleum | TRUE | 1187 | N | . | State Center | City of State Center - (IA) | 18014 | IA | WNC | MRO |  | 22 | 1 | Electric Utility | IC | DFO | DFO | MISO | 3876 | 133.502 | 2021
Vintage1972 | natural gas peaker | TRUE | 1187 | N | . | State Center | City of State Center - (IA) | 18014 | IA | WNC | MRO |  | 22 | 1 | Electric Utility | IC | NG | NG | MISO | 9680 | 333.498 | 2021
Vintage2003 | petroleum | TRUE | 1188 | N | . | Story City | City of Story City - (IA) | 18177 | IA | WNC | MRO |  | 22 | 1 | Electric Utility | IC | DFO | DFO | MISO | 8727 | 874.945 | 2021
Vintage0 | natural gas peaker | FALSE | 1188 | N | . | Story City | City of Story City - (IA) | 18177 | IA | WNC | MRO |  | 22 | 1 | Electric Utility | IC | NG | NG | MISO | 180 | 18.055 | 2021
Vintage1968 | petroleum | TRUE | 1190 | N | . | Stuart (IA) | City of Stuart - (IA) | 18231 | IA | WNC | MRO |  | 22 | 1 | Electric Utility | IC | DFO | DFO | MISO | 50 | 2 | 2021
| natural gas peaker | FALSE | 1190 | N | . | Stuart (IA) | City of Stuart - (IA) | 18231 | IA | WNC | MRO |  | 22 | 1 | Electric Utility | IC | NG | NG | MISO | 0 | 0 | 2021
Vintage2021 | petroleum | TRUE | 1191 | N | . | Sumner | City of Sumner - (IA) | 18301 | IA | WNC | MRO |  | 22 | 1 | Electric Utility | IC | DFO | DFO | MISO | 5530 | 498 | 2021
| natural gas peaker | FALSE | 1191 | N | . | Sumner | City of Sumner - (IA) | 18301 | IA | WNC | MRO |  | 22 | 1 | Electric Utility | IC | NG | NG | MISO | 0 | 0 | 2021
Vintage1970 | petroleum | TRUE | 1192 | N | . | Traer Main | City of Traer - (IA) | 19062 | IA | WNC | MRO |  | 22 | 1 | Electric Utility | IC | DFO | DFO | MISO | 1816 | 55.847 | 2021
Vintage0 | natural gas peaker | FALSE | 1192 | N | . | Traer Main | City of Traer - (IA) | 19062 | IA | WNC | MRO |  | 22 | 1 | Electric Utility | IC | NG | NG | MISO | 70 | 2.153 | 2021
Vintage2003 | petroleum | TRUE | 1193 | N | . | Villisca Municipal Power Plant | City of Villisca - (IA) | 19843 | IA | WNC | MRO |  | 22 | 1 | Electric Utility | IC | DFO | DFO | MISO | 286 | 27 | 2021
| natural gas peaker | FALSE | 1193 | N | . | Villisca Municipal Power Plant | City of Villisca - (IA) | 19843 | IA | WNC | MRO |  | 22 | 1 | Electric Utility | IC | NG | NG | MISO | 0 | 0 | 2021
Vintage2009 | petroleum | TRUE | 1194 | N | . | Vinton | City of Vinton - (IA) | 19865 | IA | WNC | MRO |  | 22 | 1 | Electric Utility | IC | DFO | DFO | MISO | 7812 | 307.386 | 2021
Vintage1992 | natural gas peaker | TRUE | 1194 | N | . | Vinton | City of Vinton - (IA) | 19865 | IA | WNC | MRO |  | 22 | 1 | Electric Utility | IC | NG | NG | MISO | 10004 | 393.614 | 2021
Vintage1972 | petroleum | TRUE | 1198 | N | . | Webster City | City of Webster City - (IA) | 20259 | IA | WNC | MRO |  | 22 | 1 | Electric Utility | GT | DFO | DFO | MISO | 43237 | 3372.18 | 2021
Vintage2013 | petroleum | TRUE | 1199 | N | . | West Bend | City of West Bend | 20364 | IA | WNC | MRO |  | 22 | 1 | Electric Utility | IC | DFO | DFO | MISO | 5015 | 345 | 2021
| natural gas peaker | FALSE | 1199 | N | . | West Bend | City of West Bend | 20364 | IA | WNC | MRO |  | 22 | 1 | Electric Utility | IC | NG | NG | MISO | 0 | 0 | 2021
Vintage2004 | petroleum | TRUE | 1200 | N | . | West Liberty | City of West Liberty - (IA) | 20380 | IA | WNC | MRO |  | 22 | 1 | Electric Utility | GT | DFO | DFO | MISO | 7586 | 584 | 2021
Vintage1982 | petroleum | TRUE | 1200 | N | . | West Liberty | City of West Liberty - (IA) | 20380 | IA | WNC | MRO |  | 22 | 1 | Electric Utility | IC | DFO | DFO | MISO | 488 | 44 | 2021
| natural gas peaker | FALSE | 1200 | N | . | West Liberty | City of West Liberty - (IA) | 20380 | IA | WNC | MRO |  | 22 | 1 | Electric Utility | IC | NG | NG | MISO | 0 | 0 | 2021
Vintage2002 | petroleum | TRUE | 1202 | N | . | Wilton | City of Wilton | 20789 | IA | WNC | MRO |  | 22 | 1 | Electric Utility | IC | DFO | DFO | MISO | 735 | 83.3 | 2021
Vintage2002 | petroleum | TRUE | 1203 | N | . | Winterset | City of Winterset - (IA) | 20835 | IA | WNC | MRO |  | 22 | 1 | Electric Utility | IC | DFO | DFO | MISO | 712 | 45.579 | 2021
Vintage0 | natural gas peaker | FALSE | 1203 | N | . | Winterset | City of Winterset - (IA) | 20835 | IA | WNC | MRO |  | 22 | 1 | Electric Utility | IC | NG | NG | MISO | 587 | 37.421 | 2021
| petroleum | FALSE | 1206 | N | . | Summit Lake | Central Iowa Power Cooperative | 3258 | IA | WNC | MRO |  | 22 | 1 | Electric Utility | CA | DFO | DFO | MISO | 0 | 0 | 2021
| natural gas combined cycle | FALSE | 1206 | N | . | Summit Lake | Central Iowa Power Cooperative | 3258 | IA | WNC | MRO |  | 22 | 1 | Electric Utility | CA | NG | NG | MISO | 0 | 0 | 2021
| petroleum | FALSE | 1206 | N | . | Summit Lake | Central Iowa Power Cooperative | 3258 | IA | WNC | MRO |  | 22 | 1 | Electric Utility | CT | DFO | DFO | MISO | 0 | 0 | 2021
| natural gas combined cycle | FALSE | 1206 | N | . | Summit Lake | Central Iowa Power Cooperative | 3258 | IA | WNC | MRO |  | 22 | 1 | Electric Utility | CT | NG | NG | MISO | 0 | 0 | 2021
Vintage0 | petroleum | FALSE | 1206 | N | . | Summit Lake | Central Iowa Power Cooperative | 3258 | IA | WNC | MRO |  | 22 | 1 | Electric Utility | GT | DFO | DFO | MISO | 6 | 0.283 | 2021
Vintage1975 | natural gas peaker | TRUE | 1206 | N | . | Summit Lake | Central Iowa Power Cooperative | 3258 | IA | WNC | MRO |  | 22 | 1 | Electric Utility | GT | NG | NG | MISO | 2147 | 104.717 | 2021
| petroleum | FALSE | 1206 | N | . | Summit Lake | Central Iowa Power Cooperative | 3258 | IA | WNC | MRO |  | 22 | 1 | Electric Utility | IC | DFO | DFO | MISO | 0 | 0 | 2021
Vintage2021 | natural gas peaker | TRUE | 1206 | N | . | Summit Lake | Central Iowa Power Cooperative | 3258 | IA | WNC | MRO |  | 22 | 1 | Electric Utility | IC | NG | NG | MISO | 491610 | 56208 | 2021
| hard coal | FALSE | 1217 | N | . | Earl F Wisdom | Corn Belt Power Coop | 4363 | IA | WNC | MRO |  | 22 | 1 | Electric Utility | GT | BIT | COL | SWPP | 0 | 0 | 2021
Vintage2004 | petroleum | TRUE | 1217 | N | . | Earl F Wisdom | Corn Belt Power Coop | 4363 | IA | WNC | MRO |  | 22 | 1 | Electric Utility | GT | DFO | DFO | SWPP | 129550 | 9366.036 | 2021
Vintage0 | natural gas peaker | FALSE | 1217 | N | . | Earl F Wisdom | Corn Belt Power Coop | 4363 | IA | WNC | MRO |  | 22 | 1 | Electric Utility | GT | NG | NG | SWPP | 24607 | 1778.965 | 2021
| hard coal | FALSE | 1217 | N | . | Earl F Wisdom | Corn Belt Power Coop | 4363 | IA | WNC | MRO |  | 22 | 1 | Electric Utility | GT | SUB | COL | SWPP | 0 | 0 | 2021
Vintage0 | petroleum | FALSE | 1217 | N | . | Earl F Wisdom | Corn Belt Power Coop | 4363 | IA | WNC | MRO |  | 22 | 1 | Electric Utility | ST | DFO | DFO | SWPP | 611 | -128 | 2021
Vintage1960 | natural gas steam turbine | FALSE | 1217 | N | . | Earl F Wisdom | Corn Belt Power Coop | 4363 | IA | WNC | MRO |  | 22 | 1 | Electric Utility | ST | NG | NG | SWPP | 11283 | -742 | 2021
Vintage1966 | petroleum | TRUE | 1224 | N | . | Bird City | Midwest Energy Inc | 12524 | KS | WNC | MRO |  | 22 | 1 | Electric Utility | IC | DFO | DFO | SWPP | 1960 | 141 | 2021
| petroleum | FALSE | 1225 | N | . | Colby | Midwest Energy Inc | 12524 | KS | WNC | MRO |  | 22 | 1 | Electric Utility | GT | DFO | DFO | SWPP | 0 | 0 | 2021
Vintage1970 | natural gas peaker | TRUE | 1225 | N | . | Colby | Midwest Energy Inc | 12524 | KS | WNC | MRO |  | 22 | 1 | Electric Utility | GT | NG | NG | SWPP | 1926 | 54 | 2021
| natural gas peaker | FALSE | 1230 | N | . | Cimarron River | Sunflower Electric Power Corp | 18315 | KS | WNC | MRO |  | 22 | 1 | Electric Utility | GT | NG | NG | SWPP | 0 | 0 | 2021
Vintage1963 | natural gas steam turbine | TRUE | 1230 | N | . | Cimarron River | Sunflower Electric Power Corp | 18315 | KS | WNC | MRO |  | 22 | 1 | Electric Utility | ST | NG | NG | SWPP | 6188 | 554 | 2021
Vintage1969 | natural gas steam turbine | TRUE | 1233 | N | . | Fort Dodge | Sunflower Electric Power Corp | 18315 | KS | WNC | MRO |  | 22 | 1 | Electric Utility | ST | NG | NG | SWPP | 42134 | 910 | 2021
| petroleum | FALSE | 1233 | N | . | Fort Dodge | Sunflower Electric Power Corp | 18315 | KS | WNC | MRO |  | 22 | 1 | Electric Utility | ST | RFO | RFO | SWPP | 0 | 0 | 2021
Vintage1963 | natural gas steam turbine | FALSE | 1235 | N | . | Great Bend - Sunflower | Sunflower Electric Power Corp | 18315 | KS | WNC | MRO |  | 22 | 1 | Electric Utility | ST | NG | NG | SWPP | 9708 | -1045 | 2021
| petroleum | FALSE | 1235 | N | . | Great Bend - Sunflower | Sunflower Electric Power Corp | 18315 | KS | WNC | MRO |  | 22 | 1 | Electric Utility | ST | RFO | RFO | SWPP | 0 | 0 | 2021
| natural gas combined cycle | FALSE | 1239 | N | . | Riverton | Empire District Electric Co | 5860 | KS | WNC | MRO |  | 22 | 1 | Electric Utility | CA | NG | NG | SWPP | 0 | 458769 | 2021
Vintage2007 | natural gas combined cycle | TRUE | 1239 | N | . | Riverton | Empire District Electric Co | 5860 | KS | WNC | MRO |  | 22 | 1 | Electric Utility | CT | NG | NG | SWPP | 9737545 | 872929 | 2021
Vintage0 | petroleum | FALSE | 1239 | N | . | Riverton | Empire District Electric Co | 5860 | KS | WNC | MRO |  | 22 | 1 | Electric Utility | GT | DFO | DFO | SWPP | 53 | 2.113 | 2021
Vintage1988 | natural gas peaker | TRUE | 1239 | N | . | Riverton | Empire District Electric Co | 5860 | KS | WNC | MRO |  | 22 | 1 | Electric Utility | GT | NG | NG | SWPP | 12808 | 635.887 | 2021
Vintage0 | petroleum | FALSE | 1240 | N | . | Gordon Evans Energy Center | Evergy Kansas South, Inc | 10005 | KS | WNC | MRO |  | 22 | 1 | Electric Utility | GT | DFO | DFO | SWPP | 66454 | 5789.235 | 2021
Vintage2001 | natural gas peaker | TRUE | 1240 | N | . | Gordon Evans Energy Center | Evergy Kansas South, Inc | 10005 | KS | WNC | MRO |  | 22 | 1 | Electric Utility | GT | NG | NG | SWPP | 1587903 | 138961.77 | 2021
Vintage1969 | petroleum | TRUE | 1240 | N | . | Gordon Evans Energy Center | Evergy Kansas South, Inc | 10005 | KS | WNC | MRO |  | 22 | 1 | Electric Utility | IC | DFO | DFO | SWPP | 1801 | 19 | 2021
Vintage1977 | hard coal | TRUE | 1241 | N | . | La Cygne | Evergy Metro | 10000 | KS | WNC | MRO |  | 22 | 1 | Electric Utility | ST | BIT | COL | SWPP | 1830822 | 165493.72 | 2021
Vintage0 | petroleum | FALSE | 1241 | N | . | La Cygne | Evergy Metro | 10000 | KS | WNC | MRO |  | 22 | 1 | Electric Utility | ST | DFO | DFO | SWPP | 352679 | 32343.514 | 2021
Vintage1977 | hard coal | TRUE | 1241 | N | . | La Cygne | Evergy Metro | 10000 | KS | WNC | MRO |  | 22 | 1 | Electric Utility | ST | SUB | COL | SWPP | 67352176 | 6192929.8 | 2021
Vintage1975 | petroleum | TRUE | 1248 | N | . | Hutchinson Energy Center | Evergy Kansas Central, Inc | 22500 | KS | WNC | MRO |  | 22 | 1 | Electric Utility | GT | DFO | DFO | SWPP | 284953 | 17400.888 | 2021
Vintage1974 | natural gas peaker | TRUE | 1248 | N | . | Hutchinson Energy Center | Evergy Kansas Central, Inc | 22500 | KS | WNC | MRO |  | 22 | 1 | Electric Utility | GT | NG | NG | SWPP | 254777 | 15558.112 | 2021
| petroleum | FALSE | 1248 | N | . | Hutchinson Energy Center | Evergy Kansas Central, Inc | 22500 | KS | WNC | MRO |  | 22 | 1 | Electric Utility | IC | DFO | DFO | SWPP | 266 | 0 | 2021
Vintage0 | natural gas steam turbine | FALSE | 1250 | N | . | Lawrence Energy Center | Evergy Kansas Central, Inc | 22500 | KS | WNC | MRO |  | 22 | 1 | Electric Utility | ST | NG | NG | SWPP | 274566 | 24291.144 | 2021
Vintage1971 | hard coal | TRUE | 1250 | N | . | Lawrence Energy Center | Evergy Kansas Central, Inc | 22500 | KS | WNC | MRO |  | 22 | 1 | Electric Utility | ST | SUB | COL | SWPP | 21023363 | 1864664.9 | 2021
Vintage1981 | petroleum | TRUE | 1258 | N | . | Anthony | City of Anthony - (KS) | 701 | KS | WNC | MRO |  | 22 | 1 | Electric Utility | IC | DFO | DFO | SWPP | 2118 | 157.53 | 2021
Vintage0 | natural gas peaker | FALSE | 1258 | N | . | Anthony | City of Anthony - (KS) | 701 | KS | WNC | MRO |  | 22 | 1 | Electric Utility | IC | NG | NG | SWPP | 1029 | 76.47 | 2021
Vintage2014 | petroleum | TRUE | 1259 | N | . | Ashland | City of Ashland - (KS) | 911 | KS | WNC | MRO |  | 22 | 1 | Electric Utility | IC | DFO | DFO | SWPP | 2978 | 307 | 2021
| natural gas peaker | FALSE | 1259 | N | . | Ashland | City of Ashland - (KS) | 911 | KS | WNC | MRO |  | 22 | 1 | Electric Utility | IC | NG | NG | SWPP | 0 | 0 | 2021
Vintage2016 | petroleum | TRUE | 1261 | N | . | Augusta Electric Plant No 1 | City of Augusta - (KS) | 998 | KS | WNC | MRO |  | 22 | 1 | Electric Utility | IC | DFO | DFO | SWPP | 244 | 21 | 2021
| natural gas peaker | FALSE | 1261 | N | . | Augusta Electric Plant No 1 | City of Augusta - (KS) | 998 | KS | WNC | MRO |  | 22 | 1 | Electric Utility | IC | NG | NG | SWPP | 0 | 0 | 2021
Vintage1970 | petroleum | TRUE | 1262 | N | . | Baldwin City Plant No 1 | City of Baldwin City- (KS) | 1148 | KS | WNC | MRO |  | 22 | 1 | Electric Utility | IC | DFO | DFO | SWPP | 307 | 28 | 2021
| natural gas peaker | FALSE | 1262 | N | . | Baldwin City Plant No 1 | City of Baldwin City- (KS) | 1148 | KS | WNC | MRO |  | 22 | 1 | Electric Utility | IC | NG | NG | SWPP | 0 | 0 | 2021
Vintage2007 | petroleum | TRUE | 1263 | N | . | Belleville | City of Belleville - (KS) | 1512 | KS | WNC | MRO |  | 22 | 1 | Electric Utility | IC | DFO | DFO | SWPP | 2740 | 246.33 | 2021
Vintage1971 | natural gas peaker | TRUE | 1263 | N | . | Belleville | City of Belleville - (KS) | 1512 | KS | WNC | MRO |  | 22 | 1 | Electric Utility | IC | NG | NG | SWPP | 344 | 31.01 | 2021
Vintage1980 | petroleum | TRUE | 1264 | N | . | Beloit | City of Beloit - (KS) | 1525 | KS | WNC | MRO |  | 22 | 1 | Electric Utility | IC | DFO | DFO | SWPP | 4560 | 475.825 | 2021
Vintage0 | natural gas peaker | FALSE | 1264 | N | . | Beloit | City of Beloit - (KS) | 1525 | KS | WNC | MRO |  | 22 | 1 | Electric Utility | IC | NG | NG | SWPP | 2569 | 268.175 | 2021
Vintage0 | petroleum | FALSE | 1265 | N | . | Burlingame | City of Burlingame - (KS) | 2547 | KS | WNC | MRO |  | 22 | 1 | Electric Utility | IC | DFO | DFO | SWPP | 524 | 70.736 | 2021
Vintage1980 | natural gas peaker | TRUE | 1265 | N | . | Burlingame | City of Burlingame - (KS) | 2547 | KS | WNC | MRO |  | 22 | 1 | Electric Utility | IC | NG | NG | SWPP | 143 | 19.264 | 2021
Vintage2005 | petroleum | TRUE | 1266 | N | . | Burlington (KS) | City of Burlington - (KS) | 2551 | KS | WNC | MRO |  | 22 | 1 | Electric Utility | IC | DFO | DFO | SWPP | 3803 | 468.295 | 2021
Vintage1983 | natural gas peaker | TRUE | 1266 | N | . | Burlington (KS) | City of Burlington - (KS) | 2551 | KS | WNC | MRO |  | 22 | 1 | Electric Utility | IC | NG | NG | SWPP | 152 | 18.705 | 2021
Vintage2002 | natural gas peaker | TRUE | 1268 | N | . | Chanute 2 | City of Chanute | 3355 | KS | WNC | MRO |  | 22 | 1 | Electric Utility | GT | NG | NG | SWPP | 2395945 | 191621 | 2021
Vintage0 | petroleum | FALSE | 1268 | N | . | Chanute 2 | City of Chanute | 3355 | KS | WNC | MRO |  | 22 | 1 | Electric Utility | IC | DFO | DFO | SWPP | 96 | 9.91 | 2021
Vintage1965 | natural gas peaker | TRUE | 1268 | N | . | Chanute 2 | City of Chanute | 3355 | KS | WNC | MRO |  | 22 | 1 | Electric Utility | IC | NG | NG | SWPP | 152 | 16.089 | 2021
Vintage0 | petroleum | FALSE | 1270 | N | . | Clay Center | City of Clay Center - (KS) | 3710 | KS | WNC | MRO |  | 22 | 1 | Electric Utility | IC | DFO | DFO | SWPP | 7469 | 304.625 | 2021
Vintage2005 | natural gas peaker | TRUE | 1270 | N | . | Clay Center | City of Clay Center - (KS) | 3710 | KS | WNC | MRO |  | 22 | 1 | Electric Utility | IC | NG | NG | SWPP | 11828 | 482.375 | 2021
| petroleum | FALSE | 1270 | N | . | Clay Center | City of Clay Center - (KS) | 3710 | KS | WNC | MRO |  | 22 | 1 | Electric Utility | ST | DFO | DFO | SWPP | 0 | 0 | 2021
| natural gas steam turbine | FALSE | 1270 | N | . | Clay Center | City of Clay Center - (KS) | 3710 | KS | WNC | MRO |  | 22 | 1 | Electric Utility | ST | NG | NG | SWPP | 0 | 0 | 2021
Vintage2007 | petroleum | TRUE | 1271 | N | . | Coffeyville | City of Coffeyville - (KS) | 3892 | KS | WNC | MRO |  | 22 | 1 | Electric Utility | IC | DFO | DFO | SWPP | 4340 | 305 | 2021
Vintage1973 | natural gas steam turbine | TRUE | 1271 | N | . | Coffeyville | City of Coffeyville - (KS) | 3892 | KS | WNC | MRO |  | 22 | 1 | Electric Utility | ST | NG | NG | SWPP | 3561 | 229 | 2021
Vintage2019 | petroleum | TRUE | 1272 | N | . | Colby City of | City of Colby - (KS) | 3913 | KS | WNC | MRO |  | 22 | 1 | Electric Utility | IC | DFO | DFO | SWPP | 7976 | 487.102 | 2021
Vintage0 | natural gas peaker | FALSE | 1272 | N | . | Colby City of | City of Colby - (KS) | 3913 | KS | WNC | MRO |  | 22 | 1 | Electric Utility | IC | NG | NG | SWPP | 669 | 40.898 | 2021
Vintage1971 | petroleum | TRUE | 1274 | N | . | Ellinwood | City of Ellinwood - (KS) | 5802 | KS | WNC | MRO |  | 22 | 1 | Electric Utility | IC | DFO | DFO | SWPP | 1868 | 189.36 | 2021
Vintage0 | natural gas peaker | FALSE | 1274 | N | . | Ellinwood | City of Ellinwood - (KS) | 5802 | KS | WNC | MRO |  | 22 | 1 | Electric Utility | IC | NG | NG | SWPP | 538 | 54.64 | 2021
Vintage2005 | petroleum | TRUE | 1276 | N | . | Erie | City of Erie - (KS) | 5957 | KS | WNC | MRO |  | 22 | 1 | Electric Utility | IC | DFO | DFO | SWPP | 132 | 10 | 2021
| petroleum | FALSE | 1278 | N | . | Garnett Municipal | City of Garnett - (KS) | 6965 | KS | WNC | MRO |  | 22 | 1 | Electric Utility | IC | DFO | DFO | SWPP | 4392 | 0 | 2021
| natural gas peaker | FALSE | 1278 | N | . | Garnett Municipal | City of Garnett - (KS) | 6965 | KS | WNC | MRO |  | 22 | 1 | Electric Utility | IC | NG | NG | SWPP | 0 | 0 | 2021
Vintage1997 | petroleum | TRUE | 1279 | N | . | Girard | City of Girard - (KS) | 7257 | KS | WNC | MRO |  | 22 | 1 | Electric Utility | IC | DFO | DFO | SWPP | 5723 | 516.75 | 2021
Vintage0 | natural gas peaker | FALSE | 1279 | N | . | Girard | City of Girard - (KS) | 7257 | KS | WNC | MRO |  | 22 | 1 | Electric Utility | IC | NG | NG | SWPP | 1320 | 119.25 | 2021
Vintage1939 | petroleum | FALSE | 1280 | N | . | Goodland | City of Goodland - (KS) | 7374 | KS | WNC | MRO |  | 22 | 1 | Electric Utility | IC | DFO | DFO | SWPP | 6410 | -2276.61 | 2021
Vintage1999 | natural gas peaker | FALSE | 1280 | N | . | Goodland | City of Goodland - (KS) | 7374 | KS | WNC | MRO |  | 22 | 1 | Electric Utility | IC | NG | NG | SWPP | 4206 | -1493.39 | 2021
| petroleum | FALSE | 1283 | N | . | Herington | City of Herington - (KS) | 8490 | KS | WNC | MRO |  | 22 | 1 | Electric Utility | IC | DFO | DFO | SWPP | 0 | 0 | 2021
| natural gas peaker | FALSE | 1283 | N | . | Herington | City of Herington - (KS) | 8490 | KS | WNC | MRO |  | 22 | 1 | Electric Utility | IC | NG | NG | SWPP | 0 | 0 | 2021
Vintage1974 | petroleum | TRUE | 1285 | N | . | Hill City | City of Hill City | 8599 | KS | WNC | MRO |  | 22 | 1 | Electric Utility | IC | DFO | DFO | SWPP | 12 | 3.92 | 2021
| natural gas peaker | FALSE | 1285 | N | . | Hill City | City of Hill City | 8599 | KS | WNC | MRO |  | 22 | 1 | Electric Utility | IC | NG | NG | SWPP | 0 | 0 | 2021
Vintage1996 | petroleum | TRUE | 1286 | N | . | Hoisington | City of Hoisington - (KS) | 8703 | KS | WNC | MRO |  | 22 | 1 | Electric Utility | IC | DFO | DFO | SWPP | 3723 | 373.646 | 2021
Vintage1966 | natural gas peaker | TRUE | 1286 | N | . | Hoisington | City of Hoisington - (KS) | 8703 | KS | WNC | MRO |  | 22 | 1 | Electric Utility | IC | NG | NG | SWPP | 123 | 12.354 | 2021
Vintage1994 | petroleum | TRUE | 1287 | N | . | Holton | City of Holton - (KS) | 8770 | KS | WNC | MRO |  | 22 | 1 | Electric Utility | IC | DFO | DFO | SWPP | 5690 | 263.626 | 2021
Vintage2001 | natural gas peaker | TRUE | 1287 | N | . | Holton | City of Holton - (KS) | 8770 | KS | WNC | MRO |  | 22 | 1 | Electric Utility | IC | NG | NG | SWPP | 25377 | 1175.374 | 2021
Vintage2021 | petroleum | TRUE | 1291 | N | . | Iola | City of Iola - (KS) | 9418 | KS | WNC | MRO |  | 22 | 1 | Electric Utility | IC | DFO | DFO | SWPP | 4433 | 407.322 | 2021
Vintage2000 | natural gas peaker | TRUE | 1291 | N | . | Iola | City of Iola - (KS) | 9418 | KS | WNC | MRO |  | 22 | 1 | Electric Utility | IC | NG | NG | SWPP | 13721 | 1260.678 | 2021
| petroleum | FALSE | 1291 | N | . | Iola | City of Iola - (KS) | 9418 | KS | WNC | MRO |  | 22 | 1 | Electric Utility | IC | RFO | RFO | SWPP | 0 | 0 | 2021
Vintage2015 | petroleum | TRUE | 1292 | N | . | Jetmore | City of Jetmore | 9732 | KS | WNC | MRO |  | 22 | 1 | Electric Utility | IC | DFO | DFO | SWPP | 2234 | 219 | 2021
| natural gas peaker | FALSE | 1292 | N | . | Jetmore | City of Jetmore | 9732 | KS | WNC | MRO |  | 22 | 1 | Electric Utility | IC | NG | NG | SWPP | 0 | 0 | 2021
Vintage1977 | petroleum | TRUE | 1295 | N | . | Quindaro | City of Kansas City - (KS) | 9996 | KS | WNC | MRO |  | 22 | 1 | Electric Utility | GT | DFO | DFO | SWPP | 171594 | 10602 | 2021
| natural gas peaker | FALSE | 1295 | N | . | Quindaro | City of Kansas City - (KS) | 9996 | KS | WNC | MRO |  | 22 | 1 | Electric Utility | GT | NG | NG | SWPP | 0 | 0 | 2021
| natural gas steam turbine | FALSE | 1295 | N | . | Quindaro | City of Kansas City - (KS) | 9996 | KS | WNC | MRO |  | 22 | 1 | Electric Utility | ST | NG | NG | SWPP | 0 | 0 | 2021
Vintage0 | petroleum | FALSE | 1296 | N | . | Kingman Municipal Power and Light Plant | City of Kingman - (KS) | 10321 | KS | WNC | MRO |  | 22 | 1 | Electric Utility | IC | DFO | DFO | SWPP | 9441 | 776.48 | 2021
Vintage1993 | natural gas peaker | TRUE | 1296 | N | . | Kingman Municipal Power and Light Plant | City of Kingman - (KS) | 10321 | KS | WNC | MRO |  | 22 | 1 | Electric Utility | IC | NG | NG | SWPP | 70598 | 5806.52 | 2021
Vintage1975 | petroleum | TRUE | 1297 | N | . | La Crosse | City of La Crosse - (KS) | 10559 | KS | WNC | MRO |  | 22 | 1 | Electric Utility | IC | DFO | DFO | SWPP | 560 | 79 | 2021
| natural gas peaker | FALSE | 1297 | N | . | La Crosse | City of La Crosse - (KS) | 10559 | KS | WNC | MRO |  | 22 | 1 | Electric Utility | IC | NG | NG | SWPP | 0 | 0 | 2021
Vintage2004 | petroleum | FALSE | 1299 | N | . | Larned | City of Larned - (KS) | 10713 | KS | WNC | MRO |  | 22 | 1 | Electric Utility | IC | DFO | DFO | SWPP | 1978 | -272 | 2021
| natural gas peaker | FALSE | 1299 | N | . | Larned | City of Larned - (KS) | 10713 | KS | WNC | MRO |  | 22 | 1 | Electric Utility | IC | NG | NG | SWPP | 0 | 0 | 2021
Vintage2017 | petroleum | TRUE | 1300 | N | . | Lincoln | City of Lincoln Center - (KS) | 11017 | KS | WNC | MRO |  | 22 | 1 | Electric Utility | IC | DFO | DFO | SWPP | 1218 | 115.942 | 2021
Vintage0 | natural gas peaker | FALSE | 1300 | N | . | Lincoln | City of Lincoln Center - (KS) | 11017 | KS | WNC | MRO |  | 22 | 1 | Electric Utility | IC | NG | NG | SWPP | 178 | 17.058 | 2021
Vintage1976 | petroleum | TRUE | 1305 | N | . | McPherson 2 | City of McPherson - (KS) | 12208 | KS | WNC | MRO |  | 22 | 1 | Electric Utility | GT | DFO | DFO | SWPP | 339440 | 23952.353 | 2021
Vintage1979 | natural gas peaker | TRUE | 1305 | N | . | McPherson 2 | City of McPherson - (KS) | 12208 | KS | WNC | MRO |  | 22 | 1 | Electric Utility | GT | NG | NG | SWPP | 222759 | 15718.648 | 2021
| petroleum | FALSE | 1305 | N | . | McPherson 2 | City of McPherson - (KS) | 12208 | KS | WNC | MRO |  | 22 | 1 | Electric Utility | GT | RFO | RFO | SWPP | 0 | 0 | 2021
Vintage1965 | petroleum | TRUE | 1306 | N | . | Meade | City of Meade - (KS) | 12242 | KS | WNC | MRO |  | 22 | 1 | Electric Utility | IC | DFO | DFO | SWPP | 1926 | 177.718 | 2021
Vintage1972 | natural gas peaker | TRUE | 1306 | N | . | Meade | City of Meade - (KS) | 12242 | KS | WNC | MRO |  | 22 | 1 | Electric Utility | IC | NG | NG | SWPP | 740 | 68.282 | 2021
| petroleum | FALSE | 1306 | N | . | Meade | City of Meade - (KS) | 12242 | KS | WNC | MRO |  | 22 | 1 | Electric Utility | IC | RFO | RFO | SWPP | 0 | 0 | 2021
Vintage1989 | petroleum | TRUE | 1307 | N | . | Minneapolis City of | City of Minneapolis - (KS) | 21533 | KS | WNC | MRO |  | 22 | 1 | Electric Utility | IC | DFO | DFO | SWPP | 306 | 60.821 | 2021
Vintage1972 | natural gas peaker | TRUE | 1307 | N | . | Minneapolis City of | City of Minneapolis - (KS) | 21533 | KS | WNC | MRO |  | 22 | 1 | Electric Utility | IC | NG | NG | SWPP | 1598 | 314.179 | 2021
Vintage1973 | petroleum | TRUE | 1312 | N | . | Oberlin (KS) | City of Oberlin - (KS) | 13948 | KS | WNC | MRO |  | 22 | 1 | Electric Utility | IC | DFO | DFO | SWPP | 1165 | 113.68 | 2021
| natural gas peaker | FALSE | 1312 | N | . | Oberlin (KS) | City of Oberlin - (KS) | 13948 | KS | WNC | MRO |  | 22 | 1 | Electric Utility | IC | NG | NG | SWPP | 0 | 0 | 2021
Vintage0 | petroleum | FALSE | 1313 | N | . | Osage City | City of Osage City - (KS) | 14199 | KS | WNC | MRO |  | 22 | 1 | Electric Utility | IC | DFO | DFO | SWPP | 2970 | 150.336 | 2021
Vintage2011 | natural gas peaker | TRUE | 1313 | N | . | Osage City | City of Osage City - (KS) | 14199 | KS | WNC | MRO |  | 22 | 1 | Electric Utility | IC | NG | NG | SWPP | 3193 | 161.664 | 2021
Vintage1966 | petroleum | TRUE | 1314 | N | . | Osawatomie City of | City of Osawatomie - (KS) | 14203 | KS | WNC | MRO |  | 22 | 1 | Electric Utility | IC | DFO | DFO | SWPP | 2852 | 182 | 2021
| natural gas peaker | FALSE | 1314 | N | . | Osawatomie City of | City of Osawatomie - (KS) | 14203 | KS | WNC | MRO |  | 22 | 1 | Electric Utility | IC | NG | NG | SWPP | 0 | 0 | 2021
Vintage1967 | petroleum | TRUE | 1315 | N | . | Osborne | City of Osborne - (KS) | 14214 | KS | WNC | MRO |  | 22 | 1 | Electric Utility | IC | DFO | DFO | SWPP | 761 | 91.037 | 2021
Vintage1994 | natural gas peaker | TRUE | 1315 | N | . | Osborne | City of Osborne - (KS) | 14214 | KS | WNC | MRO |  | 22 | 1 | Electric Utility | IC | NG | NG | SWPP | 87 | 9.903 | 2021
| natural gas peaker | FALSE | 1316 | N | . | Ottawa | City of Ottawa - (KS) | 14229 | KS | WNC | MRO |  | 22 | 1 | Electric Utility | GT | NG | NG | SWPP | 0 | -48 | 2021
Vintage0 | petroleum | FALSE | 1316 | N | . | Ottawa | City of Ottawa - (KS) | 14229 | KS | WNC | MRO |  | 22 | 1 | Electric Utility | IC | DFO | DFO | SWPP | 12982 | 814.203 | 2021
Vintage1981 | natural gas peaker | TRUE | 1316 | N | . | Ottawa | City of Ottawa - (KS) | 14229 | KS | WNC | MRO |  | 22 | 1 | Electric Utility | IC | NG | NG | SWPP | 19722 | 1236.797 | 2021
Vintage1958 | petroleum | TRUE | 1317 | N | . | Pratt | City of Pratt- (KS) | 15321 | KS | WNC | MRO |  | 22 | 1 | Electric Utility | IC | DFO | DFO | SWPP | 47 | 4 | 2021
Vintage1965 | natural gas steam turbine | TRUE | 1317 | N | . | Pratt | City of Pratt- (KS) | 15321 | KS | WNC | MRO |  | 22 | 1 | Electric Utility | ST | NG | NG | SWPP | 7883 | 514 | 2021
Vintage1981 | petroleum | TRUE | 1319 | N | . | Russell Downtown | City of Russell - (KS) | 16440 | KS | WNC | MRO |  | 22 | 1 | Electric Utility | IC | DFO | DFO | SWPP | 5334 | 510.211 | 2021
Vintage1994 | natural gas peaker | TRUE | 1319 | N | . | Russell Downtown | City of Russell - (KS) | 16440 | KS | WNC | MRO |  | 22 | 1 | Electric Utility | IC | NG | NG | SWPP | 270 | 25.789 | 2021
Vintage1992 | petroleum | FALSE | 1320 | N | . | Sabetha Power Plant | City of Sabetha - (KS) | 16518 | KS | WNC | MRO |  | 22 | 1 | Electric Utility | IC | DFO | DFO | SWPP | 2378 | -541.775 | 2021
Vintage2001 | natural gas peaker | FALSE | 1320 | N | . | Sabetha Power Plant | City of Sabetha - (KS) | 16518 | KS | WNC | MRO |  | 22 | 1 | Electric Utility | IC | NG | NG | SWPP | 405 | -92.225 | 2021
| petroleum | FALSE | 1321 | N | . | St Francis | City of St Francis - (KS) | 17872 | KS | WNC | MRO |  | 22 | 1 | Electric Utility | IC | DFO | DFO | SWPP | 0 | 0 | 2021
| natural gas peaker | FALSE | 1321 | N | . | St Francis | City of St Francis - (KS) | 17872 | KS | WNC | MRO |  | 22 | 1 | Electric Utility | IC | NG | NG | SWPP | 0 | 0 | 2021
Vintage2002 | petroleum | TRUE | 1322 | N | . | St John | City of St. John - (KS) | 17879 | KS | WNC | MRO |  | 22 | 1 | Electric Utility | IC | DFO | DFO | SWPP | 860 | 79 | 2021
| natural gas peaker | FALSE | 1322 | N | . | St John | City of St. John - (KS) | 17879 | KS | WNC | MRO |  | 22 | 1 | Electric Utility | IC | NG | NG | SWPP | 0 | 0 | 2021
Vintage0 | petroleum | FALSE | 1324 | N | . | Sharon Spring | City of Sharon Springs - (KS) | 16988 | KS | WNC | MRO |  | 22 | 1 | Electric Utility | IC | DFO | DFO | SWPP | 409 | 8.101 | 2021
Vintage1970 | natural gas peaker | TRUE | 1324 | N | . | Sharon Spring | City of Sharon Springs - (KS) | 16988 | KS | WNC | MRO |  | 22 | 1 | Electric Utility | IC | NG | NG | SWPP | 1919 | 37.959 | 2021
Vintage2002 | petroleum | TRUE | 1326 | N | . | Sterling | City of Sterling - (KS) | 18086 | KS | WNC | MRO |  | 22 | 1 | Electric Utility | IC | DFO | DFO | SWPP | 2332 | 226.749 | 2021
Vintage0 | natural gas peaker | FALSE | 1326 | N | . | Sterling | City of Sterling - (KS) | 18086 | KS | WNC | MRO |  | 22 | 1 | Electric Utility | IC | NG | NG | SWPP | 949 | 92.251 | 2021
Vintage1971 | petroleum | TRUE | 1327 | N | . | Stockton | City of Stockton - (KS) | 18137 | KS | WNC | MRO |  | 22 | 1 | Electric Utility | IC | DFO | DFO | SWPP | 1302 | 3.454 | 2021
Vintage0 | natural gas peaker | FALSE | 1327 | N | . | Stockton | City of Stockton - (KS) | 18137 | KS | WNC | MRO |  | 22 | 1 | Electric Utility | IC | NG | NG | SWPP | 206 | 0.546 | 2021
Vintage0 | petroleum | FALSE | 1328 | N | . | Wamego | City of Wamego - (KS) | 20069 | KS | WNC | MRO |  | 22 | 1 | Electric Utility | IC | DFO | DFO | SWPP | 2200 | -80.902 | 2021
Vintage2016 | natural gas peaker | FALSE | 1328 | N | . | Wamego | City of Wamego - (KS) | 20069 | KS | WNC | MRO |  | 22 | 1 | Electric Utility | IC | NG | NG | SWPP | 4219 | -155.098 | 2021
Vintage1986 | petroleum | TRUE | 1329 | N | . | Washington | City of Washington - (KS) | 20141 | KS | WNC | MRO |  | 22 | 1 | Electric Utility | IC | DFO | DFO | SWPP | 933 | 91.449 | 2021
Vintage0 | natural gas peaker | FALSE | 1329 | N | . | Washington | City of Washington - (KS) | 20141 | KS | WNC | MRO |  | 22 | 1 | Electric Utility | IC | NG | NG | SWPP | 169 | 16.551 | 2021
Vintage2004 | petroleum | TRUE | 1330 | N | . | Wellington 1 | City of Wellington - (KS) | 20315 | KS | WNC | MRO |  | 22 | 1 | Electric Utility | IC | DFO | DFO | SWPP | 153 | 8 | 2021
Vintage1972 | natural gas steam turbine | TRUE | 1330 | N | . | Wellington 1 | City of Wellington - (KS) | 20315 | KS | WNC | MRO |  | 22 | 1 | Electric Utility | ST | NG | NG | SWPP | 8479 | 474 | 2021
Vintage1962 | natural gas peaker | TRUE | 1332 | N | . | West 14th Street | City of Winfield - (KS) | 20813 | KS | WNC | MRO |  | 22 | 1 | Electric Utility | GT | NG | NG | SWPP | 22250 | 797 | 2021
Vintage1979 | natural gas peaker | TRUE | 1336 | N | . | Garden City | Sunflower Electric Power Corp | 18315 | KS | WNC | MRO |  | 22 | 1 | Electric Utility | GT | NG | NG | SWPP | 192921 | 10273 | 2021
Vintage1973 | natural gas steam turbine | TRUE | 1336 | N | . | Garden City | Sunflower Electric Power Corp | 18315 | KS | WNC | MRO |  | 22 | 1 | Electric Utility | ST | NG | NG | SWPP | 32440 | 1168 | 2021
Vintage1963 | natural gas steam turbine | TRUE | 1353 | N | . | Big Sandy | Kentucky Power Co | 22053 | KY | ESC | RFC |  | 22 | 1 | Electric Utility | ST | NG | NG | PJM | 5668700 | 550541 | 2021
Vintage1925 | hydro | TRUE | 1354 | N | . | Dix Dam | Kentucky Utilities Co | 10171 | KY | ESC | SERC |  | 22 | 1 | Electric Utility | HY | WAT | HYC | LGEE | 786903 | 88976 | 2021
Vintage0 | petroleum | FALSE | 1355 | N | . | E W Brown | Kentucky Utilities Co | 10171 | KY | ESC | SERC |  | 22 | 1 | Electric Utility | GT | DFO | DFO | LGEE | 4100 | 263.434 | 2021
Vintage2001 | natural gas peaker | TRUE | 1355 | N | . | E W Brown | Kentucky Utilities Co | 10171 | KY | ESC | SERC |  | 22 | 1 | Electric Utility | GT | NG | NG | LGEE | 2074052 | 163951.57 | 2021
Vintage2016 | solar pv | TRUE | 1355 | N | . | E W Brown | Kentucky Utilities Co | 10171 | KY | ESC | SERC |  | 22 | 1 | Electric Utility | PV | SUN | SUN | LGEE | 146163 | 16527 | 2021
Vintage1971 | hard coal | TRUE | 1355 | N | . | E W Brown | Kentucky Utilities Co | 10171 | KY | ESC | SERC |  | 22 | 1 | Electric Utility | ST | BIT | COL | LGEE | 11169523 | 930580.58 | 2021
Vintage0 | petroleum | FALSE | 1355 | N | . | E W Brown | Kentucky Utilities Co | 10171 | KY | ESC | SERC |  | 22 | 1 | Electric Utility | ST | DFO | DFO | LGEE | 28613 | 2251.421 | 2021
Vintage1984 | hard coal | TRUE | 1356 | N | . | Ghent | Kentucky Utilities Co | 10171 | KY | ESC | SERC |  | 22 | 1 | Electric Utility | ST | BIT | COL | LGEE | 40565434 | 3768139.2 | 2021
Vintage0 | petroleum | FALSE | 1356 | N | . | Ghent | Kentucky Utilities Co | 10171 | KY | ESC | SERC |  | 22 | 1 | Electric Utility | ST | DFO | DFO | LGEE | 105830 | 9818.665 | 2021
Vintage1984 | hard coal | TRUE | 1356 | N | . | Ghent | Kentucky Utilities Co | 10171 | KY | ESC | SERC |  | 22 | 1 | Electric Utility | ST | RC | COL | LGEE | 72748786 | 6804370.2 | 2021
| hard coal | FALSE | 1356 | N | . | Ghent | Kentucky Utilities Co | 10171 | KY | ESC | SERC |  | 22 | 1 | Electric Utility | ST | SUB | COL | LGEE | 0 | 0 | 2021
| petroleum | FALSE | 1358 | N | . | Haefling | Kentucky Utilities Co | 10171 | KY | ESC | SERC |  | 22 | 1 | Electric Utility | GT | DFO | DFO | LGEE | 0 | 0 | 2021
Vintage1970 | natural gas peaker | FALSE | 1358 | N | . | Haefling | Kentucky Utilities Co | 10171 | KY | ESC | SERC |  | 22 | 1 | Electric Utility | GT | NG | NG | LGEE | 2145 | -19 | 2021
Vintage2008 | hydro | TRUE | 1359 | N | . | Mother Ann Lee | Lock 7 Hydro Partners LLC | 54775 | KY | ESC | SERC |  | 22 | 2 | NAICS-22 Non-Cogen | HY | WAT | HYC | PJM | 97565 | 11032 | 2021
| natural gas combined cycle | FALSE | 1363 | N | . | Cane Run | Louisville Gas & Electric Co | 11249 | KY | ESC | SERC |  | 22 | 1 | Electric Utility | CA | NG | NG | LGEE | 0 | 1745636 | 2021
Vintage2015 | natural gas combined cycle | TRUE | 1363 | N | . | Cane Run | Louisville Gas & Electric Co | 11249 | KY | ESC | SERC |  | 22 | 1 | Electric Utility | CT | NG | NG | LGEE | 32611011 | 3005954 | 2021
| petroleum | FALSE | 1363 | N | . | Cane Run | Louisville Gas & Electric Co | 11249 | KY | ESC | SERC |  | 22 | 1 | Electric Utility | GT | DFO | DFO | LGEE | 0 | 0 | 2021
| natural gas peaker | FALSE | 1363 | N | . | Cane Run | Louisville Gas & Electric Co | 11249 | KY | ESC | SERC |  | 22 | 1 | Electric Utility | GT | NG | NG | LGEE | 0 | 0 | 2021
Vintage1982 | hard coal | TRUE | 1364 | N | . | Mill Creek (KY) | Louisville Gas & Electric Co | 11249 | KY | ESC | SERC |  | 22 | 1 | Electric Utility | ST | BIT | COL | LGEE | 2972336 | 278150.04 | 2021
Vintage0 | natural gas steam turbine | FALSE | 1364 | N | . | Mill Creek (KY) | Louisville Gas & Electric Co | 11249 | KY | ESC | SERC |  | 22 | 1 | Electric Utility | ST | NG | NG | LGEE | 287477 | 27313.508 | 2021
Vintage1982 | hard coal | TRUE | 1364 | N | . | Mill Creek (KY) | Louisville Gas & Electric Co | 11249 | KY | ESC | SERC |  | 22 | 1 | Electric Utility | ST | RC | COL | LGEE | 74504597 | 7098335.5 | 2021
Vintage1928 | hydro | TRUE | 1365 | N | . | Ohio Falls | Louisville Gas & Electric Co | 11249 | KY | ESC | SERC |  | 22 | 1 | Electric Utility | HY | WAT | HYC | LGEE | 2323497 | 262720 | 2021
Vintage2001 | natural gas peaker | TRUE | 1366 | N | . | Paddys Run | Louisville Gas & Electric Co | 11249 | KY | ESC | SERC |  | 22 | 1 | Electric Utility | GT | NG | NG | LGEE | 448847 | 27080 | 2021
Vintage1966 | hydro | TRUE | 1371 | N | . | Barkley | USCE-Nashville District | 19462 | KY | ESC | SERC |  | 22 | 1 | Electric Utility | HY | WAT | HYC | TVA | 5475100 | 619075 | 2021
Vintage1974 | petroleum | TRUE | 1376 | N | . | Paris (KY) | City of Paris - (KY) | 14459 | KY | ESC | SERC |  | 22 | 1 | Electric Utility | IC | DFO | DFO | LGEE | 516 | 43.12 | 2021
Vintage1948 | hydro | TRUE | 1377 | N | . | Kentucky Dam | Tennessee Valley Authority | 18642 | KY | ESC | SERC |  | 22 | 1 | Electric Utility | HY | WAT | HYC | TVA | 11721775 | 1325393 | 2021
Vintage2017 | natural gas combined cycle | TRUE | 1378 | N | . | Paradise | Tennessee Valley Authority | 18642 | KY | ESC | SERC |  | 22 | 1 | Electric Utility | CA | NG | NG | TVA | 16290508 | 2406319 | 2021
| hard coal | FALSE | 1378 | N | . | Paradise | Tennessee Valley Authority | 18642 | KY | ESC | SERC |  | 22 | 1 | Electric Utility | CT | BIT | COL | TVA | 0 | 0 | 2021
Vintage2017 | natural gas combined cycle | TRUE | 1378 | N | . | Paradise | Tennessee Valley Authority | 18642 | KY | ESC | SERC |  | 22 | 1 | Electric Utility | CT | NG | NG | TVA | 28195909 | 4161333 | 2021
| hard coal | FALSE | 1379 | N | . | Shawnee | Tennessee Valley Authority | 18642 | KY | ESC | SERC |  | 22 | 1 | Electric Utility | ST | BIT | COL | TVA | 0 | 0 | 2021
Vintage0 | petroleum | FALSE | 1379 | N | . | Shawnee | Tennessee Valley Authority | 18642 | KY | ESC | SERC |  | 22 | 1 | Electric Utility | ST | DFO | DFO | TVA | 122470 | 10603.915 | 2021
Vintage1955 | hard coal | TRUE | 1379 | N | . | Shawnee | Tennessee Valley Authority | 18642 | KY | ESC | SERC |  | 22 | 1 | Electric Utility | ST | SUB | COL | TVA | 68432348 | 5993157.1 | 2021
Vintage1952 | hydro | TRUE | 1380 | N | . | Wolf Creek | USCE-Nashville District | 19462 | KY | ESC | SERC |  | 22 | 1 | Electric Utility | HY | WAT | HYC | TVA | 7682880 | 868711 | 2021
| petroleum | FALSE | 1383 | N | . | Robert A Reid | Big Rivers Electric Corp | 1692 | KY | ESC | SERC |  | 22 | 1 | Electric Utility | GT | DFO | DFO | MISO | 0 | 0 | 2021
Vintage1976 | natural gas peaker | TRUE | 1383 | N | . | Robert A Reid | Big Rivers Electric Corp | 1692 | KY | ESC | SERC |  | 22 | 1 | Electric Utility | GT | NG | NG | MISO | 72983 | 2841 | 2021
| hard coal | FALSE | 1383 | N | . | Robert A Reid | Big Rivers Electric Corp | 1692 | KY | ESC | SERC |  | 22 | 1 | Electric Utility | ST | BIT | COL | MISO | 0 | 0 | 2021
Vintage0 | petroleum | FALSE | 1383 | N | . | Robert A Reid | Big Rivers Electric Corp | 1692 | KY | ESC | SERC |  | 22 | 1 | Electric Utility | ST | DFO | DFO | MISO | 5521 | -12665 | 2021
| natural gas steam turbine | FALSE | 1383 | N | . | Robert A Reid | Big Rivers Electric Corp | 1692 | KY | ESC | SERC |  | 22 | 1 | Electric Utility | ST | NG | NG | MISO | 0 | 0 | 2021
Vintage1969 | hard coal | TRUE | 1384 | N | . | Cooper | East Kentucky Power Coop, Inc | 5580 | KY | ESC | SERC |  | 22 | 1 | Electric Utility | ST | BIT | COL | PJM | 5273286 | 478042.9 | 2021
Vintage0 | petroleum | FALSE | 1384 | N | . | Cooper | East Kentucky Power Coop, Inc | 5580 | KY | ESC | SERC |  | 22 | 1 | Electric Utility | ST | DFO | DFO | PJM | 29892 | 569.098 | 2021
Vintage1999 | natural gas peaker | FALSE | 1391 | Y | . | Louisiana 1 | Entergy Louisiana LLC | 11241 | LA | WSC | SERC |  | 32411 | 7 | Industrial NAICS Cogen | GT | NG | NG | MISO | 8039388 | 1763153.3 | 2021
Vintage0 | other | FALSE | 1391 | Y | . | Louisiana 1 | Entergy Louisiana LLC | 11241 | LA | WSC | SERC |  | 32411 | 7 | Industrial NAICS Cogen | GT | OG | OOG | MISO | 704556 | 154818.71 | 2021
| petroleum | FALSE | 1391 | Y | . | Louisiana 1 | Entergy Louisiana LLC | 11241 | LA | WSC | SERC |  | 32411 | 7 | Industrial NAICS Cogen | ST | DFO | DFO | MISO | 0 | 0 | 2021
Vintage0 | natural gas steam turbine | FALSE | 1391 | Y | . | Louisiana 1 | Entergy Louisiana LLC | 11241 | LA | WSC | SERC |  | 32411 | 7 | Industrial NAICS Cogen | ST | NG | NG | MISO | 144317 | 31722.696 | 2021
Vintage1954 | other | FALSE | 1391 | Y | . | Louisiana 1 | Entergy Louisiana LLC | 11241 | LA | WSC | SERC |  | 32411 | 7 | Industrial NAICS Cogen | ST | OG | OOG | MISO | 4030915 | 886045.3 | 2021
Vintage1959 | petroleum | TRUE | 1393 | Y | . | R S Nelson | Entergy Louisiana LLC | 11241 | LA | WSC | SERC |  | 22 | 1 | Electric Utility | ST | DFO | DFO | MISO | 67305 | 5449.653 | 2021
Vintage1970 | natural gas steam turbine | TRUE | 1393 | Y | . | R S Nelson | Entergy Louisiana LLC | 11241 | LA | WSC | SERC |  | 22 | 1 | Electric Utility | ST | NG | NG | MISO | 77957 | 6296.297 | 2021
Vintage1959 | petroleum | TRUE | 1393 | Y | . | R S Nelson | Entergy Louisiana LLC | 11241 | LA | WSC | SERC |  | 22 | 1 | Electric Utility | ST | PC | PC | MISO | 17602290 | 1426139.5 | 2021
Vintage1982 | hard coal | TRUE | 1393 | Y | . | R S Nelson | Entergy Louisiana LLC | 11241 | LA | WSC | SERC |  | 22 | 1 | Electric Utility | ST | SUB | COL | MISO | 17201318 | 1424172.6 | 2021
Vintage1966 | natural gas combined cycle | TRUE | 1396 | N | . | Coughlin Power Station | Cleco Power LLC | 3265 | LA | WSC | SERC |  | 22 | 1 | Electric Utility | CA | NG | NG | MISO | 6751417 | 878165 | 2021
Vintage2000 | natural gas combined cycle | TRUE | 1396 | N | . | Coughlin Power Station | Cleco Power LLC | 3265 | LA | WSC | SERC |  | 22 | 1 | Electric Utility | CT | NG | NG | MISO | 13384452 | 1740647 | 2021
Vintage2011 | natural gas peaker | TRUE | 1400 | N | . | Teche | Cleco Power LLC | 3265 | LA | WSC | SERC |  | 22 | 1 | Electric Utility | GT | NG | NG | MISO | 111659 | 7286 | 2021
| petroleum | FALSE | 1400 | N | . | Teche | Cleco Power LLC | 3265 | LA | WSC | SERC |  | 22 | 1 | Electric Utility | ST | DFO | DFO | MISO | 0 | 0 | 2021
Vintage1971 | natural gas steam turbine | TRUE | 1400 | N | . | Teche | Cleco Power LLC | 3265 | LA | WSC | SERC |  | 22 | 1 | Electric Utility | ST | NG | NG | MISO | 3075698 | 235593 | 2021
| petroleum | FALSE | 1402 | N | . | Little Gypsy | Entergy Louisiana LLC | 11241 | LA | WSC | SERC |  | 22 | 1 | Electric Utility | ST | DFO | DFO | MISO | 0 | 0 | 2021
Vintage1969 | natural gas steam turbine | TRUE | 1402 | N | . | Little Gypsy | Entergy Louisiana LLC | 11241 | LA | WSC | SERC |  | 22 | 1 | Electric Utility | ST | NG | NG | MISO | 7640884 | 604429 | 2021
| petroleum | FALSE | 1403 | N | . | Nine Mile Point | Entergy Louisiana LLC | 11241 | LA | WSC | SERC |  | 22 | 1 | Electric Utility | CA | DFO | DFO | MISO | 0 | 1503.415 | 2021
Vintage2014 | natural gas combined cycle | TRUE | 1403 | N | . | Nine Mile Point | Entergy Louisiana LLC | 11241 | LA | WSC | SERC |  | 22 | 1 | Electric Utility | CA | NG | NG | MISO | 1439185 | 1386543.6 | 2021
Vintage0 | petroleum | FALSE | 1403 | N | . | Nine Mile Point | Entergy Louisiana LLC | 11241 | LA | WSC | SERC |  | 22 | 1 | Electric Utility | CT | DFO | DFO | MISO | 30940 | 2489.25 | 2021
Vintage2014 | natural gas combined cycle | TRUE | 1403 | N | . | Nine Mile Point | Entergy Louisiana LLC | 11241 | LA | WSC | SERC |  | 22 | 1 | Electric Utility | CT | NG | NG | MISO | 26563118 | 2184260.8 | 2021
| petroleum | FALSE | 1403 | N | . | Nine Mile Point | Entergy Louisiana LLC | 11241 | LA | WSC | SERC |  | 22 | 1 | Electric Utility | ST | DFO | DFO | MISO | 0 | 0 | 2021
Vintage1973 | natural gas steam turbine | TRUE | 1403 | N | . | Nine Mile Point | Entergy Louisiana LLC | 11241 | LA | WSC | SERC |  | 22 | 1 | Electric Utility | ST | NG | NG | MISO | 44615945 | 4396245 | 2021
| petroleum | FALSE | 1404 | N | . | Sterlington | Entergy Louisiana LLC | 11241 | LA | WSC | SERC |  | 22 | 1 | Electric Utility | CT | DFO | DFO | MISO | 0 | 0 | 2021
Vintage0 | natural gas combined cycle | FALSE | 1404 | N | . | Sterlington | Entergy Louisiana LLC | 11241 | LA | WSC | SERC |  | 22 | 1 | Electric Utility | CT | NG | NG | MISO | 107732 | 7520 | 2021
| petroleum | FALSE | 1404 | N | . | Sterlington | Entergy Louisiana LLC | 11241 | LA | WSC | SERC |  | 22 | 1 | Electric Utility | CT | RFO | RFO | MISO | 0 | 0 | 2021
| petroleum | FALSE | 1404 | N | . | Sterlington | Entergy Louisiana LLC | 11241 | LA | WSC | SERC |  | 22 | 1 | Electric Utility | GT | DFO | DFO | MISO | 0 | 0 | 2021
Vintage1973 | natural gas peaker | TRUE | 1404 | N | . | Sterlington | Entergy Louisiana LLC | 11241 | LA | WSC | SERC |  | 22 | 1 | Electric Utility | GT | NG | NG | MISO | 107784 | 7369.599 | 2021
| petroleum | FALSE | 1404 | N | . | Sterlington | Entergy Louisiana LLC | 11241 | LA | WSC | SERC |  | 22 | 1 | Electric Utility | GT | RFO | RFO | MISO | 0 | 0 | 2021
Vintage1960 | natural gas steam turbine | TRUE | 1416 | N | . | Arsenal Hill | Southwestern Electric Power Co | 17698 | LA | WSC | MRO |  | 22 | 1 | Electric Utility | ST | NG | NG | SWPP | 561041 | 44546 | 2021
| petroleum | FALSE | 1417 | N | . | Lieberman | Southwestern Electric Power Co | 17698 | LA | WSC | MRO |  | 22 | 1 | Electric Utility | ST | DFO | DFO | SWPP | 0 | 0 | 2021
Vintage1959 | natural gas steam turbine | TRUE | 1417 | N | . | Lieberman | Southwestern Electric Power Co | 17698 | LA | WSC | MRO |  | 22 | 1 | Electric Utility | ST | NG | NG | SWPP | 816654 | 70828 | 2021
| petroleum | FALSE | 1417 | N | . | Lieberman | Southwestern Electric Power Co | 17698 | LA | WSC | MRO |  | 22 | 1 | Electric Utility | ST | RFO | RFO | SWPP | 0 | 0 | 2021
Vintage1977 | natural gas steam turbine | TRUE | 1439 | N | . | Houma | Terrebonne Parish Consol Gov't | 8884 | LA | WSC | SERC |  | 22 | 1 | Electric Utility | ST | NG | NG | MISO | 270913 | 19330 | 2021
Vintage1971 | petroleum | TRUE | 1453 | N | . | New Roads | City of New Roads - (LA) | 13483 | LA | WSC | SERC |  | 22 | 1 | Electric Utility | IC | DFO | DFO | MISO | 162 | 10 | 2021
Vintage2001 | natural gas peaker | TRUE | 1464 | N | . | Big Cajun 1 | Louisiana Generating LLC | 11252 | LA | WSC | SERC |  | 22 | 2 | NAICS-22 Non-Cogen | GT | NG | NG | MISO | 573652 | 44196 | 2021
Vintage1972 | natural gas steam turbine | TRUE | 1464 | N | . | Big Cajun 1 | Louisiana Generating LLC | 11252 | LA | WSC | SERC |  | 22 | 2 | NAICS-22 Non-Cogen | ST | NG | NG | MISO | 353965 | 27961 | 2021
Vintage1938 | hydro | TRUE | 1469 | N | . | Ellsworth Hydro Station | Brookfield Black Bear Hydro, LLC | 59178 | ME | NEW | NPCC |  | 22 | 2 | NAICS-22 Non-Cogen | HY | WAT | HYC | ISNE | 232810 | 26324 | 2021
Vintage2011 | hydro | TRUE | 1475 | N | . | Milford Hydro Station | Brookfield Black Bear Hydro, LLC | 59178 | ME | NEW | NPCC |  | 22 | 2 | NAICS-22 Non-Cogen | HY | WAT | HYC | ISNE | 394257 | 44579 | 2021
Vintage1929 | hydro | TRUE | 1478 | N | . | Stillwater Hydro Station | Brookfield Black Bear Hydro, LLC | 59178 | ME | NEW | NPCC |  | 22 | 2 | NAICS-22 Non-Cogen | HY | WAT | HYC | ISNE | 64234 | 7263 | 2021
| hydro | FALSE | 1481 | N | . | Bar Mills | Brookfield White Pine Hydro LLC | 39006 | ME | NEW | NPCC |  | 22 | 2 | NAICS-22 Non-Cogen | HY | WAT | HYC | ISNE | 0 | 0 | 2021
Vintage1910 | hydro | TRUE | 1482 | N | . | Bonny Eagle | Brookfield White Pine Hydro LLC | 39006 | ME | NEW | NPCC |  | 22 | 2 | NAICS-22 Non-Cogen | HY | WAT | HYC | ISNE | 282832 | 31980 | 2021
Vintage1983 | hydro | TRUE | 1483 | N | . | Brunswick Hydro | Brookfield White Pine Hydro LLC | 39006 | ME | NEW | NPCC |  | 22 | 2 | NAICS-22 Non-Cogen | HY | WAT | HYC | ISNE | 525485 | 59417 | 2021
Vintage1970 | petroleum | TRUE | 1484 | N | . | Cape Gas Turbine | FPL Energy Cape LLC | 14876 | ME | NEW | NPCC |  | 22 | 2 | NAICS-22 Non-Cogen | GT | DFO | DFO | ISNE | 5085 | 251 | 2021
| petroleum | FALSE | 1484 | N | . | Cape Gas Turbine | FPL Energy Cape LLC | 14876 | ME | NEW | NPCC |  | 22 | 2 | NAICS-22 Non-Cogen | GT | JF | WOO | ISNE | 0 | 0 | 2021
| hydro | FALSE | 1486 | N | . | Cataract Hydro | Brookfield White Pine Hydro LLC | 39006 | ME | NEW | NPCC |  | 22 | 2 | NAICS-22 Non-Cogen | HY | WAT | HYC | ISNE | 0 | 0 | 2021
Vintage1924 | hydro | TRUE | 1488 | N | . | Deer Rips | Brookfield White Pine Hydro LLC | 39006 | ME | NEW | NPCC |  | 22 | 2 | NAICS-22 Non-Cogen | HY | WAT | HYC | ISNE | 419354 | 47417 | 2021
Vintage1926 | hydro | TRUE | 1491 | N | . | Gulf Island | Brookfield White Pine Hydro LLC | 39006 | ME | NEW | NPCC |  | 22 | 2 | NAICS-22 Non-Cogen | HY | WAT | HYC | ISNE | 930849 | 105252 | 2021
Vintage1955 | hydro | TRUE | 1492 | N | . | Harris Hydro | Brookfield White Pine Hydro LLC | 39006 | ME | NEW | NPCC |  | 22 | 2 | NAICS-22 Non-Cogen | HY | WAT | HYC | ISNE | 1117146 | 126317 | 2021
Vintage1985 | hydro | TRUE | 1493 | N | . | Hiram | Brookfield White Pine Hydro LLC | 39006 | ME | NEW | NPCC |  | 22 | 2 | NAICS-22 Non-Cogen | HY | WAT | HYC | ISNE | 347545 | 39297 | 2021
Vintage1924 | hydro | TRUE | 1497 | N | . | Messalonskee 2 (Oakland) | Messalonskee Stream Hydro LLC | 56854 | ME | NEW | NPCC |  | 22 | 2 | NAICS-22 Non-Cogen | HY | WAT | HYC | ISNE | 71408 | 8074 | 2021
Vintage1918 | hydro | TRUE | 1498 | N | . | Messalonskee 3 | Messalonskee Stream Hydro LLC | 56854 | ME | NEW | NPCC |  | 22 | 2 | NAICS-22 Non-Cogen | HY | WAT | HYC | ISNE | 37173 | 4203 | 2021
Vintage1935 | hydro | TRUE | 1500 | N | . | Messalonskee 5 | Messalonskee Stream Hydro LLC | 56854 | ME | NEW | NPCC |  | 22 | 2 | NAICS-22 Non-Cogen | HY | WAT | HYC | ISNE | 16998 | 1922 | 2021
Vintage1925 | hydro | TRUE | 1501 | N | . | North Gorham | Brookfield White Pine Hydro LLC | 39006 | ME | NEW | NPCC |  | 22 | 2 | NAICS-22 Non-Cogen | HY | WAT | HYC | ISNE | 62015 | 7012 | 2021
Vintage1982 | hydro | TRUE | 1504 | N | . | Shawmut | Brookfield White Pine Hydro LLC | 39006 | ME | NEW | NPCC |  | 22 | 2 | NAICS-22 Non-Cogen | HY | WAT | HYC | ISNE | 283725 | 32081 | 2021
Vintage1948 | hydro | TRUE | 1505 | N | . | Skelton | Brookfield White Pine Hydro LLC | 39006 | ME | NEW | NPCC |  | 22 | 2 | NAICS-22 Non-Cogen | HY | WAT | HYC | ISNE | 831097 | 93973 | 2021
| other | FALSE | 1507 | N | . | William F Wyman Hybrid | FPL Energy Wyman LLC | 31719 | ME | NEW | NPCC |  | 22 | 2 | NAICS-22 Non-Cogen | BA | MWH | OTH | ISNE | 0 | -2074 | 2021
Vintage1978 | petroleum | TRUE | 1507 | N | . | William F Wyman Hybrid | FPL Energy Wyman LLC | 31719 | ME | NEW | NPCC |  | 22 | 2 | NAICS-22 Non-Cogen | ST | DFO | DFO | ISNE | 17687 | 324.685 | 2021
Vintage1978 | petroleum | TRUE | 1507 | N | . | William F Wyman Hybrid | FPL Energy Wyman LLC | 31719 | ME | NEW | NPCC |  | 22 | 2 | NAICS-22 Non-Cogen | ST | RFO | RFO | ISNE | 158995 | 7658.315 | 2021
Vintage1982 | hydro | TRUE | 1508 | N | . | West Buxton | Brookfield White Pine Hydro LLC | 39006 | ME | NEW | NPCC |  | 22 | 2 | NAICS-22 Non-Cogen | HY | WAT | HYC | ISNE | 168213 | 19020 | 2021
Vintage1923 | hydro | TRUE | 1509 | N | . | Weston Hydro | Brookfield White Pine Hydro LLC | 39006 | ME | NEW | NPCC |  | 22 | 2 | NAICS-22 Non-Cogen | HY | WAT | HYC | ISNE | 502695 | 56840 | 2021
Vintage1950 | hydro | TRUE | 1510 | N | . | Williams Hydro | Brookfield White Pine Hydro LLC | 39006 | ME | NEW | NPCC |  | 22 | 2 | NAICS-22 Non-Cogen | HY | WAT | HYC | ISNE | 540935 | 61164 | 2021
Vintage1940 | hydro | TRUE | 1511 | N | . | Wyman Hydro | Brookfield White Pine Hydro LLC | 39006 | ME | NEW | NPCC |  | 22 | 2 | NAICS-22 Non-Cogen | HY | WAT | HYC | ISNE | 2031864 | 229745 | 2021
Vintage1941 | hydro | TRUE | 1516 | N | . | Squa Pan Hydro Station | Algonquin Northern Maine | 14597 | ME | NEW | NPCC |  | 22 | 2 | NAICS-22 Non-Cogen | HY | WAT | HYC | NBSO | 7360 | 832 | 2021
Vintage1967 | petroleum | TRUE | 1554 | N | . | Herbert A Wagner | H.A. Wagner LLC | 60422 | MD | SAT | RFC |  | 22 | 2 | NAICS-22 Non-Cogen | GT | DFO | DFO | PJM | 824 | 41 | 2021
Vintage1966 | hard coal | TRUE | 1554 | N | . | Herbert A Wagner | H.A. Wagner LLC | 60422 | MD | SAT | RFC |  | 22 | 2 | NAICS-22 Non-Cogen | ST | BIT | COL | PJM | 1487614 | 103507.63 | 2021
Vintage0 | natural gas steam turbine | FALSE | 1554 | N | . | Herbert A Wagner | H.A. Wagner LLC | 60422 | MD | SAT | RFC |  | 22 | 2 | NAICS-22 Non-Cogen | ST | NG | NG | PJM | 199604 | 10874.177 | 2021
| hard coal | FALSE | 1554 | N | . | Herbert A Wagner | H.A. Wagner LLC | 60422 | MD | SAT | RFC |  | 22 | 2 | NAICS-22 Non-Cogen | ST | RC | COL | PJM | 0 | 0 | 2021
Vintage1972 | petroleum | TRUE | 1554 | N | . | Herbert A Wagner | H.A. Wagner LLC | 60422 | MD | SAT | RFC |  | 22 | 2 | NAICS-22 Non-Cogen | ST | RFO | RFO | PJM | 159335 | 8365.189 | 2021
Vintage1972 | petroleum | TRUE | 1556 | N | . | Perryman | Constellation Power Source Gen | 4161 | MD | SAT | RFC |  | 22 | 2 | NAICS-22 Non-Cogen | GT | DFO | DFO | PJM | 156386 | 13243.778 | 2021
Vintage2015 | natural gas peaker | TRUE | 1556 | N | . | Perryman | Constellation Power Source Gen | 4161 | MD | SAT | RFC |  | 22 | 2 | NAICS-22 Non-Cogen | GT | NG | NG | PJM | 2601978 | 226692.22 | 2021
Vintage1970 | petroleum | TRUE | 1557 | N | . | Philadelphia | Constellation Power Source Gen | 4161 | MD | SAT | RFC |  | 22 | 2 | NAICS-22 Non-Cogen | GT | DFO | DFO | PJM | 76264 | 4294 | 2021
Vintage1968 | petroleum | TRUE | 1563 | N | . | Crisfield | Calpine Mid-Atlantic Generation LLC | 56609 | MD | SAT | RFC |  | 22 | 2 | NAICS-22 Non-Cogen | IC | DFO | DFO | PJM | 14415 | 1400 | 2021
Vintage1968 | petroleum | TRUE | 1564 | N | . | Vienna Operations | NRG Vienna Operations Inc | 19830 | MD | SAT | RFC |  | 22 | 2 | NAICS-22 Non-Cogen | GT | DFO | DFO | PJM | 18053 | 1135 | 2021
Vintage1972 | petroleum | FALSE | 1564 | N | . | Vienna Operations | NRG Vienna Operations Inc | 19830 | MD | SAT | RFC |  | 22 | 2 | NAICS-22 Non-Cogen | ST | DFO | DFO | PJM | 3672 | -24.957 | 2021
Vintage1972 | petroleum | FALSE | 1564 | N | . | Vienna Operations | NRG Vienna Operations Inc | 19830 | MD | SAT | RFC |  | 22 | 2 | NAICS-22 Non-Cogen | ST | RFO | RFO | PJM | 51745 | -867.043 | 2021
Vintage1925 | hydro | TRUE | 1567 | N | . | Deep Creek | BP Piney & Deep Creek LLC | 54679 | MD | SAT | RFC |  | 22 | 2 | NAICS-22 Non-Cogen | HY | WAT | HYC | PJM | 176809 | 19992 | 2021
| hard coal | FALSE | 1571 | N | . | Chalk Point Power | Lanyard Power Holdings, LLC | 12653 | MD | SAT | RFC |  | 22 | 2 | NAICS-22 Non-Cogen | GT | BIT | COL | PJM | 0 | 0 | 2021
Vintage1974 | petroleum | TRUE | 1571 | N | . | Chalk Point Power | Lanyard Power Holdings, LLC | 12653 | MD | SAT | RFC |  | 22 | 2 | NAICS-22 Non-Cogen | GT | DFO | DFO | PJM | 78835 | 4339.461 | 2021
Vintage1991 | natural gas peaker | TRUE | 1571 | N | . | Chalk Point Power | Lanyard Power Holdings, LLC | 12653 | MD | SAT | RFC |  | 22 | 2 | NAICS-22 Non-Cogen | GT | NG | NG | PJM | 109651 | 7642.539 | 2021
| hard coal | FALSE | 1571 | N | . | Chalk Point Power | Lanyard Power Holdings, LLC | 12653 | MD | SAT | RFC |  | 22 | 2 | NAICS-22 Non-Cogen | ST | BIT | COL | PJM | 0 | 0 | 2021
| petroleum | FALSE | 1571 | N | . | Chalk Point Power | Lanyard Power Holdings, LLC | 12653 | MD | SAT | RFC |  | 22 | 2 | NAICS-22 Non-Cogen | ST | DFO | DFO | PJM | 0 | -156.824 | 2021
Vintage1981 | natural gas steam turbine | TRUE | 1571 | N | . | Chalk Point Power | Lanyard Power Holdings, LLC | 12653 | MD | SAT | RFC |  | 22 | 2 | NAICS-22 Non-Cogen | ST | NG | NG | PJM | 1623503 | 95500.824 | 2021
| petroleum | FALSE | 1571 | N | . | Chalk Point Power | Lanyard Power Holdings, LLC | 12653 | MD | SAT | RFC |  | 22 | 2 | NAICS-22 Non-Cogen | ST | RFO | RFO | PJM | 0 | 0 | 2021
| hard coal | FALSE | 1572 | N | . | Dickerson Power | Lanyard Power Holdings, LLC | 12653 | MD | SAT | RFC |  | 22 | 2 | NAICS-22 Non-Cogen | GT | BIT | COL | PJM | 0 | 0 | 2021
Vintage1967 | petroleum | TRUE | 1572 | N | . | Dickerson Power | Lanyard Power Holdings, LLC | 12653 | MD | SAT | RFC |  | 22 | 2 | NAICS-22 Non-Cogen | GT | DFO | DFO | PJM | 33678 | 1019.823 | 2021
Vintage1992 | natural gas peaker | TRUE | 1572 | N | . | Dickerson Power | Lanyard Power Holdings, LLC | 12653 | MD | SAT | RFC |  | 22 | 2 | NAICS-22 Non-Cogen | GT | NG | NG | PJM | 2159333 | 179672.18 | 2021
Vintage1973 | petroleum | TRUE | 1573 | N | . | Morgantown Generating Plant | Lanyard Power Holdings, LLC | 12653 | MD | SAT | RFC |  | 22 | 2 | NAICS-22 Non-Cogen | GT | DFO | DFO | PJM | 25888 | 321 | 2021
Vintage1971 | hard coal | TRUE | 1573 | N | . | Morgantown Generating Plant | Lanyard Power Holdings, LLC | 12653 | MD | SAT | RFC |  | 22 | 2 | NAICS-22 Non-Cogen | ST | BIT | COL | PJM | 14988744 | 1382680.6 | 2021
Vintage0 | petroleum | FALSE | 1573 | N | . | Morgantown Generating Plant | Lanyard Power Holdings, LLC | 12653 | MD | SAT | RFC |  | 22 | 2 | NAICS-22 Non-Cogen | ST | DFO | DFO | PJM | 17349 | 1479.356 | 2021
Vintage1964 | hydro | TRUE | 1574 | N | . | Conowingo | Exelon Power | 6035 | MD | SAT | RFC |  | 22 | 2 | NAICS-22 Non-Cogen | HY | WAT | HYC | PJM | 18547258 | 2097157 | 2021
Vintage1995 | petroleum | TRUE | 1580 | N | . | Easton | Easton Utilities Comm | 5625 | MD | SAT | RFC |  | 22 | 1 | Electric Utility | IC | DFO | DFO | PJM | 12839 | 146 | 2021
| natural gas peaker | FALSE | 1580 | N | . | Easton | Easton Utilities Comm | 5625 | MD | SAT | RFC |  | 22 | 1 | Electric Utility | IC | NG | NG | PJM | 0 | 0 | 2021
Vintage1970 | petroleum | TRUE | 1586 | N | . | Exelon Framingham LLC | Exelon Power | 6035 | MA | NEW | NPCC |  | 22 | 2 | NAICS-22 Non-Cogen | GT | DFO | DFO | ISNE | 11729 | 599 | 2021
Vintage2003 | natural gas combined cycle | TRUE | 1588 | N | . | Mystic Generating Station | Constellation Mystic Power LLC | 49965 | MA | NEW | NPCC |  | 22 | 2 | NAICS-22 Non-Cogen | CA | NG | NG | ISNE | 1085232 | 383314 | 2021
Vintage2003 | natural gas combined cycle | TRUE | 1588 | N | . | Mystic Generating Station | Constellation Mystic Power LLC | 49965 | MA | NEW | NPCC |  | 22 | 2 | NAICS-22 Non-Cogen | CT | NG | NG | ISNE | 7995971 | 791211 | 2021
| petroleum | FALSE | 1588 | N | . | Mystic Generating Station | Constellation Mystic Power LLC | 49965 | MA | NEW | NPCC |  | 22 | 2 | NAICS-22 Non-Cogen | CT | RFO | RFO | ISNE | 0 | 0 | 2021
Vintage0 | petroleum | FALSE | 1588 | N | . | Mystic Generating Station | Constellation Mystic Power LLC | 49965 | MA | NEW | NPCC |  | 22 | 2 | NAICS-22 Non-Cogen | GT | DFO | DFO | ISNE | 198 | 10 | 2021
Vintage0 | natural gas steam turbine | FALSE | 1588 | N | . | Mystic Generating Station | Constellation Mystic Power LLC | 49965 | MA | NEW | NPCC |  | 22 | 2 | NAICS-22 Non-Cogen | ST | NG | NG | ISNE | 4987 | 398.243 | 2021
Vintage0 | petroleum | FALSE | 1588 | N | . | Mystic Generating Station | Constellation Mystic Power LLC | 49965 | MA | NEW | NPCC |  | 22 | 2 | NAICS-22 Non-Cogen | ST | RFO | RFO | ISNE | 123505 | 9862.757 | 2021
Vintage1971 | petroleum | TRUE | 1592 | N | . | Exelon Medway LLC | Exelon Power | 6035 | MA | NEW | NPCC |  | 22 | 2 | NAICS-22 Non-Cogen | GT | DFO | DFO | ISNE | 30990 | 1452 | 2021
| petroleum | FALSE | 1595 | Y | . | Kendall Square Station | Kendall Green Energy, LLC | 59528 | MA | NEW | NPCC |  | 22 | 3 | NAICS-22 Cogen | CA | DFO | DFO | ISNE | 0 | 433.022 | 2021
Vintage1958 | natural gas combined cycle | TRUE | 1595 | Y | . | Kendall Square Station | Kendall Green Energy, LLC | 59528 | MA | NEW | NPCC |  | 22 | 3 | NAICS-22 Cogen | CA | NG | NG | ISNE | 310467 | 139446.98 | 2021
Vintage0 | petroleum | FALSE | 1595 | Y | . | Kendall Square Station | Kendall Green Energy, LLC | 59528 | MA | NEW | NPCC |  | 22 | 3 | NAICS-22 Cogen | CT | DFO | DFO | ISNE | 22382 | 3372.059 | 2021
Vintage2002 | natural gas combined cycle | TRUE | 1595 | Y | . | Kendall Square Station | Kendall Green Energy, LLC | 59528 | MA | NEW | NPCC |  | 22 | 3 | NAICS-22 Cogen | CT | NG | NG | ISNE | 6601700 | 1031293.9 | 2021
| petroleum | FALSE | 1595 | Y | . | Kendall Square Station | Kendall Green Energy, LLC | 59528 | MA | NEW | NPCC |  | 22 | 3 | NAICS-22 Cogen | CT | RFO | RFO | ISNE | 0 | 0 | 2021
Vintage1970 | petroleum | TRUE | 1595 | Y | . | Kendall Square Station | Kendall Green Energy, LLC | 59528 | MA | NEW | NPCC |  | 22 | 3 | NAICS-22 Cogen | GT | DFO | DFO | ISNE | 2047 | 360 | 2021
Vintage1972 | petroleum | TRUE | 1597 | N | . | Oak Bluffs Diesel Generating Facility | Vineyard Reliability LLC | 64488 | MA | NEW | NPCC |  | 22 | 2 | NAICS-22 Non-Cogen | IC | DFO | DFO | ISNE | 20247 | 1997 | 2021
| petroleum | FALSE | 1599 | N | . | Canal | NRG Canal 3 Development LLC | 61708 | MA | NEW | NPCC |  | 22 | 2 | NAICS-22 Non-Cogen | GT | DFO | DFO | ISNE | 0 | -95.655 | 2021
Vintage2019 | natural gas peaker | TRUE | 1599 | N | . | Canal | NRG Canal 3 Development LLC | 61708 | MA | NEW | NPCC |  | 22 | 2 | NAICS-22 Non-Cogen | GT | NG | NG | ISNE | 1419962 | 145478.66 | 2021
Vintage1976 | petroleum | TRUE | 1599 | N | . | Canal | NRG Canal 3 Development LLC | 61708 | MA | NEW | NPCC |  | 22 | 2 | NAICS-22 Non-Cogen | ST | DFO | DFO | ISNE | 916 | 80.284 | 2021
Vintage0 | natural gas steam turbine | FALSE | 1599 | N | . | Canal | NRG Canal 3 Development LLC | 61708 | MA | NEW | NPCC |  | 22 | 2 | NAICS-22 Non-Cogen | ST | NG | NG | ISNE | 233035 | 14028.428 | 2021
Vintage1976 | petroleum | TRUE | 1599 | N | . | Canal | NRG Canal 3 Development LLC | 61708 | MA | NEW | NPCC |  | 22 | 2 | NAICS-22 Non-Cogen | ST | RFO | RFO | ISNE | 339961 | 24643.288 | 2021
Vintage1924 | hydro | TRUE | 1603 | N | . | Boatlock | City of Holyoke Gas and Electric Dept. | 8776 | MA | NEW | NPCC |  | 22 | 1 | Electric Utility | HY | WAT | HYC | ISNE | 115669 | 13079 | 2021
Vintage1935 | hydro | TRUE | 1604 | N | . | Chemical | City of Holyoke Gas and Electric Dept. | 8776 | MA | NEW | NPCC |  | 22 | 1 | Electric Utility | HY | WAT | HYC | ISNE | 27761 | 3139 | 2021
Vintage1983 | hydro | TRUE | 1605 | N | . | Hadley Falls | City of Holyoke Gas and Electric Dept. | 8776 | MA | NEW | NPCC |  | 22 | 1 | Electric Utility | HY | WAT | HYC | ISNE | 1849466 | 209121 | 2021
Vintage1931 | hydro | TRUE | 1607 | N | . | Riverside Holyoke | City of Holyoke Gas and Electric Dept. | 8776 | MA | NEW | NPCC |  | 22 | 1 | Electric Utility | HY | WAT | HYC | ISNE | 248712 | 28122 | 2021
| other | FALSE | 1615 | N | . | Nantucket Hybrid | Nantucket Electric Co | 13206 | MA | NEW | NPCC |  | 22 | 1 | Electric Utility | BA | MWH | OTH | ISNE | 0 | -150 | 2021
Vintage2019 | petroleum | TRUE | 1615 | N | . | Nantucket Hybrid | Nantucket Electric Co | 13206 | MA | NEW | NPCC |  | 22 | 1 | Electric Utility | GT | DFO | DFO | ISNE | 1311 | 4 | 2021
Vintage2019 | petroleum | TRUE | 1615 | N | . | Nantucket Hybrid | Nantucket Electric Co | 13206 | MA | NEW | NPCC |  | 22 | 1 | Electric Utility | IC | DFO | DFO | ISNE | 12 | 1 | 2021
Vintage1974 | hydro | TRUE | 1620 | N | . | Deerfield 5 | Great River Hydro, LLC | 61122 | MA | NEW | NPCC |  | 22 | 2 | NAICS-22 Non-Cogen | HY | WAT | HYC | ISNE | 554528 | 62701 | 2021
Vintage1917 | hydro | TRUE | 1629 | N | . | Cabot | FirstLight Power Resources, Inc. - MA | 58185 | MA | NEW | NPCC |  | 22 | 2 | NAICS-22 Non-Cogen | HY | WAT | HYC | ISNE | 2906254 | 328613 | 2021
Vintage1930 | hydro | TRUE | 1630 | N | . | Cobble Mountain | City of Holyoke Gas and Electric Dept. | 8776 | MA | NEW | NPCC |  | 22 | 1 | Electric Utility | HY | WAT | HYC | ISNE | 184355 | 20845 | 2021
| petroleum | FALSE | 1631 | N | . | Doreen | NAEA Energy Massachusetts LLC | 56401 | MA | NEW | NPCC |  | 22 | 2 | NAICS-22 Non-Cogen | GT | JF | WOO | ISNE | 0 | 0 | 2021
Vintage1969 | other | TRUE | 1631 | N | . | Doreen | NAEA Energy Massachusetts LLC | 56401 | MA | NEW | NPCC |  | 22 | 2 | NAICS-22 Non-Cogen | GT | KER | WOO | ISNE | 1059 | 67 | 2021
Vintage1964 | hydro | TRUE | 1634 | N | . | Gardners Falls | Central Rivers Power MA, LLC | 61350 | MA | NEW | NPCC |  | 22 | 2 | NAICS-22 Non-Cogen | HY | WAT | HYC | ISNE | 53825 | 6086 | 2021
Vintage1918 | hydro | TRUE | 1637 | N | . | Putts Bridge | Central Rivers Power MA, LLC | 61350 | MA | NEW | NPCC |  | 22 | 2 | NAICS-22 Non-Cogen | HY | WAT | HYC | ISNE | 92977 | 10513 | 2021
Vintage1934 | hydro | TRUE | 1638 | N | . | Redbridge | Central Rivers Power MA, LLC | 61350 | MA | NEW | NPCC |  | 22 | 2 | NAICS-22 Non-Cogen | HY | WAT | HYC | ISNE | 160359 | 18132 | 2021
Vintage0 | petroleum | FALSE | 1642 | N | . | Essential Power Massachusetts LLC | NAEA Energy Massachusetts LLC | 56401 | MA | NEW | NPCC |  | 22 | 2 | NAICS-22 Non-Cogen | GT | DFO | DFO | ISNE | 8512 | 787.445 | 2021
Vintage1968 | other | TRUE | 1642 | N | . | Essential Power Massachusetts LLC | NAEA Energy Massachusetts LLC | 56401 | MA | NEW | NPCC |  | 22 | 2 | NAICS-22 Non-Cogen | GT | KER | WOO | ISNE | 3646 | 337.393 | 2021
Vintage2002 | natural gas peaker | TRUE | 1642 | N | . | Essential Power Massachusetts LLC | NAEA Energy Massachusetts LLC | 56401 | MA | NEW | NPCC |  | 22 | 2 | NAICS-22 Non-Cogen | GT | NG | NG | ISNE | 16566 | 1533.162 | 2021
Vintage0 | natural gas steam turbine | FALSE | 1642 | N | . | Essential Power Massachusetts LLC | NAEA Energy Massachusetts LLC | 56401 | MA | NEW | NPCC |  | 22 | 2 | NAICS-22 Non-Cogen | ST | NG | NG | ISNE | 1614 | 143.069 | 2021
Vintage0 | petroleum | FALSE | 1642 | N | . | Essential Power Massachusetts LLC | NAEA Energy Massachusetts LLC | 56401 | MA | NEW | NPCC |  | 22 | 2 | NAICS-22 Non-Cogen | ST | RFO | RFO | ISNE | 35131 | 3114.931 | 2021
| petroleum | FALSE | 1643 | N | . | Woodland Road | NAEA Energy Massachusetts LLC | 56401 | MA | NEW | NPCC |  | 22 | 2 | NAICS-22 Non-Cogen | GT | DFO | DFO | ISNE | 0 | 0 | 2021
| petroleum | FALSE | 1643 | N | . | Woodland Road | NAEA Energy Massachusetts LLC | 56401 | MA | NEW | NPCC |  | 22 | 2 | NAICS-22 Non-Cogen | GT | JF | WOO | ISNE | 0 | 0 | 2021
Vintage1969 | other | TRUE | 1643 | N | . | Woodland Road | NAEA Energy Massachusetts LLC | 56401 | MA | NEW | NPCC |  | 22 | 2 | NAICS-22 Non-Cogen | GT | KER | WOO | ISNE | 2067 | 134 | 2021
| petroleum | FALSE | 1660 | N | . | Potter Station 2 | Town of Braintree - (MA) | 2144 | MA | NEW | NPCC |  | 22 | 1 | Electric Utility | CA | DFO | DFO | ISNE | 0 | 0 | 2021
| natural gas combined cycle | FALSE | 1660 | N | . | Potter Station 2 | Town of Braintree - (MA) | 2144 | MA | NEW | NPCC |  | 22 | 1 | Electric Utility | CA | NG | NG | ISNE | 0 | 0 | 2021
| petroleum | FALSE | 1660 | N | . | Potter Station 2 | Town of Braintree - (MA) | 2144 | MA | NEW | NPCC |  | 22 | 1 | Electric Utility | CT | DFO | DFO | ISNE | 0 | 0 | 2021
| natural gas combined cycle | FALSE | 1660 | N | . | Potter Station 2 | Town of Braintree - (MA) | 2144 | MA | NEW | NPCC |  | 22 | 1 | Electric Utility | CT | NG | NG | ISNE | 0 | 0 | 2021
Vintage0 | petroleum | FALSE | 1660 | N | . | Potter Station 2 | Town of Braintree - (MA) | 2144 | MA | NEW | NPCC |  | 22 | 1 | Electric Utility | GT | DFO | DFO | ISNE | 72145 | 7419.421 | 2021
Vintage2009 | natural gas peaker | TRUE | 1660 | N | . | Potter Station 2 | Town of Braintree - (MA) | 2144 | MA | NEW | NPCC |  | 22 | 1 | Electric Utility | GT | NG | NG | ISNE | 149675 | 15393.579 | 2021
| petroleum | FALSE | 1660 | N | . | Potter Station 2 | Town of Braintree - (MA) | 2144 | MA | NEW | NPCC |  | 22 | 1 | Electric Utility | IC | DFO | DFO | ISNE | 0 | 0 | 2021
Vintage1960 | petroleum | TRUE | 1670 | N | . | High Street Station | Town of Ipswich - (MA) | 9442 | MA | NEW | NPCC |  | 22 | 1 | Electric Utility | IC | DFO | DFO | ISNE | 366 | 31.888 | 2021
Vintage1986 | natural gas peaker | TRUE | 1670 | N | . | High Street Station | Town of Ipswich - (MA) | 9442 | MA | NEW | NPCC |  | 22 | 1 | Electric Utility | IC | NG | NG | ISNE | 6395 | 558.112 | 2021
Vintage0 | petroleum | FALSE | 1678 | N | . | Waters River | City of Peabody - (MA) | 14605 | MA | NEW | NPCC |  | 22 | 1 | Electric Utility | GT | DFO | DFO | ISNE | 8948 | 709.673 | 2021
Vintage1990 | natural gas peaker | TRUE | 1678 | N | . | Waters River | City of Peabody - (MA) | 14605 | MA | NEW | NPCC |  | 22 | 1 | Electric Utility | GT | NG | NG | ISNE | 30437 | 2414.325 | 2021
| other | FALSE | 1682 | N | . | Cleary Flood Hybrid | City of Taunton | 18488 | MA | NEW | NPCC |  | 22 | 1 | Electric Utility | BA | MWH | OTH | ISNE | 0 | -129 | 2021
Vintage0 | petroleum | FALSE | 1682 | N | . | Cleary Flood Hybrid | City of Taunton | 18488 | MA | NEW | NPCC |  | 22 | 1 | Electric Utility | CA | DFO | DFO | ISNE | 1959 | 185.166 | 2021
Vintage1975 | natural gas combined cycle | TRUE | 1682 | N | . | Cleary Flood Hybrid | City of Taunton | 18488 | MA | NEW | NPCC |  | 22 | 1 | Electric Utility | CA | NG | NG | ISNE | 65542 | 7071.834 | 2021
Vintage0 | petroleum | FALSE | 1682 | N | . | Cleary Flood Hybrid | City of Taunton | 18488 | MA | NEW | NPCC |  | 22 | 1 | Electric Utility | CT | DFO | DFO | ISNE | 1003 | 56.269 | 2021
Vintage1976 | natural gas combined cycle | TRUE | 1682 | N | . | Cleary Flood Hybrid | City of Taunton | 18488 | MA | NEW | NPCC |  | 22 | 1 | Electric Utility | CT | NG | NG | ISNE | 47843 | 2329.731 | 2021
| petroleum | FALSE | 1682 | N | . | Cleary Flood Hybrid | City of Taunton | 18488 | MA | NEW | NPCC |  | 22 | 1 | Electric Utility | CT | RFO | RFO | ISNE | 0 | 0 | 2021
Vintage1924 | hydro | TRUE | 1693 | N | . | Alcona | Consumers Energy Co | 4254 | MI | ENC | RFC |  | 22 | 1 | Electric Utility | HY | WAT | HYC | MISO | 240928 | 27242 | 2021
Vintage1945 | hydro | TRUE | 1694 | N | . | Allegan Dam | Consumers Energy Co | 4254 | MI | ENC | RFC |  | 22 | 1 | Electric Utility | HY | WAT | HYC | MISO | 95347 | 10781 | 2021
Vintage1918 | hydro | TRUE | 1698 | N | . | C W Tippy | Consumers Energy Co | 4254 | MI | ENC | RFC |  | 22 | 1 | Electric Utility | HY | WAT | HYC | MISO | 510449 | 57717 | 2021
Vintage1911 | hydro | TRUE | 1700 | N | . | Cooke | Consumers Energy Co | 4254 | MI | ENC | RFC |  | 22 | 1 | Electric Utility | HY | WAT | HYC | MISO | 233049 | 26351 | 2021
Vintage1915 | hydro | TRUE | 1701 | N | . | Croton | Consumers Energy Co | 4254 | MI | ENC | RFC |  | 22 | 1 | Electric Utility | HY | WAT | HYC | MISO | 276763 | 31294 | 2021
Vintage1961 | hard coal | TRUE | 1702 | N | . | Dan E Karn | Consumers Energy Co | 4254 | MI | ENC | RFC |  | 22 | 1 | Electric Utility | ST | BIT | COL | MISO | 738778 | 63236.022 | 2021
Vintage0 | petroleum | FALSE | 1702 | N | . | Dan E Karn | Consumers Energy Co | 4254 | MI | ENC | RFC |  | 22 | 1 | Electric Utility | ST | DFO | DFO | MISO | 65269 | 5873.579 | 2021
Vintage1977 | natural gas steam turbine | TRUE | 1702 | N | . | Dan E Karn | Consumers Energy Co | 4254 | MI | ENC | RFC |  | 22 | 1 | Electric Utility | ST | NG | NG | MISO | 2852987 | 246935.23 | 2021
Vintage0 | petroleum | FALSE | 1702 | N | . | Dan E Karn | Consumers Energy Co | 4254 | MI | ENC | RFC |  | 22 | 1 | Electric Utility | ST | RFO | RFO | MISO | 132019 | 11324.754 | 2021
Vintage1961 | hard coal | TRUE | 1702 | N | . | Dan E Karn | Consumers Energy Co | 4254 | MI | ENC | RFC |  | 22 | 1 | Electric Utility | ST | SUB | COL | MISO | 30370292 | 2754776.4 | 2021
Vintage1912 | hydro | TRUE | 1704 | N | . | Five Channels | Consumers Energy Co | 4254 | MI | ENC | RFC |  | 22 | 1 | Electric Utility | HY | WAT | HYC | MISO | 189288 | 21403 | 2021
Vintage1918 | hydro | TRUE | 1705 | N | . | Foote | Consumers Energy Co | 4254 | MI | ENC | RFC |  | 22 | 1 | Electric Utility | HY | WAT | HYC | MISO | 247534 | 27989 | 2021
Vintage1931 | hydro | TRUE | 1707 | N | . | Hardy | Consumers Energy Co | 4254 | MI | ENC | RFC |  | 22 | 1 | Electric Utility | HY | WAT | HYC | MISO | 735174 | 83127 | 2021
Vintage1925 | hydro | TRUE | 1708 | N | . | Hodenpyl | Consumers Energy Co | 4254 | MI | ENC | RFC |  | 22 | 1 | Electric Utility | HY | WAT | HYC | MISO | 396352 | 44816 | 2021
Vintage1980 | hard coal | TRUE | 1710 | N | . | J H Campbell | Consumers Energy Co | 4254 | MI | ENC | RFC |  | 22 | 1 | Electric Utility | ST | BIT | COL | MISO | 1476913 | 145831.26 | 2021
Vintage0 | petroleum | FALSE | 1710 | N | . | J H Campbell | Consumers Energy Co | 4254 | MI | ENC | RFC |  | 22 | 1 | Electric Utility | ST | DFO | DFO | MISO | 220811 | 21493.843 | 2021
Vintage1980 | hard coal | TRUE | 1710 | N | . | J H Campbell | Consumers Energy Co | 4254 | MI | ENC | RFC |  | 22 | 1 | Electric Utility | ST | SUB | COL | MISO | 82391884 | 8104089.9 | 2021
Vintage1913 | hydro | TRUE | 1712 | N | . | Loud | Consumers Energy Co | 4254 | MI | ENC | RFC |  | 22 | 1 | Electric Utility | HY | WAT | HYC | MISO | 116307 | 13151 | 2021
| other | FALSE | 1713 | N | . | Ludington | Consumers Energy Co | 4254 | MI | ENC | RFC |  | 22 | 1 | Electric Utility | PS | WAT | HPS | MISO | 0 | -715146 | 2021
Vintage1916 | hydro | TRUE | 1714 | N | . | Mio | Consumers Energy Co | 4254 | MI | ENC | RFC |  | 22 | 1 | Electric Utility | HY | WAT | HYC | MISO | 132695 | 15004 | 2021
Vintage1972 | nuclear | TRUE | 1715 | N | 1 | Palisades | Entergy Nuclear Palisades LLC | 56192 | MI | ENC | RFC |  | 22 | 2 | NAICS-22 Non-Cogen | ST | NUC | NUC | MISO | 73158132 | 7014799 | 2021
Vintage1922 | hydro | TRUE | 1716 | N | . | Rogers | Consumers Energy Co | 4254 | MI | ENC | RFC |  | 22 | 1 | Electric Utility | HY | WAT | HYC | MISO | 230032 | 26010 | 2021
Vintage1949 | hydro | TRUE | 1722 | N | . | Webber | Consumers Energy Co | 4254 | MI | ENC | RFC |  | 22 | 1 | Electric Utility | HY | WAT | HYC | MISO | 115141 | 13019 | 2021
Vintage1969 | petroleum | TRUE | 1725 | N | . | Colfax | DTE Electric Company | 5109 | MI | ENC | RFC |  | 22 | 1 | Electric Utility | IC | DFO | DFO | MISO | 325773 | 409 | 2021
Vintage2000 | natural gas peaker | TRUE | 1728 | N | . | Delray | DTE Electric Company | 5109 | MI | ENC | RFC |  | 22 | 1 | Electric Utility | GT | NG | NG | MISO | 291337 | 22009 | 2021
Vintage1966 | petroleum | FALSE | 1729 | N | . | Fermi | DTE Electric Company | 5109 | MI | ENC | RFC |  | 22 | 1 | Electric Utility | GT | DFO | DFO | MISO | 6557 | -170 | 2021
Vintage1988 | nuclear | TRUE | 1729 | N | 2 | Fermi | DTE Electric Company | 5109 | MI | ENC | RFC |  | 22 | 1 | Electric Utility | ST | NUC | NUC | MISO | 97715951 | 9369536 | 2021
Vintage1970 | natural gas peaker | TRUE | 1730 | N | . | Hancock | DTE Electric Company | 5109 | MI | ENC | RFC |  | 22 | 1 | Electric Utility | GT | NG | NG | MISO | 202698 | 14042 | 2021
Vintage1969 | petroleum | FALSE | 1733 | N | . | Monroe (MI) | DTE Electric Company | 5109 | MI | ENC | RFC |  | 22 | 1 | Electric Utility | IC | DFO | DFO | MISO | 5003 | -21 | 2021
| hard coal | FALSE | 1733 | N | . | Monroe (MI) | DTE Electric Company | 5109 | MI | ENC | RFC |  | 22 | 1 | Electric Utility | ST | BIT | COL | MISO | 0 | 0 | 2021
Vintage0 | petroleum | FALSE | 1733 | N | . | Monroe (MI) | DTE Electric Company | 5109 | MI | ENC | RFC |  | 22 | 1 | Electric Utility | ST | DFO | DFO | MISO | 242359 | 23527.221 | 2021
Vintage0 | petroleum | FALSE | 1733 | N | . | Monroe (MI) | DTE Electric Company | 5109 | MI | ENC | RFC |  | 22 | 1 | Electric Utility | ST | PC | PC | MISO | 9080408 | 883271.04 | 2021
Vintage1974 | hard coal | TRUE | 1733 | N | . | Monroe (MI) | DTE Electric Company | 5109 | MI | ENC | RFC |  | 22 | 1 | Electric Utility | ST | RC | COL | MISO | 142098387 | 13815686 | 2021
| hard coal | FALSE | 1733 | N | . | Monroe (MI) | DTE Electric Company | 5109 | MI | ENC | RFC |  | 22 | 1 | Electric Utility | ST | SUB | COL | MISO | 0 | 0 | 2021
Vintage1971 | petroleum | TRUE | 1734 | N | . | Northeast (MI) | DTE Electric Company | 5109 | MI | ENC | RFC |  | 22 | 1 | Electric Utility | GT | DFO | DFO | MISO | 38718 | 2497.196 | 2021
Vintage1971 | natural gas peaker | TRUE | 1734 | N | . | Northeast (MI) | DTE Electric Company | 5109 | MI | ENC | RFC |  | 22 | 1 | Electric Utility | GT | NG | NG | MISO | 119815 | 7727.804 | 2021
Vintage1970 | petroleum | FALSE | 1735 | N | . | Oliver | DTE Electric Company | 5109 | MI | ENC | RFC |  | 22 | 1 | Electric Utility | IC | DFO | DFO | MISO | 2007 | -245 | 2021
Vintage1970 | petroleum | TRUE | 1737 | N | . | Placid 12 | DTE Electric Company | 5109 | MI | ENC | RFC |  | 22 | 1 | Electric Utility | IC | DFO | DFO | MISO | 9979 | 563 | 2021
Vintage1971 | petroleum | TRUE | 1739 | N | . | Putnam (MI) | DTE Electric Company | 5109 | MI | ENC | RFC |  | 22 | 1 | Electric Utility | IC | DFO | DFO | MISO | 15266 | 1130 | 2021
| hard coal | FALSE | 1740 | N | . | River Rouge | DTE Electric Company | 5109 | MI | ENC | RFC |  | 22 | 1 | Electric Utility | IC | BIT | COL | MISO | 0 | 0 | 2021
Vintage1967 | petroleum | TRUE | 1740 | N | . | River Rouge | DTE Electric Company | 5109 | MI | ENC | RFC |  | 22 | 1 | Electric Utility | IC | DFO | DFO | MISO | 6656 | 323 | 2021
| natural gas peaker | FALSE | 1740 | N | . | River Rouge | DTE Electric Company | 5109 | MI | ENC | RFC |  | 22 | 1 | Electric Utility | IC | NG | NG | MISO | 0 | 0 | 2021
| hard coal | FALSE | 1740 | N | . | River Rouge | DTE Electric Company | 5109 | MI | ENC | RFC |  | 22 | 1 | Electric Utility | IC | SUB | COL | MISO | 0 | 0 | 2021
| other | FALSE | 1740 | N | . | River Rouge | DTE Electric Company | 5109 | MI | ENC | RFC |  | 22 | 1 | Electric Utility | ST | BFG | OOG | MISO | 0 | -88.098 | 2021
| hard coal | FALSE | 1740 | N | . | River Rouge | DTE Electric Company | 5109 | MI | ENC | RFC |  | 22 | 1 | Electric Utility | ST | BIT | COL | MISO | 0 | -144.443 | 2021
Vintage0 | natural gas steam turbine | FALSE | 1740 | N | . | River Rouge | DTE Electric Company | 5109 | MI | ENC | RFC |  | 22 | 1 | Electric Utility | ST | NG | NG | MISO | 361661 | 14585.198 | 2021
Vintage0 | other | FALSE | 1740 | N | . | River Rouge | DTE Electric Company | 5109 | MI | ENC | RFC |  | 22 | 1 | Electric Utility | ST | OG | OOG | MISO | 292348 | 11765.858 | 2021
| hard coal | FALSE | 1740 | N | . | River Rouge | DTE Electric Company | 5109 | MI | ENC | RFC |  | 22 | 1 | Electric Utility | ST | SUB | COL | MISO | 0 | -4327.515 | 2021
Vintage1968 | petroleum | TRUE | 1741 | N | . | Slocum | DTE Electric Company | 5109 | MI | ENC | RFC |  | 22 | 1 | Electric Utility | IC | DFO | DFO | MISO | 4866 | 25 | 2021
| petroleum | FALSE | 1743 | N | . | St Clair | DTE Electric Company | 5109 | MI | ENC | RFC |  | 22 | 1 | Electric Utility | GT | DFO | DFO | MISO | 0 | 0 | 2021
Vintage1968 | natural gas peaker | TRUE | 1743 | N | . | St Clair | DTE Electric Company | 5109 | MI | ENC | RFC |  | 22 | 1 | Electric Utility | GT | NG | NG | MISO | 38536 | 2773 | 2021
Vintage1970 | petroleum | TRUE | 1743 | N | . | St Clair | DTE Electric Company | 5109 | MI | ENC | RFC |  | 22 | 1 | Electric Utility | IC | DFO | DFO | MISO | 3288 | 183 | 2021
| hard coal | FALSE | 1743 | N | . | St Clair | DTE Electric Company | 5109 | MI | ENC | RFC |  | 22 | 1 | Electric Utility | ST | BIT | COL | MISO | 0 | 0 | 2021
Vintage0 | petroleum | FALSE | 1743 | N | . | St Clair | DTE Electric Company | 5109 | MI | ENC | RFC |  | 22 | 1 | Electric Utility | ST | DFO | DFO | MISO | 100064 | 8899.012 | 2021
Vintage0 | natural gas steam turbine | FALSE | 1743 | N | . | St Clair | DTE Electric Company | 5109 | MI | ENC | RFC |  | 22 | 1 | Electric Utility | ST | NG | NG | MISO | 427963 | 38222.253 | 2021
Vintage1969 | hard coal | TRUE | 1743 | N | . | St Clair | DTE Electric Company | 5109 | MI | ENC | RFC |  | 22 | 1 | Electric Utility | ST | RC | COL | MISO | 35404357 | 3166554.3 | 2021
| petroleum | FALSE | 1743 | N | . | St Clair | DTE Electric Company | 5109 | MI | ENC | RFC |  | 22 | 1 | Electric Utility | ST | RFO | RFO | MISO | 0 | 0 | 2021
| hard coal | FALSE | 1743 | N | . | St Clair | DTE Electric Company | 5109 | MI | ENC | RFC |  | 22 | 1 | Electric Utility | ST | SUB | COL | MISO | 0 | 0 | 2021
Vintage0 | petroleum | FALSE | 1743 | N | . | St Clair | DTE Electric Company | 5109 | MI | ENC | RFC |  | 22 | 1 | Electric Utility | ST | WO | WOO | MISO | 43951 | 3810.394 | 2021
Vintage1966 | petroleum | TRUE | 1744 | N | . | Superior | DTE Electric Company | 5109 | MI | ENC | RFC |  | 22 | 1 | Electric Utility | GT | DFO | DFO | MISO | 41790 | 2613 | 2021
Vintage1968 | hard coal | TRUE | 1745 | N | . | Trenton Channel | DTE Electric Company | 5109 | MI | ENC | RFC |  | 22 | 1 | Electric Utility | ST | BIT | COL | MISO | 245544 | 20998.393 | 2021
Vintage0 | petroleum | FALSE | 1745 | N | . | Trenton Channel | DTE Electric Company | 5109 | MI | ENC | RFC |  | 22 | 1 | Electric Utility | ST | DFO | DFO | MISO | 89744 | 4183.261 | 2021
| natural gas steam turbine | FALSE | 1745 | N | . | Trenton Channel | DTE Electric Company | 5109 | MI | ENC | RFC |  | 22 | 1 | Electric Utility | ST | NG | NG | MISO | 0 | 0 | 2021
| other | FALSE | 1745 | N | . | Trenton Channel | DTE Electric Company | 5109 | MI | ENC | RFC |  | 22 | 1 | Electric Utility | ST | OTH | OTH | MISO | 0 | 0 | 2021
Vintage1968 | hard coal | TRUE | 1745 | N | . | Trenton Channel | DTE Electric Company | 5109 | MI | ENC | RFC |  | 22 | 1 | Electric Utility | ST | SUB | COL | MISO | 12364250 | 1076873.3 | 2021
Vintage1968 | petroleum | TRUE | 1746 | N | . | Wilmot | DTE Electric Company | 5109 | MI | ENC | RFC |  | 22 | 1 | Electric Utility | IC | DFO | DFO | MISO | 14180 | 926 | 2021
Vintage1972 | petroleum | TRUE | 1750 | N | . | Manistique | Cloverland Electric Co-op | 3828 | MI | ENC | RFC |  | 22 | 1 | Electric Utility | IC | DFO | DFO | MISO | 10509 | 812 | 2021
Vintage1963 | hydro | TRUE | 1751 | N | . | Edison Sault | Cloverland Electric Co-op | 3828 | MI | ENC | RFC |  | 22 | 1 | Electric Utility | HY | WAT | HYC | MISO | 1806167 | 204225 | 2021
Vintage1996 | hydro | TRUE | 1753 | N | . | Berrien Springs | Indiana Michigan Power Co | 9324 | MI | ENC | RFC |  | 22 | 1 | Electric Utility | HY | WAT | HYC | PJM | 243998 | 27589 | 2021
Vintage1927 | hydro | TRUE | 1754 | N | . | Buchanan (MI) | Indiana Michigan Power Co | 9324 | MI | ENC | RFC |  | 22 | 1 | Electric Utility | HY | WAT | HYC | PJM | 136985 | 15489 | 2021
Vintage1913 | hydro | TRUE | 1756 | N | . | Saxon Falls | Northern States Power Co - Minnesota | 13781 | WI | ENC | MRO |  | 22 | 1 | Electric Utility | HY | WAT | HYC | MISO | 58299 | 6592 | 2021
Vintage1917 | hydro | TRUE | 1757 | N | . | Superior Falls | Northern States Power Co - Minnesota | 13781 | MI | ENC | MRO |  | 22 | 1 | Electric Utility | HY | WAT | HYC | MISO | 66702 | 7542 | 2021
Vintage1929 | hydro | TRUE | 1760 | N | . | Constantine | Indiana Michigan Power Co | 9324 | MI | ENC | RFC |  | 22 | 1 | Electric Utility | HY | WAT | HYC | PJM | 42715 | 4830 | 2021
Vintage1923 | hydro | TRUE | 1761 | N | . | Mottville | Indiana Michigan Power Co | 9324 | MI | ENC | RFC |  | 22 | 1 | Electric Utility | HY | WAT | HYC | PJM | 56981 | 6443 | 2021
| petroleum | FALSE | 1772 | N | . | John H Warden | L'Anse Warden Electric Company LLC | 56133 | MI | ENC | RFC |  | 22 | 2 | NAICS-22 Non-Cogen | ST | DFO | DFO | MISO | 0 | 0 | 2021
Vintage0 | natural gas steam turbine | FALSE | 1772 | N | . | John H Warden | L'Anse Warden Electric Company LLC | 56133 | MI | ENC | RFC |  | 22 | 2 | NAICS-22 Non-Cogen | ST | NG | NG | MISO | 591 | 40.413 | 2021
Vintage0 | other | FALSE | 1772 | N | . | John H Warden | L'Anse Warden Electric Company LLC | 56133 | MI | ENC | RFC |  | 22 | 2 | NAICS-22 Non-Cogen | ST | TDF | OTH | MISO | 11034 | 792.898 | 2021
Vintage1959 | biomass | TRUE | 1772 | N | . | John H Warden | L'Anse Warden Electric Company LLC | 56133 | MI | ENC | RFC |  | 22 | 2 | NAICS-22 Non-Cogen | ST | WDS | WWW | MISO | 1704680 | 121934.69 | 2021
Vintage1931 | hydro | TRUE | 1773 | N | . | Prickett | Upper Peninsula Power Company | 19578 | MI | ENC | MRO |  | 22 | 1 | Electric Utility | HY | WAT | HYC | MISO | 58503 | 6615 | 2021
Vintage1931 | hydro | TRUE | 1774 | N | . | Victoria Dam | Upper Peninsula Power Company | 19578 | MI | ENC | MRO |  | 22 | 1 | Electric Utility | HY | WAT | HYC | MISO | 412385 | 46629 | 2021
Vintage1921 | hydro | TRUE | 1775 | N | . | Brule | Wisconsin Electric Power Co | 20847 | WI | ENC | RFC |  | 22 | 1 | Electric Utility | HY | WAT | HYC | MISO | 145703 | 16475 | 2021
Vintage1927 | hydro | TRUE | 1776 | N | . | Chalk Hill | Wisconsin Electric Power Co | 20847 | MI | ENC | RFC |  | 22 | 1 | Electric Utility | HY | WAT | HYC | MISO | 287175 | 32471 | 2021
Vintage1953 | hydro | TRUE | 1777 | N | . | Hemlock Falls | Wisconsin Electric Power Co | 20847 | MI | ENC | RFC |  | 22 | 1 | Electric Utility | HY | WAT | HYC | MISO | 58308 | 6593 | 2021
Vintage1924 | hydro | TRUE | 1778 | N | . | Kingsford | Wisconsin Electric Power Co | 20847 | MI | ENC | RFC |  | 22 | 1 | Electric Utility | HY | WAT | HYC | MISO | 222003 | 25102 | 2021
Vintage1953 | hydro | TRUE | 1780 | N | . | Michigamme Falls | Wisconsin Electric Power Co | 20847 | MI | ENC | RFC |  | 22 | 1 | Electric Utility | HY | WAT | HYC | MISO | 231704 | 26199 | 2021
Vintage1943 | hydro | TRUE | 1781 | N | . | Peavy Falls | Wisconsin Electric Power Co | 20847 | MI | ENC | RFC |  | 22 | 1 | Electric Utility | HY | WAT | HYC | MISO | 407602 | 46088 | 2021
Vintage1949 | hydro | TRUE | 1785 | N | . | Way Dam | Wisconsin Electric Power Co | 20847 | MI | ENC | RFC |  | 22 | 1 | Electric Utility | HY | WAT | HYC | MISO | 42965 | 4858 | 2021
Vintage1927 | hydro | TRUE | 1786 | N | . | White Rapids | Wisconsin Electric Power Co | 20847 | MI | ENC | RFC |  | 22 | 1 | Electric Utility | HY | WAT | HYC | MISO | 281124 | 31787 | 2021
Vintage1945 | hydro | TRUE | 1787 | N | . | Grand Rapids | Wisconsin Public Service Corp | 20860 | MI | ENC | MRO |  | 22 | 1 | Electric Utility | HY | WAT | HYC | MISO | 331394 | 37471 | 2021
Vintage1954 | hydro | TRUE | 1821 | N | . | Crystal Falls | City of Crystal Falls | 4604 | MI | ENC | RFC |  | 22 | 1 | Electric Utility | HY | WAT | HYC | MISO | 52525 | 5939 | 2021
| petroleum | FALSE | 1827 | N | . | Hart | City of Hart Hydro - (MI) | 8205 | MI | ENC | RFC |  | 22 | 1 | Electric Utility | IC | DFO | DFO | MISO | 0 | 0 | 2021
| natural gas peaker | FALSE | 1827 | N | . | Hart | City of Hart Hydro - (MI) | 8205 | MI | ENC | RFC |  | 22 | 1 | Electric Utility | IC | NG | NG | MISO | 0 | 0 | 2021
Vintage0 | petroleum | FALSE | 1829 | N | . | Hillsdale | Hillsdale Board of Public Wks | 8631 | MI | ENC | RFC |  | 22 | 1 | Electric Utility | IC | DFO | DFO | MISO | 1813 | 178.549 | 2021
Vintage1976 | natural gas peaker | TRUE | 1829 | N | . | Hillsdale | Hillsdale Board of Public Wks | 8631 | MI | ENC | RFC |  | 22 | 1 | Electric Utility | IC | NG | NG | MISO | 11965 | 1179.451 | 2021
| petroleum | FALSE | 1831 | N | . | Eckert Station | Lansing Board of Water and Light | 56155 | MI | ENC | RFC |  | 22 | 1 | Electric Utility | ST | DFO | DFO | MISO | 0 | 0 | 2021
| hard coal | FALSE | 1831 | N | . | Eckert Station | Lansing Board of Water and Light | 56155 | MI | ENC | RFC |  | 22 | 1 | Electric Utility | ST | SUB | COL | MISO | 0 | 0 | 2021
Vintage0 | petroleum | FALSE | 1832 | N | . | Erickson Station | Lansing Board of Water and Light | 56155 | MI | ENC | RFC |  | 22 | 1 | Electric Utility | ST | DFO | DFO | MISO | 4698 | 410.198 | 2021
Vintage1973 | hard coal | TRUE | 1832 | N | . | Erickson Station | Lansing Board of Water and Light | 56155 | MI | ENC | RFC |  | 22 | 1 | Electric Utility | ST | SUB | COL | MISO | 7917791 | 698638.8 | 2021
Vintage1979 | petroleum | TRUE | 1840 | N | . | Plant Four | City of Marquette - (MI) | 11701 | MI | ENC | RFC |  | 22 | 1 | Electric Utility | GT | DFO | DFO | MISO | 1405 | 11 | 2021
Vintage1922 | hydro | TRUE | 1842 | N | . | James R Smith | City of Marquette - (MI) | 11701 | MI | ENC | RFC |  | 22 | 1 | Electric Utility | HY | WAT | HYC | MISO | 71336 | 8066 | 2021
| hydro | FALSE | 1844 | N | . | Marshall (MI) | City of Marshall - (MI) | 11713 | MI | ENC | RFC |  | 22 | 1 | Electric Utility | HY | WAT | HYC | MISO | 0 | -65 | 2021
Vintage0 | petroleum | FALSE | 1844 | N | . | Marshall (MI) | City of Marshall - (MI) | 11713 | MI | ENC | RFC |  | 22 | 1 | Electric Utility | IC | DFO | DFO | MISO | 276 | -1.618 | 2021
Vintage1978 | natural gas peaker | FALSE | 1844 | N | . | Marshall (MI) | City of Marshall - (MI) | 11713 | MI | ENC | RFC |  | 22 | 1 | Electric Utility | IC | NG | NG | MISO | 4892 | -28.382 | 2021
| petroleum | FALSE | 1846 | N | . | Newberry | Newberry Water & Light Board | 13525 | MI | ENC | RFC |  | 22 | 1 | Electric Utility | IC | DFO | DFO | MISO | 0 | 0 | 2021
Vintage1988 | hydro | TRUE | 1848 | N | . | Norway (MI) | City of Norway | 13826 | MI | ENC | RFC |  | 22 | 1 | Electric Utility | HY | WAT | HYC | MISO | 265797 | 30054 | 2021
Vintage2002 | petroleum | TRUE | 1851 | N | . | Frank Jenkins | City of Portland - (MI) | 15246 | MI | ENC | RFC |  | 22 | 1 | Electric Utility | IC | DFO | DFO | MISO | 207 | 13.118 | 2021
Vintage0 | natural gas peaker | FALSE | 1851 | N | . | Frank Jenkins | City of Portland - (MI) | 15246 | MI | ENC | RFC |  | 22 | 1 | Electric Utility | IC | NG | NG | MISO | 1565 | 100.882 | 2021
Vintage1919 | hydro | TRUE | 1852 | N | . | St Louis | City of St Louis - (MI) | 17886 | MI | ENC | RFC |  | 22 | 1 | Electric Utility | HY | WAT | HYC | MISO | 3757 | 425 | 2021
Vintage2003 | petroleum | TRUE | 1852 | N | . | St Louis | City of St Louis - (MI) | 17886 | MI | ENC | RFC |  | 22 | 1 | Electric Utility | IC | DFO | DFO | MISO | 91 | 7 | 2021
| natural gas peaker | FALSE | 1852 | N | . | St Louis | City of St Louis - (MI) | 17886 | MI | ENC | RFC |  | 22 | 1 | Electric Utility | IC | NG | NG | MISO | 0 | 0 | 2021
| petroleum | FALSE | 1853 | N | . | Main Street (MI) | Village of Sebewaing - (MI) | 16873 | MI | ENC | RFC |  | 22 | 1 | Electric Utility | IC | DFO | DFO | MISO | 6 | 0 | 2021
| natural gas peaker | FALSE | 1853 | N | . | Main Street (MI) | Village of Sebewaing - (MI) | 16873 | MI | ENC | RFC |  | 22 | 1 | Electric Utility | IC | NG | NG | MISO | 0 | 0 | 2021
Vintage0 | petroleum | FALSE | 1855 | N | . | Sturgis City Diesel Plant | City of Sturgis | 18252 | MI | ENC | RFC |  | 22 | 1 | Electric Utility | IC | DFO | DFO | PJM | 1327 | 97.188 | 2021
Vintage1981 | natural gas peaker | TRUE | 1855 | N | . | Sturgis City Diesel Plant | City of Sturgis | 18252 | MI | ENC | RFC |  | 22 | 1 | Electric Utility | IC | NG | NG | PJM | 4729 | 346.812 | 2021
| hydro | FALSE | 1856 | N | . | Hydro Plant | City of Sturgis | 18252 | MI | ENC | RFC |  | 22 | 1 | Electric Utility | HY | WAT | HYC | PJM | 0 | 0 | 2021
Vintage1954 | hydro | TRUE | 1865 | N | . | Saint Marys Falls | USACE-Detroit District | 21264 | MI | ENC | MRO |  | 22 | 1 | Electric Utility | HY | WAT | HYC | MISO | 1294602 | 146382 | 2021
Vintage2007 | petroleum | TRUE | 1866 | N | . | Wyandotte | Wyandotte Municipal Serv Comm | 21048 | MI | ENC | RFC |  | 22 | 1 | Electric Utility | IC | DFO | DFO | MISO | 662 | 75 | 2021
| hard coal | FALSE | 1866 | N | . | Wyandotte | Wyandotte Municipal Serv Comm | 21048 | MI | ENC | RFC |  | 22 | 1 | Electric Utility | ST | BIT | COL | MISO | 0 | 0 | 2021
Vintage1986 | natural gas steam turbine | TRUE | 1866 | N | . | Wyandotte | Wyandotte Municipal Serv Comm | 21048 | MI | ENC | RFC |  | 22 | 1 | Electric Utility | ST | NG | NG | MISO | 410326 | 29900 | 2021
| other | FALSE | 1866 | N | . | Wyandotte | Wyandotte Municipal Serv Comm | 21048 | MI | ENC | RFC |  | 22 | 1 | Electric Utility | ST | TDF | OTH | MISO | 0 | 0 | 2021
Vintage0 | petroleum | FALSE | 1867 | N | . | Zeeland | City of Zeeland - (MI) | 21158 | MI | ENC | RFC |  | 22 | 1 | Electric Utility | IC | DFO | DFO | MISO | 2424 | 5.414 | 2021
Vintage1980 | natural gas peaker | TRUE | 1867 | N | . | Zeeland | City of Zeeland - (MI) | 21158 | MI | ENC | RFC |  | 22 | 1 | Electric Utility | IC | NG | NG | MISO | 4740 | 10.586 | 2021
Vintage2021 | petroleum | TRUE | 1868 | N | . | Dafter | Cloverland Electric Co-op | 3828 | MI | ENC | RFC |  | 22 | 1 | Electric Utility | IC | DFO | DFO | MISO | 5350 | 156 | 2021
Vintage1949 | hydro | TRUE | 1871 | N | . | Kleber | Tower Kleber Ltd Partnership | 19037 | MI | ENC | RFC |  | 22 | 2 | NAICS-22 Non-Cogen | HY | WAT | HYC | MISO | 44662 | 5050 | 2021
Vintage1971 | petroleum | TRUE | 1873 | N | . | Tower | Wolverine Power Supply Coop | 20910 | MI | ENC | RFC |  | 22 | 1 | Electric Utility | GT | DFO | DFO | MISO | 3557 | 245 | 2021
| natural gas peaker | FALSE | 1873 | N | . | Tower | Wolverine Power Supply Coop | 20910 | MI | ENC | RFC |  | 22 | 1 | Electric Utility | GT | NG | NG | MISO | 0 | 0 | 2021
| petroleum | FALSE | 1874 | N | . | Caro | Thumb Electric Coop of Mich | 18895 | MI | ENC | RFC |  | 22 | 1 | Electric Utility | IC | DFO | DFO | MISO | 0 | 0 | 2021
Vintage2002 | petroleum | TRUE | 1875 | N | . | Ubly | Thumb Electric Coop of Mich | 18895 | MI | ENC | RFC |  | 22 | 1 | Electric Utility | IC | DFO | DFO | MISO | 137 | 12.295 | 2021
Vintage0 | natural gas peaker | FALSE | 1875 | N | . | Ubly | Thumb Electric Coop of Mich | 18895 | MI | ENC | RFC |  | 22 | 1 | Electric Utility | IC | NG | NG | MISO | 58 | 5.345 | 2021
Vintage2000 | natural gas peaker | TRUE | 1877 | N | . | George Johnson | Wolverine Power Supply Coop | 20910 | MI | ENC | RFC |  | 22 | 1 | Electric Utility | GT | NG | NG | MISO | 409793 | 37125 | 2021
| petroleum | FALSE | 1877 | N | . | George Johnson | Wolverine Power Supply Coop | 20910 | MI | ENC | RFC |  | 22 | 1 | Electric Utility | IC | DFO | DFO | MISO | 0 | 0 | 2021
Vintage2001 | natural gas peaker | TRUE | 1880 | N | . | Claude Vandyke | Wolverine Power Supply Coop | 20910 | MI | ENC | RFC |  | 22 | 1 | Electric Utility | GT | NG | NG | MISO | 74435 | 5104 | 2021
| petroleum | FALSE | 1881 | N | . | Vestaburg | Wolverine Power Supply Coop | 20910 | MI | ENC | RFC |  | 22 | 1 | Electric Utility | GT | DFO | DFO | MISO | 0 | 0 | 2021
Vintage1972 | natural gas peaker | TRUE | 1881 | N | . | Vestaburg | Wolverine Power Supply Coop | 20910 | MI | ENC | RFC |  | 22 | 1 | Electric Utility | GT | NG | NG | MISO | 46347 | 2905 | 2021
| petroleum | FALSE | 1881 | N | . | Vestaburg | Wolverine Power Supply Coop | 20910 | MI | ENC | RFC |  | 22 | 1 | Electric Utility | IC | DFO | DFO | MISO | 0 | 0 | 2021
| petroleum | FALSE | 1891 | N | . | Syl Laskin | ALLETE, Inc. | 12647 | MN | WNC | MRO |  | 22 | 1 | Electric Utility | ST | DFO | DFO | MISO | 0 | 0 | 2021
Vintage1953 | natural gas steam turbine | TRUE | 1891 | N | . | Syl Laskin | ALLETE, Inc. | 12647 | MN | WNC | MRO |  | 22 | 1 | Electric Utility | ST | NG | NG | MISO | 1379627 | 90166 | 2021
| hard coal | FALSE | 1891 | N | . | Syl Laskin | ALLETE, Inc. | 12647 | MN | WNC | MRO |  | 22 | 1 | Electric Utility | ST | SUB | COL | MISO | 0 | 0 | 2021
Vintage1988 | hydro | TRUE | 1892 | N | . | Blanchard | ALLETE, Inc. | 12647 | MN | WNC | MRO |  | 22 | 1 | Electric Utility | HY | WAT | HYC | MISO | 580077 | 65590 | 2021
| petroleum | FALSE | 1893 | N | . | Clay Boswell | ALLETE, Inc. | 12647 | MN | WNC | MRO |  | 22 | 1 | Electric Utility | IC | DFO | DFO | MISO | 0 | 0 | 2021
Vintage0 | natural gas steam turbine | FALSE | 1893 | N | . | Clay Boswell | ALLETE, Inc. | 12647 | MN | WNC | MRO |  | 22 | 1 | Electric Utility | ST | NG | NG | MISO | 436451 | 40395.687 | 2021
Vintage1980 | hard coal | TRUE | 1893 | N | . | Clay Boswell | ALLETE, Inc. | 12647 | MN | WNC | MRO |  | 22 | 1 | Electric Utility | ST | RC | COL | MISO | 50087648 | 4612936.1 | 2021
Vintage1980 | hard coal | TRUE | 1893 | N | . | Clay Boswell | ALLETE, Inc. | 12647 | MN | WNC | MRO |  | 22 | 1 | Electric Utility | ST | SUB | COL | MISO | 4206342 | 393253.26 | 2021
Vintage1924 | hydro | TRUE | 1894 | N | . | Fond Du Lac | ALLETE, Inc. | 12647 | MN | WNC | MRO |  | 22 | 1 | Electric Utility | HY | WAT | HYC | MISO | 250065 | 28275 | 2021
Vintage1922 | hydro | TRUE | 1895 | N | . | Knife Falls | ALLETE, Inc. | 12647 | MN | WNC | MRO |  | 22 | 1 | Electric Utility | HY | WAT | HYC | MISO | 70673 | 7991 | 2021
Vintage1979 | hydro | TRUE | 1896 | N | . | Little Falls (MN) | ALLETE, Inc. | 12647 | MN | WNC | MRO |  | 22 | 1 | Electric Utility | HY | WAT | HYC | MISO | 238391 | 26955 | 2021
Vintage0 | natural gas steam turbine | FALSE | 1897 | Y | . | M L Hibbard | ALLETE, Inc. | 12647 | MN | WNC | MRO |  | 22133 | 5 | Commercial NAICS Cogen | ST | NG | NG | MISO | 5592 | 887.382 | 2021
Vintage0 | hard coal | FALSE | 1897 | Y | . | M L Hibbard | ALLETE, Inc. | 12647 | MN | WNC | MRO |  | 22133 | 5 | Commercial NAICS Cogen | ST | SUB | COL | MISO | 56897 | 9026.305 | 2021
Vintage1951 | biomass | TRUE | 1897 | Y | . | M L Hibbard | ALLETE, Inc. | 12647 | MN | WNC | MRO |  | 22133 | 5 | Commercial NAICS Cogen | ST | WDS | WWW | MISO | 638568 | 101325.31 | 2021
Vintage1917 | hydro | TRUE | 1898 | N | . | Pillager | ALLETE, Inc. | 12647 | MN | WNC | MRO |  | 22 | 1 | Electric Utility | HY | WAT | HYC | MISO | 52329 | 5917 | 2021
Vintage1923 | hydro | TRUE | 1899 | N | . | Scanlon | ALLETE, Inc. | 12647 | MN | WNC | MRO |  | 22 | 1 | Electric Utility | HY | WAT | HYC | MISO | 41646 | 4709 | 2021
Vintage1915 | hydro | TRUE | 1900 | N | . | Sylvan | ALLETE, Inc. | 12647 | MN | WNC | MRO |  | 22 | 1 | Electric Utility | HY | WAT | HYC | MISO | 79093 | 8943 | 2021
Vintage1949 | hydro | TRUE | 1901 | N | . | Thomson | ALLETE, Inc. | 12647 | MN | WNC | MRO |  | 22 | 1 | Electric Utility | HY | WAT | HYC | MISO | 1633133 | 184660 | 2021
Vintage1923 | hydro | TRUE | 1902 | N | . | Winton | ALLETE, Inc. | 12647 | MN | WNC | MRO |  | 22 | 1 | Electric Utility | HY | WAT | HYC | MISO | 84885 | 9598 | 2021
Vintage1954 | natural gas combined cycle | TRUE | 1904 | N | . | Black Dog | Northern States Power Co - Minnesota | 13781 | MN | WNC | MRO |  | 22 | 1 | Electric Utility | CA | NG | NG | MISO | 7546516 | 543300 | 2021
| petroleum | FALSE | 1904 | N | . | Black Dog | Northern States Power Co - Minnesota | 13781 | MN | WNC | MRO |  | 22 | 1 | Electric Utility | CT | DFO | DFO | MISO | 0 | 0 | 2021
Vintage2002 | natural gas combined cycle | TRUE | 1904 | N | . | Black Dog | Northern States Power Co - Minnesota | 13781 | MN | WNC | MRO |  | 22 | 1 | Electric Utility | CT | NG | NG | MISO | 4045770 | 1024932 | 2021
Vintage2018 | natural gas peaker | TRUE | 1904 | N | . | Black Dog | Northern States Power Co - Minnesota | 13781 | MN | WNC | MRO |  | 22 | 1 | Electric Utility | GT | NG | NG | MISO | 2919573 | 342225 | 2021
Vintage1955 | hydro | TRUE | 1911 | N | . | Hennepin Island | Northern States Power Co - Minnesota | 13781 | MN | WNC | MRO |  | 22 | 1 | Electric Utility | HY | WAT | HYC | MISO | 440458 | 49803 | 2021
Vintage2008 | natural gas combined cycle | TRUE | 1912 | N | . | High Bridge | Northern States Power Co - Minnesota | 13781 | MN | WNC | MRO |  | 22 | 1 | Electric Utility | CA | NG | NG | MISO | 1553455 | 1211779 | 2021
Vintage2008 | natural gas combined cycle | TRUE | 1912 | N | . | High Bridge | Northern States Power Co - Minnesota | 13781 | MN | WNC | MRO |  | 22 | 1 | Electric Utility | CT | NG | NG | MISO | 20191499 | 1957148 | 2021
Vintage1997 | petroleum | TRUE | 1913 | N | . | Inver Hills | Northern States Power Co - Minnesota | 13781 | MN | WNC | MRO |  | 22 | 1 | Electric Utility | GT | DFO | DFO | MISO | 380607 | 24148.752 | 2021
Vintage1972 | natural gas peaker | TRUE | 1913 | N | . | Inver Hills | Northern States Power Co - Minnesota | 13781 | MN | WNC | MRO |  | 22 | 1 | Electric Utility | GT | NG | NG | MISO | 1024627 | 65011.248 | 2021
Vintage0 | petroleum | FALSE | 1915 | N | . | Allen S King | Northern States Power Co - Minnesota | 13781 | MN | WNC | MRO |  | 22 | 1 | Electric Utility | ST | DFO | DFO | MISO | 196 | -89.752 | 2021
Vintage0 | natural gas steam turbine | FALSE | 1915 | N | . | Allen S King | Northern States Power Co - Minnesota | 13781 | MN | WNC | MRO |  | 22 | 1 | Electric Utility | ST | NG | NG | MISO | 110615 | -7894.489 | 2021
Vintage1958 | hard coal | TRUE | 1915 | N | . | Allen S King | Northern States Power Co - Minnesota | 13781 | MN | WNC | MRO |  | 22 | 1 | Electric Utility | ST | SUB | COL | MISO | 13409259 | 1305868.2 | 2021
Vintage1971 | nuclear | TRUE | 1922 | N | 1 | Monticello Nuclear Facility | Northern States Power Co - Minnesota | 13781 | MN | WNC | MRO |  | 22 | 1 | Electric Utility | ST | NUC | NUC | MISO | 52383954 | 5022858 | 2021
Vintage1974 | nuclear | TRUE | 1925 | N | 2 | Prairie Island | Northern States Power Co - Minnesota | 13781 | MN | WNC | MRO |  | 22 | 1 | Electric Utility | ST | NUC | NUC | MISO | 44990506 | 4313934 | 2021
Vintage1974 | nuclear | TRUE | 1925 | N | 1 | Prairie Island | Northern States Power Co - Minnesota | 13781 | MN | WNC | MRO |  | 22 | 1 | Electric Utility | ST | NUC | NUC | MISO | 49913516 | 4785979 | 2021
Vintage1949 | municipal solid waste | TRUE | 1926 | N | . | Red Wing | Northern States Power Co - Minnesota | 13781 | MN | WNC | MRO |  | 22 | 1 | Electric Utility | ST | MSB | MLG | MISO | 1000420 | 52903.993 | 2021
Vintage1949 | municipal solid waste | TRUE | 1926 | N | . | Red Wing | Northern States Power Co - Minnesota | 13781 | MN | WNC | MRO |  | 22 | 1 | Electric Utility | ST | MSN | OTH | MISO | 1222722 | 64659.6 | 2021
Vintage0 | natural gas steam turbine | FALSE | 1926 | N | . | Red Wing | Northern States Power Co - Minnesota | 13781 | MN | WNC | MRO |  | 22 | 1 | Electric Utility | ST | NG | NG | MISO | 25826 | 1366.387 | 2021
Vintage0 | biomass | FALSE | 1926 | N | . | Red Wing | Northern States Power Co - Minnesota | 13781 | MN | WNC | MRO |  | 22 | 1 | Electric Utility | ST | WDS | WWW | MISO | 256323 | 13156.02 | 2021
| petroleum | FALSE | 1927 | N | . | Riverside (MN) | Northern States Power Co - Minnesota | 13781 | MN | WNC | MRO |  | 22 | 1 | Electric Utility | CA | DFO | DFO | MISO | 0 | 1.122 | 2021
| natural gas combined cycle | FALSE | 1927 | N | . | Riverside (MN) | Northern States Power Co - Minnesota | 13781 | MN | WNC | MRO |  | 22 | 1 | Electric Utility | CA | NG | NG | MISO | 0 | 469649.88 | 2021
Vintage0 | petroleum | FALSE | 1927 | N | . | Riverside (MN) | Northern States Power Co - Minnesota | 13781 | MN | WNC | MRO |  | 22 | 1 | Electric Utility | CT | DFO | DFO | MISO | 23 | 2.051 | 2021
Vintage2009 | natural gas combined cycle | TRUE | 1927 | N | . | Riverside (MN) | Northern States Power Co - Minnesota | 13781 | MN | WNC | MRO |  | 22 | 1 | Electric Utility | CT | NG | NG | MISO | 9962475 | 899683.95 | 2021
Vintage2002 | petroleum | TRUE | 1929 | N | . | St James | City of St James - (MN) | 17876 | MN | WNC | MRO |  | 22 | 1 | Electric Utility | IC | DFO | DFO | MISO | 885 | 101 | 2021
Vintage1951 | municipal solid waste | TRUE | 1934 | N | . | Wilmarth | Northern States Power Co - Minnesota | 13781 | MN | WNC | MRO |  | 22 | 1 | Electric Utility | ST | MSB | MLG | MISO | 754252 | 42083.463 | 2021
Vintage1951 | municipal solid waste | TRUE | 1934 | N | . | Wilmarth | Northern States Power Co - Minnesota | 13781 | MN | WNC | MRO |  | 22 | 1 | Electric Utility | ST | MSN | OTH | MISO | 921882 | 51435.946 | 2021
Vintage0 | natural gas steam turbine | FALSE | 1934 | N | . | Wilmarth | Northern States Power Co - Minnesota | 13781 | MN | WNC | MRO |  | 22 | 1 | Electric Utility | ST | NG | NG | MISO | 43922 | 2680.591 | 2021
Vintage1914 | hydro | TRUE | 1943 | N | . | Hoot Lake | Otter Tail Power Co | 14232 | MN | WNC | MRO |  | 22 | 1 | Electric Utility | HY | WAT | HYC | MISO | 24029 | 2717 | 2021
| petroleum | FALSE | 1943 | N | . | Hoot Lake | Otter Tail Power Co | 14232 | MN | WNC | MRO |  | 22 | 1 | Electric Utility | IC | DFO | DFO | MISO | 0 | 0 | 2021
Vintage0 | petroleum | FALSE | 1943 | N | . | Hoot Lake | Otter Tail Power Co | 14232 | MN | WNC | MRO |  | 22 | 1 | Electric Utility | ST | DFO | DFO | MISO | 8784 | 713.408 | 2021
Vintage0 | hard coal | FALSE | 1943 | N | . | Hoot Lake | Otter Tail Power Co | 14232 | MN | WNC | MRO |  | 22 | 1 | Electric Utility | ST | SUB | COL | MISO | 1511393 | 124318.59 | 2021
Vintage2005 | petroleum | TRUE | 1956 | N | . | Adrian | Adrian Public Utilities Comm | 150 | MN | WNC | MRO |  | 22 | 1 | Electric Utility | IC | DFO | DFO | SWPP | 154 | 17 | 2021
Vintage1967 | petroleum | TRUE | 1958 | N | . | Alexandria | City of Alexandria - (MN) | 295 | MN | WNC | MRO |  | 22 | 1 | Electric Utility | IC | DFO | DFO | MISO | 348 | 39 | 2021
| natural gas peaker | FALSE | 1958 | N | . | Alexandria | City of Alexandria - (MN) | 295 | MN | WNC | MRO |  | 22 | 1 | Electric Utility | IC | NG | NG | MISO | 0 | 0 | 2021
Vintage2002 | petroleum | TRUE | 1964 | N | . | Benson City of | City of Benson - (MN) | 1573 | MN | WNC | MRO |  | 22 | 1 | Electric Utility | IC | DFO | DFO | MISO | 921 | 95 | 2021
Vintage2012 | petroleum | TRUE | 1966 | N | . | Blooming Prairie | City of Blooming Prairie - (MN) | 1871 | MN | WNC | MRO |  | 22 | 1 | Electric Utility | IC | DFO | DFO | MISO | 2837 | 287 | 2021
Vintage2015 | petroleum | TRUE | 1967 | N | . | Blue Earth | Blue Earth Light & Water | 1883 | MN | WNC | MRO |  | 22 | 1 | Electric Utility | IC | DFO | DFO | MISO | 366 | 29 | 2021
| natural gas peaker | FALSE | 1967 | N | . | Blue Earth | Blue Earth Light & Water | 1883 | MN | WNC | MRO |  | 22 | 1 | Electric Utility | IC | NG | NG | MISO | 0 | 0 | 2021
| petroleum | FALSE | 1969 | N | . | Delano | Delano Municipal Utilities | 5015 | MN | WNC | MRO |  | 22 | 1 | Electric Utility | GT | DFO | DFO | MISO | 0 | 0 | 2021
Vintage1999 | petroleum | TRUE | 1969 | N | . | Delano | Delano Municipal Utilities | 5015 | MN | WNC | MRO |  | 22 | 1 | Electric Utility | IC | DFO | DFO | MISO | 924 | 77 | 2021
| natural gas peaker | FALSE | 1969 | N | . | Delano | Delano Municipal Utilities | 5015 | MN | WNC | MRO |  | 22 | 1 | Electric Utility | IC | NG | NG | MISO | 0 | 0 | 2021
| petroleum | FALSE | 1970 | N | . | Detroit Lakes | City of Detroit Lakes - (MN) | 5111 | MN | WNC | MRO |  | 22 | 1 | Electric Utility | GT | DFO | DFO | MISO | 0 | 0 | 2021
Vintage1972 | petroleum | TRUE | 1971 | N | . | Elk River City of | City of Elk River | 5773 | MN | WNC | MRO |  | 22 | 1 | Electric Utility | IC | DFO | DFO | MISO | 665 | 48.716 | 2021
Vintage2006 | biomass | TRUE | 1971 | N | . | Elk River City of | City of Elk River | 5773 | MN | WNC | MRO |  | 22 | 1 | Electric Utility | IC | LFG | MLG | MISO | 299176 | 21935.284 | 2021
| natural gas peaker | FALSE | 1971 | N | . | Elk River City of | City of Elk River | 5773 | MN | WNC | MRO |  | 22 | 1 | Electric Utility | IC | NG | NG | MISO | 0 | 0 | 2021
Vintage2001 | petroleum | TRUE | 1972 | N | . | Fairfax | City of Fairfax - (MN) | 6138 | MN | WNC | MRO |  | 22 | 1 | Electric Utility | IC | DFO | DFO | MISO | 55 | 8 | 2021
Vintage1975 | petroleum | TRUE | 1973 | N | . | Fairmont (MN) | Southern Minnesota Mun P Agny | 40580 | MN | WNC | MRO |  | 22 | 1 | Electric Utility | IC | DFO | DFO | MISO | 3257 | 293.609 | 2021
Vintage2014 | natural gas peaker | TRUE | 1973 | N | . | Fairmont (MN) | Southern Minnesota Mun P Agny | 40580 | MN | WNC | MRO |  | 22 | 1 | Electric Utility | IC | NG | NG | MISO | 169259 | 15259.391 | 2021
Vintage2006 | petroleum | TRUE | 1975 | N | . | Glencoe | Glencoe Light & Power Comm | 7292 | MN | WNC | MRO |  | 22 | 1 | Electric Utility | IC | DFO | DFO | MISO | 4117 | 429.892 | 2021
Vintage0 | natural gas peaker | FALSE | 1975 | N | . | Glencoe | Glencoe Light & Power Comm | 7292 | MN | WNC | MRO |  | 22 | 1 | Electric Utility | IC | NG | NG | MISO | 1 | 0.108 | 2021
Vintage2004 | petroleum | TRUE | 1976 | N | . | Grand Marais | City of Grand Marais - (MN) | 7487 | MN | WNC | MRO |  | 22 | 1 | Electric Utility | IC | DFO | DFO | MISO | 3398 | 375 | 2021
Vintage1986 | hydro | TRUE | 1977 | N | . | Granite Falls | City of Granite Falls - (MN) | 7494 | MN | WNC | MRO |  | 22 | 1 | Electric Utility | HY | WAT | HYC | MISO | 16565 | 1873 | 2021
| hard coal | FALSE | 1979 | Y | . | Hibbing | Hibbing Public Utilities Comm | 8543 | MN | WNC | MRO |  | 22 | 1 | Electric Utility | ST | BIT | COL | MISO | 0 | 0 | 2021
| petroleum | FALSE | 1979 | Y | . | Hibbing | Hibbing Public Utilities Comm | 8543 | MN | WNC | MRO |  | 22 | 1 | Electric Utility | ST | DFO | DFO | MISO | 0 | 0 | 2021
| lignite | FALSE | 1979 | Y | . | Hibbing | Hibbing Public Utilities Comm | 8543 | MN | WNC | MRO |  | 22 | 1 | Electric Utility | ST | LIG | COL | MISO | 0 | 0 | 2021
Vintage0 | natural gas steam turbine | FALSE | 1979 | Y | . | Hibbing | Hibbing Public Utilities Comm | 8543 | MN | WNC | MRO |  | 22 | 1 | Electric Utility | ST | NG | NG | MISO | 74937 | 8647.3 | 2021
Vintage1996 | hard coal | TRUE | 1979 | Y | . | Hibbing | Hibbing Public Utilities Comm | 8543 | MN | WNC | MRO |  | 22 | 1 | Electric Utility | ST | SUB | COL | MISO | 3293 | 379.932 | 2021
Vintage0 | biomass | FALSE | 1979 | Y | . | Hibbing | Hibbing Public Utilities Comm | 8543 | MN | WNC | MRO |  | 22 | 1 | Electric Utility | ST | WDS | WWW | MISO | 38102 | 4396.803 | 2021
| petroleum | FALSE | 1980 | N | . | Hutchinson Plant #1 | Hutchinson Utilities Comm | 9130 | MN | WNC | MRO |  | 22 | 1 | Electric Utility | IC | DFO | DFO | MISO | 0 | 0 | 2021
Vintage2019 | natural gas peaker | TRUE | 1980 | N | . | Hutchinson Plant #1 | Hutchinson Utilities Comm | 9130 | MN | WNC | MRO |  | 22 | 1 | Electric Utility | IC | NG | NG | MISO | 294845 | 34364 | 2021
Vintage1998 | petroleum | TRUE | 1982 | N | . | Janesville | City of Janesville - (MN) | 9650 | MN | WNC | MRO |  | 22 | 1 | Electric Utility | IC | DFO | DFO | MISO | 2379 | 25.641 | 2021
Vintage0 | natural gas peaker | FALSE | 1982 | N | . | Janesville | City of Janesville - (MN) | 9650 | MN | WNC | MRO |  | 22 | 1 | Electric Utility | IC | NG | NG | MISO | 76 | 0.819 | 2021
Vintage1997 | petroleum | TRUE | 1983 | N | . | Kenyon Municipal | Kenyon Municipal Utilities | 10179 | MN | WNC | MRO |  | 22 | 1 | Electric Utility | IC | DFO | DFO | MISO | 219 | 17 | 2021
Vintage1999 | petroleum | TRUE | 1985 | N | . | Lake Crystal | City of Lake Crystal - (MN) | 10596 | MN | WNC | MRO |  | 22 | 1 | Electric Utility | IC | DFO | DFO | MISO | 72 | 9 | 2021
| natural gas peaker | FALSE | 1985 | N | . | Lake Crystal | City of Lake Crystal - (MN) | 10596 | MN | WNC | MRO |  | 22 | 1 | Electric Utility | IC | NG | NG | MISO | 0 | 0 | 2021
Vintage1923 | hydro | TRUE | 1987 | N | . | Lanesboro | Lanesboro Public Utility Comm | 10685 | MN | WNC | MRO |  | 22 | 1 | Electric Utility | HY | WAT | HYC | MISO | 1591 | 180 | 2021
Vintage2004 | petroleum | TRUE | 1987 | N | . | Lanesboro | Lanesboro Public Utility Comm | 10685 | MN | WNC | MRO |  | 22 | 1 | Electric Utility | IC | DFO | DFO | MISO | 157 | 10.78 | 2021
Vintage2021 | petroleum | TRUE | 1989 | N | . | Litchfield | Litchfield Public Utilities | 11064 | MN | WNC | MRO |  | 22 | 1 | Electric Utility | IC | DFO | DFO | MISO | 4798 | 409 | 2021
| natural gas peaker | FALSE | 1989 | N | . | Litchfield | Litchfield Public Utilities | 11064 | MN | WNC | MRO |  | 22 | 1 | Electric Utility | IC | NG | NG | MISO | 0 | 0 | 2021
Vintage1967 | petroleum | TRUE | 1990 | N | . | Luverne | City of Luverne - (MN) | 11332 | MN | WNC | MRO |  | 22 | 1 | Electric Utility | IC | DFO | DFO | SWPP | 3768 | 314 | 2021
| natural gas peaker | FALSE | 1990 | N | . | Luverne | City of Luverne - (MN) | 11332 | MN | WNC | MRO |  | 22 | 1 | Electric Utility | IC | NG | NG | SWPP | 0 | 0 | 2021
Vintage1969 | petroleum | TRUE | 1993 | N | . | Marshall (MN) | City of Marshall - (MN) | 11731 | MN | WNC | MRO |  | 22 | 1 | Electric Utility | GT | DFO | DFO | MISO | 2065 | 117 | 2021
Vintage1969 | petroleum | TRUE | 1994 | N | . | Melrose | Melrose Public Utilities | 12286 | MN | WNC | MRO |  | 22 | 1 | Electric Utility | IC | DFO | DFO | MISO | 1277 | 119 | 2021
| natural gas peaker | FALSE | 1994 | N | . | Melrose | Melrose Public Utilities | 12286 | MN | WNC | MRO |  | 22 | 1 | Electric Utility | IC | NG | NG | MISO | 0 | 0 | 2021
Vintage2005 | petroleum | TRUE | 1996 | N | . | Moose Lake | Moose Lake Water & Light Comm | 12897 | MN | WNC | MRO |  | 22 | 1 | Electric Utility | IC | DFO | DFO | MISO | 3471 | 334.303 | 2021
Vintage2019 | natural gas peaker | TRUE | 1996 | N | . | Moose Lake | Moose Lake Water & Light Comm | 12897 | MN | WNC | MRO |  | 22 | 1 | Electric Utility | IC | NG | NG | MISO | 1750 | 168.437 | 2021
Vintage1975 | petroleum | TRUE | 1997 | N | . | Mora | City of Mora - (MN) | 12900 | MN | WNC | MRO |  | 22 | 1 | Electric Utility | IC | DFO | DFO | MISO | 9908 | 562.26 | 2021
Vintage1972 | natural gas peaker | TRUE | 1997 | N | . | Mora | City of Mora - (MN) | 12900 | MN | WNC | MRO |  | 22 | 1 | Electric Utility | IC | NG | NG | MISO | 452 | 25.74 | 2021
Vintage1998 | petroleum | TRUE | 1998 | N | . | Mountain Lake | City of Mountain Lake - (MN) | 13048 | MN | WNC | MRO |  | 22 | 1 | Electric Utility | IC | DFO | DFO | MISO | 284 | 25.307 | 2021
Vintage0 | natural gas peaker | FALSE | 1998 | N | . | Mountain Lake | City of Mountain Lake - (MN) | 13048 | MN | WNC | MRO |  | 22 | 1 | Electric Utility | IC | NG | NG | MISO | 19 | 1.693 | 2021
Vintage2007 | onshore wind | TRUE | 1998 | N | . | Mountain Lake | City of Mountain Lake - (MN) | 13048 | MN | WNC | MRO |  | 22 | 1 | Electric Utility | WT | WND | WND | MISO | 23967 | 2710 | 2021
Vintage0 | petroleum | FALSE | 1999 | N | . | New Prague | New Prague Utilities Comm | 13480 | MN | WNC | MRO |  | 22 | 1 | Electric Utility | IC | DFO | DFO | MISO | 2820 | -14.358 | 2021
Vintage1982 | natural gas peaker | FALSE | 1999 | N | . | New Prague | New Prague Utilities Comm | 13480 | MN | WNC | MRO |  | 22 | 1 | Electric Utility | IC | NG | NG | MISO | 10148 | -51.642 | 2021
Vintage2001 | petroleum | TRUE | 2001 | Y | . | New Ulm | New Ulm Public Utilities Comm | 13488 | MN | WNC | MRO |  | 22 | 1 | Electric Utility | GT | DFO | DFO | MISO | 3902 | 755 | 2021
Vintage1997 | natural gas steam turbine | TRUE | 2001 | Y | . | New Ulm | New Ulm Public Utilities Comm | 13488 | MN | WNC | MRO |  | 22 | 1 | Electric Utility | ST | NG | NG | MISO | 35868 | 6421 | 2021
Vintage2011 | petroleum | TRUE | 2002 | N | . | North Branch (MN) | North Branch Water & Light Comm | 13681 | MN | WNC | MRO |  | 22 | 1 | Electric Utility | IC | DFO | DFO | MISO | 5128 | 567 | 2021
| natural gas peaker | FALSE | 2002 | N | . | North Branch (MN) | North Branch Water & Light Comm | 13681 | MN | WNC | MRO |  | 22 | 1 | Electric Utility | IC | NG | NG | MISO | 0 | 0 | 2021
| petroleum | FALSE | 2003 | N | . | Owatonna | City of Owatonna - (MN) | 14246 | MN | WNC | MRO |  | 22 | 1 | Electric Utility | GT | DFO | DFO | MISO | 0 | 0 | 2021
Vintage1982 | natural gas peaker | TRUE | 2003 | N | . | Owatonna | City of Owatonna - (MN) | 14246 | MN | WNC | MRO |  | 22 | 1 | Electric Utility | GT | NG | NG | MISO | 4232 | 271 | 2021
Vintage1949 | petroleum | TRUE | 2004 | N | . | Preston (MN) | Preston Public Utilities Comm | 15348 | MN | WNC | MRO |  | 22 | 1 | Electric Utility | IC | DFO | DFO | MISO | 1164 | 134.161 | 2021
Vintage1974 | natural gas peaker | TRUE | 2004 | N | . | Preston (MN) | Preston Public Utilities Comm | 15348 | MN | WNC | MRO |  | 22 | 1 | Electric Utility | IC | NG | NG | MISO | 1056 | 121.839 | 2021
Vintage2003 | petroleum | TRUE | 2005 | N | . | Princeton (MN) | Princeton Public Utils Comm | 15387 | MN | WNC | MRO |  | 22 | 1 | Electric Utility | IC | DFO | DFO | MISO | 9221 | 699 | 2021
| natural gas peaker | FALSE | 2005 | N | . | Princeton (MN) | Princeton Public Utils Comm | 15387 | MN | WNC | MRO |  | 22 | 1 | Electric Utility | IC | NG | NG | MISO | 0 | 0 | 2021
Vintage1984 | hydro | TRUE | 2007 | N | . | Rochester Hydro | Rochester Public Utilities | 16181 | MN | WNC | MRO |  | 22 | 1 | Electric Utility | HY | WAT | HYC | MISO | 79109 | 8945 | 2021
Vintage2013 | hydro | TRUE | 2009 | N | . | Redwood Falls | Redwood Falls Public Util Comm | 15793 | MN | WNC | MRO |  | 22 | 1 | Electric Utility | HY | WAT | HYC | MISO | 8639 | 977 | 2021
Vintage1970 | petroleum | TRUE | 2009 | N | . | Redwood Falls | Redwood Falls Public Util Comm | 15793 | MN | WNC | MRO |  | 22 | 1 | Electric Utility | IC | DFO | DFO | MISO | 2554 | 266.978 | 2021
Vintage1974 | natural gas peaker | TRUE | 2009 | N | . | Redwood Falls | Redwood Falls Public Util Comm | 15793 | MN | WNC | MRO |  | 22 | 1 | Electric Utility | IC | NG | NG | MISO | 2783 | 291.022 | 2021
Vintage2009 | petroleum | TRUE | 2011 | N | . | Sleepy Eye | Sleepy Eye Public Utility Comm | 17320 | MN | WNC | MRO |  | 22 | 1 | Electric Utility | IC | DFO | DFO | MISO | 986 | 97 | 2021
| petroleum | FALSE | 2012 | N | . | Springfield (MN) | Springfield Public Utils Comm - (MN) | 17836 | MN | WNC | MRO |  | 22 | 1 | Electric Utility | IC | DFO | DFO | MISO | 0 | 0 | 2021
Vintage2009 | petroleum | TRUE | 2013 | N | . | Spring Valley | Spring Valley Pub Utils Comm | 17824 | MN | WNC | MRO |  | 22 | 1 | Electric Utility | IC | DFO | DFO | MISO | 3480 | 341.253 | 2021
Vintage0 | natural gas peaker | FALSE | 2013 | N | . | Spring Valley | Spring Valley Pub Utils Comm | 17824 | MN | WNC | MRO |  | 22 | 1 | Electric Utility | IC | NG | NG | MISO | 303 | 29.747 | 2021
Vintage1927 | hydro | TRUE | 2014 | N | . | Thief River Falls | City of Thief River Falls | 18820 | MN | WNC | MRO |  | 22 | 1 | Electric Utility | HY | WAT | HYC | MISO | 10508 | 1188 | 2021
Vintage2001 | petroleum | TRUE | 2014 | N | . | Thief River Falls | City of Thief River Falls | 18820 | MN | WNC | MRO |  | 22 | 1 | Electric Utility | IC | DFO | DFO | MISO | 94 | 5 | 2021
Vintage2005 | petroleum | TRUE | 2015 | N | . | Truman | City of Truman | 63000 | MN | WNC | MRO |  | 22 | 1 | Electric Utility | IC | DFO | DFO | MISO | 130 | 15 | 2021
| natural gas peaker | FALSE | 2015 | N | . | Truman | City of Truman | 63000 | MN | WNC | MRO |  | 22 | 1 | Electric Utility | IC | NG | NG | MISO | 0 | 0 | 2021
| natural gas steam turbine | FALSE | 2018 | N | . | Virginia | City of Virginia - (MN) | 19883 | MN | WNC | MRO |  | 22 | 1 | Electric Utility | ST | NG | NG | MISO | 286584 | 0 | 2021
| hard coal | FALSE | 2018 | N | . | Virginia | City of Virginia - (MN) | 19883 | MN | WNC | MRO |  | 22 | 1 | Electric Utility | ST | SUB | COL | MISO | 262306 | 0 | 2021
| biomass | FALSE | 2018 | N | . | Virginia | City of Virginia - (MN) | 19883 | MN | WNC | MRO |  | 22 | 1 | Electric Utility | ST | WDS | WWW | MISO | 110919 | 0 | 2021
Vintage0 | petroleum | FALSE | 2020 | N | . | Wells IC | City of Wells - (MN) | 29295 | MN | WNC | MRO |  | 22 | 1 | Electric Utility | IC | DFO | DFO | MISO | 1883 | 166.251 | 2021
Vintage1975 | natural gas peaker | TRUE | 2020 | N | . | Wells IC | City of Wells - (MN) | 29295 | MN | WNC | MRO |  | 22 | 1 | Electric Utility | IC | NG | NG | MISO | 3046 | 268.749 | 2021
Vintage2003 | petroleum | TRUE | 2021 | N | . | Westbrook | City of Westbrook | 20430 | MN | WNC | MRO |  | 22 | 1 | Electric Utility | IC | DFO | DFO | MISO | 192 | 18 | 2021
| biomass | FALSE | 2022 | N | . | Willmar | Willmar Municipal Utilities | 20737 | MN | WNC | MRO |  | 22 | 1 | Electric Utility | ST | AB | ORW | MISO | 0 | 0 | 2021
| natural gas steam turbine | FALSE | 2022 | N | . | Willmar | Willmar Municipal Utilities | 20737 | MN | WNC | MRO |  | 22 | 1 | Electric Utility | ST | NG | NG | MISO | 0 | 0 | 2021
| hard coal | FALSE | 2022 | N | . | Willmar | Willmar Municipal Utilities | 20737 | MN | WNC | MRO |  | 22 | 1 | Electric Utility | ST | SUB | COL | MISO | 0 | 0 | 2021
Vintage2009 | onshore wind | TRUE | 2022 | N | . | Willmar | Willmar Municipal Utilities | 20737 | MN | WNC | MRO |  | 22 | 1 | Electric Utility | WT | WND | WND | MISO | 51578 | 5832 | 2021
Vintage1980 | petroleum | TRUE | 2023 | N | . | Windom | City of Windom | 20806 | MN | WNC | MRO |  | 22 | 1 | Electric Utility | GT | DFO | DFO | MISO | 12 | 2 | 2021
Vintage2001 | petroleum | TRUE | 2023 | N | . | Windom | City of Windom | 20806 | MN | WNC | MRO |  | 22 | 1 | Electric Utility | IC | DFO | DFO | MISO | 388 | 67 | 2021
Vintage2002 | petroleum | TRUE | 2024 | N | . | Worthington | City of Worthington - (MN) | 21013 | MN | WNC | MRO |  | 22 | 1 | Electric Utility | IC | DFO | DFO | MISO | 1651 | 160 | 2021
Vintage2003 | onshore wind | TRUE | 2024 | N | . | Worthington | City of Worthington - (MN) | 21013 | MN | WNC | MRO |  | 22 | 1 | Electric Utility | WT | WND | WND | MISO | 94950 | 10736 | 2021
Vintage1978 | petroleum | TRUE | 2038 | N | . | Cambridge CT Hybrid | Great River Energy | 7570 | MN | WNC | MRO |  | 22 | 1 | Electric Utility | GT | DFO | DFO | MISO | 17961 | 1525.874 | 2021
Vintage2007 | natural gas peaker | TRUE | 2038 | N | . | Cambridge CT Hybrid | Great River Energy | 7570 | MN | WNC | MRO |  | 22 | 1 | Electric Utility | GT | NG | NG | MISO | 1109080 | 94313.127 | 2021
Vintage0 | petroleum | FALSE | 2039 | N | . | Elk River | Great River Energy | 7570 | MN | WNC | MRO |  | 22 | 1 | Electric Utility | GT | DFO | DFO | MISO | 72733 | 6936.565 | 2021
Vintage2009 | natural gas peaker | TRUE | 2039 | N | . | Elk River | Great River Energy | 7570 | MN | WNC | MRO |  | 22 | 1 | Electric Utility | GT | NG | NG | MISO | 807761 | 68844.435 | 2021
Vintage1978 | petroleum | TRUE | 2042 | N | . | Maple Lake | Great River Energy | 7570 | MN | WNC | MRO |  | 22 | 1 | Electric Utility | GT | DFO | DFO | MISO | 18268 | 1222 | 2021
| hard coal | FALSE | 2047 | Y | . | Chevron Oil | Mississippi Power Co | 12686 | MS | ESC | SERC |  | 22 | 1 | Electric Utility | GT | BIT | COL | SOCO | 0 | 0 | 2021
| petroleum | FALSE | 2047 | Y | . | Chevron Oil | Mississippi Power Co | 12686 | MS | ESC | SERC |  | 22 | 1 | Electric Utility | GT | DFO | DFO | SOCO | 0 | 0 | 2021
Vintage1994 | natural gas peaker | TRUE | 2047 | Y | . | Chevron Oil | Mississippi Power Co | 12686 | MS | ESC | SERC |  | 22 | 1 | Electric Utility | GT | NG | NG | SOCO | 12245601 | 1065412 | 2021
Vintage1971 | natural gas peaker | TRUE | 2048 | N | . | Sweatt | Mississippi Power Co | 12686 | MS | ESC | SERC |  | 22 | 1 | Electric Utility | GT | NG | NG | SOCO | 30145 | 1826 | 2021
Vintage1970 | natural gas peaker | TRUE | 2049 | N | . | Jack Watson | Mississippi Power Co | 12686 | MS | ESC | SERC |  | 22 | 1 | Electric Utility | GT | NG | NG | SOCO | 46351 | 2813 | 2021
Vintage1973 | natural gas steam turbine | TRUE | 2049 | N | . | Jack Watson | Mississippi Power Co | 12686 | MS | ESC | SERC |  | 22 | 1 | Electric Utility | ST | NG | NG | SOCO | 23223058 | 2152680 | 2021
Vintage0 | petroleum | FALSE | 2050 | N | . | Baxter Wilson | Entergy Mississippi LLC | 12685 | MS | ESC | SERC |  | 22 | 1 | Electric Utility | ST | DFO | DFO | MISO | 9329 | 819.333 | 2021
Vintage1967 | natural gas steam turbine | TRUE | 2050 | N | . | Baxter Wilson | Entergy Mississippi LLC | 12685 | MS | ESC | SERC |  | 22 | 1 | Electric Utility | ST | NG | NG | MISO | 7924302 | 750386.67 | 2021
| petroleum | FALSE | 2050 | N | . | Baxter Wilson | Entergy Mississippi LLC | 12685 | MS | ESC | SERC |  | 22 | 1 | Electric Utility | ST | RFO | RFO | MISO | 0 | 0 | 2021
| petroleum | FALSE | 2059 | N | . | L L Wilkins | Clarksdale Public Utilities | 3702 | MS | ESC | SERC |  | 22 | 1 | Electric Utility | CA | DFO | DFO | MISO | 0 | 0 | 2021
| natural gas combined cycle | FALSE | 2059 | N | . | L L Wilkins | Clarksdale Public Utilities | 3702 | MS | ESC | SERC |  | 22 | 1 | Electric Utility | CA | NG | NG | MISO | 0 | 0 | 2021
| petroleum | FALSE | 2059 | N | . | L L Wilkins | Clarksdale Public Utilities | 3702 | MS | ESC | SERC |  | 22 | 1 | Electric Utility | CS | DFO | DFO | MISO | 0 | 0 | 2021
Vintage1971 | natural gas combined cycle | TRUE | 2059 | N | . | L L Wilkins | Clarksdale Public Utilities | 3702 | MS | ESC | SERC |  | 22 | 1 | Electric Utility | CS | NG | NG | MISO | 602 | 67 | 2021
| petroleum | FALSE | 2059 | N | . | L L Wilkins | Clarksdale Public Utilities | 3702 | MS | ESC | SERC |  | 22 | 1 | Electric Utility | CT | DFO | DFO | MISO | 0 | 0 | 2021
Vintage1965 | natural gas combined cycle | TRUE | 2059 | N | . | L L Wilkins | Clarksdale Public Utilities | 3702 | MS | ESC | SERC |  | 22 | 1 | Electric Utility | CT | NG | NG | MISO | 450 | 38 | 2021
| natural gas steam turbine | FALSE | 2059 | N | . | L L Wilkins | Clarksdale Public Utilities | 3702 | MS | ESC | SERC |  | 22 | 1 | Electric Utility | ST | NG | NG | MISO | 0 | 0 | 2021
| petroleum | FALSE | 2067 | N | . | Yazoo | Public Serv Comm of Yazoo City | 21095 | MS | ESC | SERC |  | 22 | 1 | Electric Utility | CA | DFO | DFO | MISO | 0 | 0 | 2021
| natural gas combined cycle | FALSE | 2067 | N | . | Yazoo | Public Serv Comm of Yazoo City | 21095 | MS | ESC | SERC |  | 22 | 1 | Electric Utility | CA | NG | NG | MISO | 0 | 0 | 2021
| petroleum | FALSE | 2067 | N | . | Yazoo | Public Serv Comm of Yazoo City | 21095 | MS | ESC | SERC |  | 22 | 1 | Electric Utility | CT | DFO | DFO | MISO | 0 | 0 | 2021
| natural gas combined cycle | FALSE | 2067 | N | . | Yazoo | Public Serv Comm of Yazoo City | 21095 | MS | ESC | SERC |  | 22 | 1 | Electric Utility | CT | NG | NG | MISO | 0 | 0 | 2021
Vintage2020 | natural gas peaker | TRUE | 2068 | N | . | Benndale | Cooperative Energy | 17568 | MS | ESC | SERC |  | 22 | 1 | Electric Utility | IC | NG | NG | MISO | 442580 | 57748 | 2021
Vintage1970 | natural gas combined cycle | TRUE | 2070 | N | . | Moselle | Cooperative Energy | 17568 | MS | ESC | SERC |  | 22 | 1 | Electric Utility | CA | NG | NG | MISO | 1020017 | 478643 | 2021
Vintage2012 | natural gas combined cycle | TRUE | 2070 | N | . | Moselle | Cooperative Energy | 17568 | MS | ESC | SERC |  | 22 | 1 | Electric Utility | CT | NG | NG | MISO | 9098827 | 734536 | 2021
| petroleum | FALSE | 2070 | N | . | Moselle | Cooperative Energy | 17568 | MS | ESC | SERC |  | 22 | 1 | Electric Utility | GT | DFO | DFO | MISO | 0 | 0 | 2021
Vintage2006 | natural gas peaker | TRUE | 2070 | N | . | Moselle | Cooperative Energy | 17568 | MS | ESC | SERC |  | 22 | 1 | Electric Utility | GT | NG | NG | MISO | 1055331 | 84160 | 2021
Vintage1970 | natural gas steam turbine | TRUE | 2070 | N | . | Moselle | Cooperative Energy | 17568 | MS | ESC | SERC |  | 22 | 1 | Electric Utility | ST | NG | NG | MISO | 211040 | 17179 | 2021
| petroleum | FALSE | 2070 | N | . | Moselle | Cooperative Energy | 17568 | MS | ESC | SERC |  | 22 | 1 | Electric Utility | ST | RFO | RFO | MISO | 0 | 0 | 2021
Vintage2000 | natural gas combined cycle | TRUE | 2079 | N | . | Hawthorn | Evergy Metro | 10000 | MO | WNC | MRO |  | 22 | 1 | Electric Utility | CA | NG | NG | SWPP | 4919 | 37789 | 2021
Vintage1997 | natural gas combined cycle | TRUE | 2079 | N | . | Hawthorn | Evergy Metro | 10000 | MO | WNC | MRO |  | 22 | 1 | Electric Utility | CT | NG | NG | SWPP | 1408837 | 114559 | 2021
Vintage2000 | natural gas peaker | TRUE | 2079 | N | . | Hawthorn | Evergy Metro | 10000 | MO | WNC | MRO |  | 22 | 1 | Electric Utility | GT | NG | NG | SWPP | 992643 | 74348 | 2021
Vintage0 | natural gas steam turbine | FALSE | 2079 | N | . | Hawthorn | Evergy Metro | 10000 | MO | WNC | MRO |  | 22 | 1 | Electric Utility | ST | NG | NG | SWPP | 280981 | 26040.141 | 2021
Vintage1969 | hard coal | TRUE | 2079 | N | . | Hawthorn | Evergy Metro | 10000 | MO | WNC | MRO |  | 22 | 1 | Electric Utility | ST | SUB | COL | SWPP | 27598929 | 2599859.9 | 2021
Vintage1977 | petroleum | TRUE | 2081 | N | . | Northeast (MO) | Evergy Metro | 10000 | MO | WNC | MRO |  | 22 | 1 | Electric Utility | GT | DFO | DFO | SWPP | 419869 | 22130 | 2021
| petroleum | FALSE | 2081 | N | . | Northeast (MO) | Evergy Metro | 10000 | MO | WNC | MRO |  | 22 | 1 | Electric Utility | IC | DFO | DFO | SWPP | 0 | 0 | 2021
Vintage1974 | petroleum | TRUE | 2082 | N | . | Fairgrounds | Union Electric Co - (MO) | 19436 | MO | WNC | SERC |  | 22 | 1 | Electric Utility | GT | DFO | DFO | MISO | 40411 | 3243 | 2021
Vintage1974 | petroleum | TRUE | 2090 | N | . | Nevada | Evergy Missouri West | 56211 | MO | WNC | MRO |  | 22 | 1 | Electric Utility | GT | DFO | DFO | SWPP | 37782 | 1300 | 2021
Vintage1981 | natural gas peaker | TRUE | 2092 | N | . | Ralph Green | Evergy Missouri West | 56211 | MO | WNC | MRO |  | 22 | 1 | Electric Utility | GT | NG | NG | SWPP | 158616 | 6719 | 2021
Vintage1990 | petroleum | TRUE | 2098 | Y | . | Lake Road (MO) | Evergy Missouri West | 56211 | MO | WNC | MRO |  | 22 | 1 | Electric Utility | GT | DFO | DFO | SWPP | 27726 | 4423.078 | 2021
Vintage1974 | natural gas peaker | TRUE | 2098 | Y | . | Lake Road (MO) | Evergy Missouri West | 56211 | MO | WNC | MRO |  | 22 | 1 | Electric Utility | GT | NG | NG | SWPP | 28958 | 2934.922 | 2021
Vintage0 | petroleum | FALSE | 2098 | Y | . | Lake Road (MO) | Evergy Missouri West | 56211 | MO | WNC | MRO |  | 22 | 1 | Electric Utility | ST | DFO | DFO | SWPP | 1519 | 66.323 | 2021
Vintage1966 | natural gas steam turbine | TRUE | 2098 | Y | . | Lake Road (MO) | Evergy Missouri West | 56211 | MO | WNC | MRO |  | 22 | 1 | Electric Utility | ST | NG | NG | SWPP | 28293 | 1568.056 | 2021
| other | FALSE | 2098 | Y | . | Lake Road (MO) | Evergy Missouri West | 56211 | MO | WNC | MRO |  | 22 | 1 | Electric Utility | ST | PG | WOO | SWPP | 0 | 0 | 2021
Vintage0 | hard coal | FALSE | 2098 | Y | . | Lake Road (MO) | Evergy Missouri West | 56211 | MO | WNC | MRO |  | 22 | 1 | Electric Utility | ST | SUB | COL | SWPP | 12067 | 556.621 | 2021
| other | FALSE | 2098 | Y | . | Lake Road (MO) | Evergy Missouri West | 56211 | MO | WNC | MRO |  | 22 | 1 | Electric Utility | ST | TDF | OTH | SWPP | 0 | 0 | 2021
Vintage1930 | hydro | TRUE | 2099 | N | . | Niangua | Sho-Me Power Electric Coop | 17106 | MO | WNC | SERC |  | 22 | 1 | Electric Utility | HY | WAT | HYC | AECI | 24003 | 2714 | 2021
Vintage0 | petroleum | FALSE | 2103 | N | . | Labadie | Union Electric Co - (MO) | 19436 | MO | WNC | SERC |  | 22 | 1 | Electric Utility | ST | DFO | DFO | MISO | 181050 | 17062.45 | 2021
Vintage1973 | hard coal | TRUE | 2103 | N | . | Labadie | Union Electric Co - (MO) | 19436 | MO | WNC | SERC |  | 22 | 1 | Electric Utility | ST | RC | COL | MISO | 162521178 | 15323537 | 2021
Vintage1973 | hard coal | TRUE | 2103 | N | . | Labadie | Union Electric Co - (MO) | 19436 | MO | WNC | SERC |  | 22 | 1 | Electric Utility | ST | SUB | COL | MISO | 13316291 | 1267455.5 | 2021
| petroleum | FALSE | 2104 | N | . | Meramec | Union Electric Co - (MO) | 19436 | MO | WNC | SERC |  | 22 | 1 | Electric Utility | GT | DFO | DFO | MISO | 0 | 0 | 2021
| natural gas peaker | FALSE | 2104 | N | . | Meramec | Union Electric Co - (MO) | 19436 | MO | WNC | SERC |  | 22 | 1 | Electric Utility | GT | NG | NG | MISO | 0 | 0 | 2021
Vintage1954 | natural gas steam turbine | TRUE | 2104 | N | . | Meramec | Union Electric Co - (MO) | 19436 | MO | WNC | SERC |  | 22 | 1 | Electric Utility | ST | NG | NG | MISO | 879209 | 60368.776 | 2021
| other | FALSE | 2104 | N | . | Meramec | Union Electric Co - (MO) | 19436 | MO | WNC | SERC |  | 22 | 1 | Electric Utility | ST | OTH | OTH | MISO | 0 | 0 | 2021
Vintage1961 | hard coal | TRUE | 2104 | N | . | Meramec | Union Electric Co - (MO) | 19436 | MO | WNC | SERC |  | 22 | 1 | Electric Utility | ST | SUB | COL | MISO | 6470109 | 484465.43 | 2021
Vintage1953 | hydro | TRUE | 2106 | N | . | Osage Dam | Union Electric Co - (MO) | 19436 | MO | WNC | SERC |  | 22 | 1 | Electric Utility | HY | WAT | HYC | MISO | 7619982 | 861599 | 2021
Vintage1968 | hard coal | TRUE | 2107 | N | . | Sioux | Union Electric Co - (MO) | 19436 | MO | WNC | SERC |  | 22 | 1 | Electric Utility | ST | BIT | COL | MISO | 2338832 | 235785.6 | 2021
Vintage0 | petroleum | FALSE | 2107 | N | . | Sioux | Union Electric Co - (MO) | 19436 | MO | WNC | SERC |  | 22 | 1 | Electric Utility | ST | DFO | DFO | MISO | 46871 | 4055.528 | 2021
Vintage1968 | hard coal | TRUE | 2107 | N | . | Sioux | Union Electric Co - (MO) | 19436 | MO | WNC | SERC |  | 22 | 1 | Electric Utility | ST | RC | COL | MISO | 37222098 | 2983172.7 | 2021
Vintage1968 | hard coal | TRUE | 2107 | N | . | Sioux | Union Electric Co - (MO) | 19436 | MO | WNC | SERC |  | 22 | 1 | Electric Utility | ST | SUB | COL | MISO | 6562572 | 663886.22 | 2021
| other | FALSE | 2108 | N | . | Taum Sauk | Union Electric Co - (MO) | 19436 | MO | WNC | SERC |  | 22 | 1 | Electric Utility | PS | WAT | HPS | MISO | 0 | -86065 | 2021
Vintage2000 | petroleum | TRUE | 2115 | N | . | Butler Municipal Power Plant | City of Butler - (MO) | 2647 | MO | WNC | SERC |  | 22 | 1 | Electric Utility | IC | DFO | DFO | SWPP | 1042 | 296 | 2021
| natural gas peaker | FALSE | 2115 | N | . | Butler Municipal Power Plant | City of Butler - (MO) | 2647 | MO | WNC | SERC |  | 22 | 1 | Electric Utility | IC | NG | NG | SWPP | 0 | 0 | 2021
| petroleum | FALSE | 2120 | N | . | Carrollton | Carrollton Board of Public Wks | 3082 | MO | WNC | SERC |  | 22 | 1 | Electric Utility | IC | DFO | DFO | SWPP | 0 | 0 | 2021
| natural gas peaker | FALSE | 2120 | N | . | Carrollton | Carrollton Board of Public Wks | 3082 | MO | WNC | SERC |  | 22 | 1 | Electric Utility | IC | NG | NG | SWPP | 0 | 0 | 2021
Vintage1976 | petroleum | TRUE | 2121 | N | . | Carthage | City of Carthage - (MO) | 3113 | MO | WNC | MRO |  | 22 | 1 | Electric Utility | IC | DFO | DFO | SWPP | 33959 | 2662.329 | 2021
Vintage0 | natural gas peaker | FALSE | 2121 | N | . | Carthage | City of Carthage - (MO) | 3113 | MO | WNC | MRO |  | 22 | 1 | Electric Utility | IC | NG | NG | SWPP | 4509 | 353.671 | 2021
Vintage0 | petroleum | FALSE | 2122 | N | . | Chillicothe | Chillicothe Municipal Utils | 3486 | MO | WNC | SERC |  | 22 | 1 | Electric Utility | GT | DFO | DFO | SWPP | 21402 | 1492.283 | 2021
Vintage1986 | natural gas peaker | TRUE | 2122 | N | . | Chillicothe | Chillicothe Municipal Utils | 3486 | MO | WNC | SERC |  | 22 | 1 | Electric Utility | GT | NG | NG | SWPP | 21796 | 1519.716 | 2021
Vintage2003 | petroleum | TRUE | 2122 | N | . | Chillicothe | Chillicothe Municipal Utils | 3486 | MO | WNC | SERC |  | 22 | 1 | Electric Utility | IC | DFO | DFO | SWPP | 2360 | 221 | 2021
| petroleum | FALSE | 2123 | N | . | Columbia (MO) | City of Columbia - (MO) | 4045 | MO | WNC | SERC |  | 22 | 1 | Electric Utility | GT | DFO | DFO | MISO | 0 | 0 | 2021
Vintage1963 | natural gas peaker | TRUE | 2123 | N | . | Columbia (MO) | City of Columbia - (MO) | 4045 | MO | WNC | SERC |  | 22 | 1 | Electric Utility | GT | NG | NG | MISO | 13441 | 760 | 2021
Vintage2008 | petroleum | TRUE | 2123 | N | . | Columbia (MO) | City of Columbia - (MO) | 4045 | MO | WNC | SERC |  | 22 | 1 | Electric Utility | IC | DFO | DFO | MISO | 96 | 7.235 | 2021
Vintage2013 | biomass | TRUE | 2123 | N | . | Columbia (MO) | City of Columbia - (MO) | 4045 | MO | WNC | SERC |  | 22 | 1 | Electric Utility | IC | LFG | MLG | MISO | 240281 | 18732.765 | 2021
| hard coal | FALSE | 2123 | N | . | Columbia (MO) | City of Columbia - (MO) | 4045 | MO | WNC | SERC |  | 22 | 1 | Electric Utility | ST | BIT | COL | MISO | 0 | 0 | 2021
| petroleum | FALSE | 2123 | N | . | Columbia (MO) | City of Columbia - (MO) | 4045 | MO | WNC | SERC |  | 22 | 1 | Electric Utility | ST | DFO | DFO | MISO | 0 | 0 | 2021
Vintage1970 | natural gas steam turbine | TRUE | 2123 | N | . | Columbia (MO) | City of Columbia - (MO) | 4045 | MO | WNC | SERC |  | 22 | 1 | Electric Utility | ST | NG | NG | MISO | 275715 | 22147 | 2021
Vintage1973 | hydro | TRUE | 2124 | N | . | Stockton Hydro | USCE-Kansas City District | 25477 | MO | WNC | MRO |  | 22 | 1 | Electric Utility | HY | WAT | HYC | SPA | 628321 | 71045 | 2021
Vintage0 | petroleum | FALSE | 2126 | N | . | Fulton (MO) | City of Fulton - (MO) | 6839 | MO | WNC | SERC |  | 22 | 1 | Electric Utility | GT | DFO | DFO | AECI | 144 | 6.185 | 2021
Vintage1972 | natural gas peaker | TRUE | 2126 | N | . | Fulton (MO) | City of Fulton - (MO) | 6839 | MO | WNC | SERC |  | 22 | 1 | Electric Utility | GT | NG | NG | AECI | 6521 | 284.815 | 2021
| petroleum | FALSE | 2126 | N | . | Fulton (MO) | City of Fulton - (MO) | 6839 | MO | WNC | SERC |  | 22 | 1 | Electric Utility | IC | DFO | DFO | AECI | 0 | 0 | 2021
| natural gas peaker | FALSE | 2126 | N | . | Fulton (MO) | City of Fulton - (MO) | 6839 | MO | WNC | SERC |  | 22 | 1 | Electric Utility | IC | NG | NG | AECI | 0 | 0 | 2021
| petroleum | FALSE | 2127 | N | . | Gallatin (MO) | City of Gallatin - (MO) | 6924 | MO | WNC | SERC |  | 22 | 1 | Electric Utility | IC | DFO | DFO | AECI | 0 | 0 | 2021
Vintage0 | petroleum | FALSE | 2131 | N | . | Higginsville | City of Higginsville - (MO) | 8567 | MO | WNC | SERC |  | 22 | 1 | Electric Utility | GT | DFO | DFO | SWPP | 357 | 22.545 | 2021
Vintage1996 | natural gas peaker | TRUE | 2131 | N | . | Higginsville | City of Higginsville - (MO) | 8567 | MO | WNC | SERC |  | 22 | 1 | Electric Utility | GT | NG | NG | SWPP | 205533 | 12987.453 | 2021
Vintage2004 | petroleum | TRUE | 2131 | N | . | Higginsville | City of Higginsville - (MO) | 8567 | MO | WNC | SERC |  | 22 | 1 | Electric Utility | IC | DFO | DFO | SWPP | 565 | 55.002 | 2021
| natural gas peaker | FALSE | 2131 | N | . | Higginsville | City of Higginsville - (MO) | 8567 | MO | WNC | SERC |  | 22 | 1 | Electric Utility | IC | NG | NG | SWPP | 0 | 0 | 2021
| hard coal | FALSE | 2132 | N | . | Blue Valley | City of Independence - (MO) | 9231 | MO | WNC | MRO |  | 22 | 1 | Electric Utility | ST | BIT | COL | SWPP | 0 | 0 | 2021
| petroleum | FALSE | 2132 | N | . | Blue Valley | City of Independence - (MO) | 9231 | MO | WNC | MRO |  | 22 | 1 | Electric Utility | ST | DFO | DFO | SWPP | 0 | 0 | 2021
| natural gas steam turbine | FALSE | 2132 | N | . | Blue Valley | City of Independence - (MO) | 9231 | MO | WNC | MRO |  | 22 | 1 | Electric Utility | ST | NG | NG | SWPP | 0 | 0 | 2021
Vintage1969 | petroleum | TRUE | 2134 | N | . | Jackson Square | City of Independence - (MO) | 9231 | MO | WNC | MRO |  | 22 | 1 | Electric Utility | GT | DFO | DFO | SWPP | 45087 | 1879 | 2021
Vintage0 | petroleum | FALSE | 2135 | N | . | Station H | City of Independence - (MO) | 9231 | MO | WNC | MRO |  | 22 | 1 | Electric Utility | GT | DFO | DFO | SWPP | 48352 | 1382.612 | 2021
Vintage1974 | natural gas peaker | TRUE | 2135 | N | . | Station H | City of Independence - (MO) | 9231 | MO | WNC | MRO |  | 22 | 1 | Electric Utility | GT | NG | NG | SWPP | 138013 | 3946.388 | 2021
Vintage1972 | petroleum | TRUE | 2136 | N | . | Station I | City of Independence - (MO) | 9231 | MO | WNC | MRO |  | 22 | 1 | Electric Utility | GT | DFO | DFO | SWPP | 90588 | 3747 | 2021
Vintage2006 | petroleum | TRUE | 2137 | N | . | Jackson (MO) | City of Jackson - (MO) | 9603 | MO | WNC | SERC |  | 22 | 1 | Electric Utility | IC | DFO | DFO | MISO | 6314 | 114.112 | 2021
Vintage0 | natural gas peaker | FALSE | 2137 | N | . | Jackson (MO) | City of Jackson - (MO) | 9603 | MO | WNC | SERC |  | 22 | 1 | Electric Utility | IC | NG | NG | MISO | 1432 | 25.888 | 2021
Vintage1999 | petroleum | TRUE | 2138 | N | . | Kahoka | City of Kahoka | 9973 | MO | WNC | SERC |  | 22 | 1 | Electric Utility | IC | DFO | DFO | MISO | 192 | 17 | 2021
| natural gas peaker | FALSE | 2138 | N | . | Kahoka | City of Kahoka | 9973 | MO | WNC | SERC |  | 22 | 1 | Electric Utility | IC | NG | NG | MISO | 0 | 0 | 2021
Vintage0 | petroleum | FALSE | 2139 | N | . | Kennett | City of Kennett - (MO) | 10152 | MO | WNC | SERC |  | 22 | 1 | Electric Utility | IC | DFO | DFO | SWPP | 1108 | 92.802 | 2021
Vintage2001 | natural gas peaker | TRUE | 2139 | N | . | Kennett | City of Kennett - (MO) | 10152 | MO | WNC | SERC |  | 22 | 1 | Electric Utility | IC | NG | NG | SWPP | 21533 | 1805.198 | 2021
Vintage2013 | petroleum | TRUE | 2140 | N | . | La Plata | City of La Plata - (MO) | 10538 | MO | WNC | SERC |  | 22 | 1 | Electric Utility | IC | DFO | DFO | SWPP | 90 | 9 | 2021
| petroleum | FALSE | 2141 | N | . | Macon | City of Macon - (MO) | 11460 | MO | WNC | SERC |  | 22 | 1 | Electric Utility | IC | DFO | DFO | AECI | 0 | 0 | 2021
| natural gas peaker | FALSE | 2141 | N | . | Macon | City of Macon - (MO) | 11460 | MO | WNC | SERC |  | 22 | 1 | Electric Utility | IC | NG | NG | AECI | 0 | 0 | 2021
Vintage1996 | petroleum | TRUE | 2142 | N | . | Malden | City of Malden - (MO) | 11540 | MO | WNC | MRO |  | 22 | 1 | Electric Utility | IC | DFO | DFO | SWPP | 2672 | 264 | 2021
| natural gas peaker | FALSE | 2142 | N | . | Malden | City of Malden - (MO) | 11540 | MO | WNC | MRO |  | 22 | 1 | Electric Utility | IC | NG | NG | SWPP | 0 | 0 | 2021
| hard coal | FALSE | 2144 | N | . | Marshall (MO) | City of Marshall - (MO) | 11732 | MO | WNC | SERC |  | 22 | 1 | Electric Utility | GT | BIT | COL | SWPP | 0 | 0 | 2021
Vintage0 | petroleum | FALSE | 2144 | N | . | Marshall (MO) | City of Marshall - (MO) | 11732 | MO | WNC | SERC |  | 22 | 1 | Electric Utility | GT | DFO | DFO | SWPP | 33903 | 2183.264 | 2021
Vintage1972 | natural gas peaker | TRUE | 2144 | N | . | Marshall (MO) | City of Marshall - (MO) | 11732 | MO | WNC | SERC |  | 22 | 1 | Electric Utility | GT | NG | NG | SWPP | 112910 | 7270.736 | 2021
Vintage1988 | petroleum | TRUE | 2144 | N | . | Marshall (MO) | City of Marshall - (MO) | 11732 | MO | WNC | SERC |  | 22 | 1 | Electric Utility | IC | DFO | DFO | SWPP | 1374 | 131.314 | 2021
Vintage1994 | natural gas peaker | TRUE | 2144 | N | . | Marshall (MO) | City of Marshall - (MO) | 11732 | MO | WNC | SERC |  | 22 | 1 | Electric Utility | IC | NG | NG | SWPP | 3553 | 339.686 | 2021
| petroleum | FALSE | 2146 | N | . | Monroe (MO) | City of Monroe City - (MO) | 12802 | MO | WNC | SERC |  | 22 | 1 | Electric Utility | IC | DFO | DFO | AECI | 0 | 0 | 2021
| hard coal | FALSE | 2161 | N | . | James River Power Station | City Utilities of Springfield - (MO) | 17833 | MO | WNC | MRO |  | 22 | 1 | Electric Utility | GT | BIT | COL | SWPP | 0 | 0 | 2021
Vintage0 | petroleum | FALSE | 2161 | N | . | James River Power Station | City Utilities of Springfield - (MO) | 17833 | MO | WNC | MRO |  | 22 | 1 | Electric Utility | GT | DFO | DFO | SWPP | 269962 | 21452.142 | 2021
Vintage1992 | natural gas peaker | TRUE | 2161 | N | . | James River Power Station | City Utilities of Springfield - (MO) | 17833 | MO | WNC | MRO |  | 22 | 1 | Electric Utility | GT | NG | NG | SWPP | 1123619 | 82753.858 | 2021
| hard coal | FALSE | 2161 | N | . | James River Power Station | City Utilities of Springfield - (MO) | 17833 | MO | WNC | MRO |  | 22 | 1 | Electric Utility | GT | SUB | COL | SWPP | 0 | 0 | 2021
| hard coal | FALSE | 2161 | N | . | James River Power Station | City Utilities of Springfield - (MO) | 17833 | MO | WNC | MRO |  | 22 | 1 | Electric Utility | ST | BIT | COL | SWPP | 0 | 0 | 2021
| petroleum | FALSE | 2161 | N | . | James River Power Station | City Utilities of Springfield - (MO) | 17833 | MO | WNC | MRO |  | 22 | 1 | Electric Utility | ST | DFO | DFO | SWPP | 0 | 0 | 2021
| natural gas steam turbine | FALSE | 2161 | N | . | James River Power Station | City Utilities of Springfield - (MO) | 17833 | MO | WNC | MRO |  | 22 | 1 | Electric Utility | ST | NG | NG | SWPP | 0 | 0 | 2021
| hard coal | FALSE | 2161 | N | . | James River Power Station | City Utilities of Springfield - (MO) | 17833 | MO | WNC | MRO |  | 22 | 1 | Electric Utility | ST | SUB | COL | SWPP | 0 | 0 | 2021
| biomass | FALSE | 2161 | N | . | James River Power Station | City Utilities of Springfield - (MO) | 17833 | MO | WNC | MRO |  | 22 | 1 | Electric Utility | ST | WDS | WWW | SWPP | 0 | 0 | 2021
Vintage1994 | petroleum | TRUE | 2164 | N | . | Unionville City of | City of Unionville - (MO) | 19474 | MO | WNC | SERC |  | 22 | 1 | Electric Utility | IC | DFO | DFO | AECI | 132 | 7 | 2021
| natural gas peaker | FALSE | 2164 | N | . | Unionville City of | City of Unionville - (MO) | 19474 | MO | WNC | SERC |  | 22 | 1 | Electric Utility | IC | NG | NG | AECI | 0 | 0 | 2021
Vintage1961 | hydro | TRUE | 2166 | N | . | Table Rock | USCE-Little Rock District | 19647 | MO | WNC | MRO |  | 22 | 1 | Electric Utility | HY | WAT | HYC | SPA | 5487082 | 620430 | 2021
Vintage0 | petroleum | FALSE | 2167 | N | . | New Madrid | Associated Electric Coop, Inc | 924 | MO | WNC | SERC |  | 22 | 1 | Electric Utility | ST | DFO | DFO | AECI | 40544 | 4092.861 | 2021
Vintage1977 | hard coal | TRUE | 2167 | N | . | New Madrid | Associated Electric Coop, Inc | 924 | MO | WNC | SERC |  | 22 | 1 | Electric Utility | ST | RC | COL | AECI | 55770033 | 5645176.1 | 2021
| hard coal | FALSE | 2167 | N | . | New Madrid | Associated Electric Coop, Inc | 924 | MO | WNC | SERC |  | 22 | 1 | Electric Utility | ST | SUB | COL | AECI | 0 | 0 | 2021
Vintage0 | petroleum | FALSE | 2168 | N | . | Thomas Hill | Associated Electric Coop, Inc | 924 | MO | WNC | SERC |  | 22 | 1 | Electric Utility | ST | DFO | DFO | AECI | 33281 | 3368.616 | 2021
Vintage1982 | hard coal | TRUE | 2168 | N | . | Thomas Hill | Associated Electric Coop, Inc | 924 | MO | WNC | SERC |  | 22 | 1 | Electric Utility | ST | RC | COL | AECI | 84343541 | 8564890.4 | 2021
| hard coal | FALSE | 2168 | N | . | Thomas Hill | Associated Electric Coop, Inc | 924 | MO | WNC | SERC |  | 22 | 1 | Electric Utility | ST | SUB | COL | AECI | 0 | 0 | 2021
Vintage0 | petroleum | FALSE | 2176 | N | . | Glendive GT | Montana-Dakota Utilities Co | 12199 | MT | MTN | MRO |  | 22 | 1 | Electric Utility | GT | DFO | DFO | MISO | 2946 | 224.972 | 2021
Vintage2003 | natural gas peaker | TRUE | 2176 | N | . | Glendive GT | Montana-Dakota Utilities Co | 12199 | MT | MTN | MRO |  | 22 | 1 | Electric Utility | GT | NG | NG | MISO | 191677 | 14638.028 | 2021
| petroleum | FALSE | 2177 | N | . | Miles City GT | Montana-Dakota Utilities Co | 12199 | MT | MTN | MRO |  | 22 | 1 | Electric Utility | GT | DFO | DFO | MISO | 0 | 0 | 2021
Vintage1972 | natural gas peaker | TRUE | 2177 | N | . | Miles City GT | Montana-Dakota Utilities Co | 12199 | MT | MTN | MRO |  | 22 | 1 | Electric Utility | GT | NG | NG | MISO | 45403 | 2880 | 2021
Vintage1927 | hydro | TRUE | 2181 | N | . | Black Eagle | NorthWestern Energy (MT hdro) | 13902 | MT | MTN | WECC |  | 22 | 1 | Electric Utility | HY | WAT | HYC | NWMT | 882719 | 99810 | 2021
Vintage1958 | hydro | TRUE | 2182 | N | . | Cochrane | NorthWestern Energy (MT hdro) | 13902 | MT | MTN | WECC |  | 22 | 1 | Electric Utility | HY | WAT | HYC | NWMT | 1958663 | 221468 | 2021
Vintage2019 | hydro | TRUE | 2185 | N | . | Hauser | NorthWestern Energy (MT hdro) | 13902 | MT | MTN | WECC |  | 22 | 1 | Electric Utility | HY | WAT | HYC | NWMT | 1025974 | 116008 | 2021
Vintage1918 | hydro | TRUE | 2186 | N | . | Holter | NorthWestern Energy (MT hdro) | 13902 | MT | MTN | WECC |  | 22 | 1 | Electric Utility | HY | WAT | HYC | NWMT | 1774680 | 200665 | 2021
Vintage1954 | hydro | TRUE | 2188 | N | . | Selis Ksanka Qlispe | Energy Keepers Inc | 60973 | MT | MTN | WECC |  | 22 | 1 | Electric Utility | HY | WAT | HYC | NWMT | 8733079 | 987458 | 2021
Vintage1930 | hydro | TRUE | 2191 | N | . | Morony | NorthWestern Energy (MT hdro) | 13902 | MT | MTN | WECC |  | 22 | 1 | Electric Utility | HY | WAT | HYC | NWMT | 2045060 | 231237 | 2021
Vintage1925 | hydro | TRUE | 2192 | N | . | Mystic | NorthWestern Energy (MT hdro) | 13902 | MT | MTN | WECC |  | 22 | 1 | Electric Utility | HY | WAT | HYC | NWMT | 468281 | 52949 | 2021
Vintage2013 | hydro | TRUE | 2193 | N | . | Rainbow (MT) | NorthWestern Energy (MT hdro) | 13902 | MT | MTN | WECC |  | 22 | 1 | Electric Utility | HY | WAT | HYC | NWMT | 2727218 | 308369 | 2021
Vintage1916 | hydro | TRUE | 2194 | N | . | Ryan | NorthWestern Energy (MT hdro) | 13902 | MT | MTN | WECC |  | 22 | 1 | Electric Utility | HY | WAT | HYC | NWMT | 3400500 | 384498 | 2021
Vintage1917 | hydro | TRUE | 2195 | N | . | Thompson Falls | NorthWestern Energy (MT hdro) | 13902 | MT | MTN | WECC |  | 22 | 1 | Electric Utility | HY | WAT | HYC | NWMT | 4151116 | 469371 | 2021
Vintage1979 | petroleum | TRUE | 2196 | N | . | Old Faithful | NorthWestern Energy (MT wind/thermal) | 56815 | WY | MTN | WECC |  | 22 | 1 | Electric Utility | IC | DFO | DFO | NWMT | 3516 | 361 | 2021
Vintage1977 | hydro | TRUE | 2199 | N | . | Noxon Rapids | Avista Corp | 20169 | MT | MTN | WECC |  | 22 | 1 | Electric Utility | HY | WAT | HYC | AVA | 13876016 | 1568975 | 2021
Vintage1953 | hydro | TRUE | 2203 | N | . | Hungry Horse | U S Bureau of Reclamation | 2518 | MT | MTN | WECC |  | 22 | 1 | Electric Utility | HY | WAT | HYC | BPAT | 8431261 | 953331 | 2021
Vintage1966 | hydro | TRUE | 2204 | N | . | Yellowtail | U S Bureau of Reclamation | 2518 | MT | MTN | WECC |  | 22 | 1 | Electric Utility | HY | WAT | HYC | WAUW | 4529782 | 512187 | 2021
Vintage1969 | petroleum | TRUE | 2214 | N | . | Ansley | City of Ansley - (NE) | 695 | NE | WNC | MRO |  | 22 | 1 | Electric Utility | IC | DFO | DFO | SWPP | 191 | 17.55 | 2021
Vintage1976 | natural gas peaker | TRUE | 2214 | N | . | Ansley | City of Ansley - (NE) | 695 | NE | WNC | MRO |  | 22 | 1 | Electric Utility | IC | NG | NG | SWPP | 5 | 0.45 | 2021
Vintage0 | petroleum | FALSE | 2215 | N | . | Auburn | Auburn Board of Public Works | 993 | NE | WNC | MRO |  | 22 | 1 | Electric Utility | IC | DFO | DFO | SWPP | 3346 | 342.324 | 2021
Vintage1993 | natural gas peaker | TRUE | 2215 | N | . | Auburn | Auburn Board of Public Works | 993 | NE | WNC | MRO |  | 22 | 1 | Electric Utility | IC | NG | NG | SWPP | 339 | 34.676 | 2021
| petroleum | FALSE | 2216 | N | . | Arnold | Village of Arnold - (NE) | 871 | NE | WNC | MRO |  | 22 | 1 | Electric Utility | IC | DFO | DFO | SWPP | 0 | 0 | 2021
| petroleum | FALSE | 2217 | N | . | Beaver City | City of Beaver City - (NE) | 1435 | NE | WNC | MRO |  | 22 | 1 | Electric Utility | IC | DFO | DFO | SWPP | 0 | 0 | 2021
| natural gas peaker | FALSE | 2217 | N | . | Beaver City | City of Beaver City - (NE) | 1435 | NE | WNC | MRO |  | 22 | 1 | Electric Utility | IC | NG | NG | SWPP | 0 | 0 | 2021
Vintage1945 | petroleum | TRUE | 2221 | N | . | Broken Bow | City of Broken Bow - (NE) | 2277 | NE | WNC | MRO |  | 22 | 1 | Electric Utility | IC | DFO | DFO | SWPP | 1362 | 149.37 | 2021
Vintage1970 | natural gas peaker | TRUE | 2221 | N | . | Broken Bow | City of Broken Bow - (NE) | 2277 | NE | WNC | MRO |  | 22 | 1 | Electric Utility | IC | NG | NG | SWPP | 24 | 2.63 | 2021
Vintage1972 | petroleum | TRUE | 2222 | N | . | Burwell | City of Burwell - (NE) | 2609 | NE | WNC | MRO |  | 22 | 1 | Electric Utility | IC | DFO | DFO | SWPP | 986 | 83 | 2021
| natural gas peaker | FALSE | 2222 | N | . | Burwell | City of Burwell - (NE) | 2609 | NE | WNC | MRO |  | 22 | 1 | Electric Utility | IC | NG | NG | SWPP | 0 | 0 | 2021
Vintage2005 | petroleum | TRUE | 2223 | N | . | Cambridge | City of Cambridge - (NE) | 2888 | NE | WNC | MRO |  | 22 | 1 | Electric Utility | IC | DFO | DFO | SWPP | 881 | 100 | 2021
| petroleum | FALSE | 2225 | N | . | Campbell Village | Village of Campbell - (NE) | 2931 | NE | WNC | MRO |  | 22 | 1 | Electric Utility | IC | DFO | DFO | SWPP | 6 | 0 | 2021
Vintage1958 | natural gas steam turbine | TRUE | 2226 | N | . | Canaday | Nebraska Public Power District | 13337 | NE | WNC | MRO |  | 22 | 1 | Electric Utility | ST | NG | NG | SWPP | 86937 | 6570 | 2021
| petroleum | FALSE | 2226 | N | . | Canaday | Nebraska Public Power District | 13337 | NE | WNC | MRO |  | 22 | 1 | Electric Utility | ST | RFO | RFO | SWPP | 0 | 0 | 2021
Vintage1941 | hydro | TRUE | 2227 | N | . | Jeffrey | Central Nebraska Pub P&I Dist | 3271 | NE | WNC | MRO |  | 22 | 1 | Electric Utility | HY | WAT | HYC | SWPP | 752979 | 85140 | 2021
Vintage1941 | hydro | TRUE | 2228 | N | . | Johnson 1 | Central Nebraska Pub P&I Dist | 3271 | NE | WNC | MRO |  | 22 | 1 | Electric Utility | HY | WAT | HYC | SWPP | 491496 | 55574 | 2021
Vintage1941 | hydro | TRUE | 2229 | N | . | Johnson 2 | Central Nebraska Pub P&I Dist | 3271 | NE | WNC | MRO |  | 22 | 1 | Electric Utility | HY | WAT | HYC | SWPP | 599411 | 67776 | 2021
Vintage1982 | petroleum | TRUE | 2230 | N | . | Chappell | City of Chappell - (NE) | 3373 | NE | WNC | MRO |  | 22 | 1 | Electric Utility | IC | DFO | DFO | SWPP | 52 | 5 | 2021
Vintage1973 | petroleum | TRUE | 2231 | N | . | Crete | City of Crete | 4527 | NE | WNC | MRO |  | 22 | 1 | Electric Utility | IC | DFO | DFO | SWPP | 1416 | 122.411 | 2021
Vintage0 | natural gas peaker | FALSE | 2231 | N | . | Crete | City of Crete | 4527 | NE | WNC | MRO |  | 22 | 1 | Electric Utility | IC | NG | NG | SWPP | 423 | 36.589 | 2021
Vintage0 | petroleum | FALSE | 2232 | N | . | Curtis | City of Curtis - (NE) | 4661 | NE | WNC | MRO |  | 22 | 1 | Electric Utility | IC | DFO | DFO | SWPP | 613 | 76.754 | 2021
Vintage1975 | natural gas peaker | TRUE | 2232 | N | . | Curtis | City of Curtis - (NE) | 4661 | NE | WNC | MRO |  | 22 | 1 | Electric Utility | IC | NG | NG | SWPP | 26 | 3.246 | 2021
Vintage1996 | petroleum | TRUE | 2233 | N | . | David City | City of David City | 4836 | NE | WNC | MRO |  | 22 | 1 | Electric Utility | IC | DFO | DFO | SWPP | 2680 | 316 | 2021
| natural gas peaker | FALSE | 2233 | N | . | David City | City of David City | 4836 | NE | WNC | MRO |  | 22 | 1 | Electric Utility | IC | NG | NG | SWPP | 0 | 0 | 2021
| petroleum | FALSE | 2234 | N | . | Deshler | City of Deshler - (NE) | 5097 | NE | WNC | MRO |  | 22 | 1 | Electric Utility | IC | DFO | DFO | SWPP | 0 | 0 | 2021
Vintage1947 | petroleum | TRUE | 2235 | N | . | Emerson | City of Emerson - (NE) | 5850 | NE | WNC | MRO |  | 22 | 1 | Electric Utility | IC | DFO | DFO | SWPP | 302 | 36.394 | 2021
Vintage1968 | natural gas peaker | TRUE | 2235 | N | . | Emerson | City of Emerson - (NE) | 5850 | NE | WNC | MRO |  | 22 | 1 | Electric Utility | IC | NG | NG | SWPP | 24 | 2.606 | 2021
Vintage1937 | petroleum | TRUE | 2237 | N | . | Falls City | City of Falls City - (NE) | 6175 | NE | WNC | MRO |  | 22 | 1 | Electric Utility | IC | DFO | DFO | SWPP | 1398 | 148.958 | 2021
Vintage2018 | natural gas peaker | TRUE | 2237 | N | . | Falls City | City of Falls City - (NE) | 6175 | NE | WNC | MRO |  | 22 | 1 | Electric Utility | IC | NG | NG | SWPP | 2945 | 314.042 | 2021
Vintage1974 | petroleum | TRUE | 2238 | N | . | Franklin (NE) | City of Franklin - (NE) | 6723 | NE | WNC | MRO |  | 22 | 1 | Electric Utility | IC | DFO | DFO | SWPP | 1084 | 95.358 | 2021
Vintage0 | natural gas peaker | FALSE | 2238 | N | . | Franklin (NE) | City of Franklin - (NE) | 6723 | NE | WNC | MRO |  | 22 | 1 | Electric Utility | IC | NG | NG | SWPP | 53 | 4.642 | 2021
| petroleum | FALSE | 2240 | N | . | Lon Wright | City of Fremont - (NE) | 6779 | NE | WNC | MRO |  | 22 | 1 | Electric Utility | GT | DFO | DFO | SWPP | 0 | 0 | 2021
Vintage2003 | natural gas peaker | TRUE | 2240 | N | . | Lon Wright | City of Fremont - (NE) | 6779 | NE | WNC | MRO |  | 22 | 1 | Electric Utility | GT | NG | NG | SWPP | 53656 | 3699 | 2021
Vintage2018 | solar pv | TRUE | 2240 | N | . | Lon Wright | City of Fremont - (NE) | 6779 | NE | WNC | MRO |  | 22 | 1 | Electric Utility | PV | SUN | SUN | SWPP | 38215 | 4321 | 2021
Vintage0 | natural gas steam turbine | FALSE | 2240 | N | . | Lon Wright | City of Fremont - (NE) | 6779 | NE | WNC | MRO |  | 22 | 1 | Electric Utility | ST | NG | NG | SWPP | 187652 | 15864.542 | 2021
Vintage1976 | hard coal | TRUE | 2240 | N | . | Lon Wright | City of Fremont - (NE) | 6779 | NE | WNC | MRO |  | 22 | 1 | Electric Utility | ST | SUB | COL | SWPP | 5483010 | 466852.46 | 2021
| onshore wind | FALSE | 2240 | N | . | Lon Wright | City of Fremont - (NE) | 6779 | NE | WNC | MRO |  | 22 | 1 | Electric Utility | WT | WND | WND | SWPP | 0 | 0 | 2021
Vintage0 | petroleum | FALSE | 2241 | N | . | C W Burdick | City of Grand Island - (NE) | 40606 | NE | WNC | MRO |  | 22 | 1 | Electric Utility | GT | DFO | DFO | SWPP | 49203 | 2266.848 | 2021
Vintage2003 | natural gas peaker | TRUE | 2241 | N | . | C W Burdick | City of Grand Island - (NE) | 40606 | NE | WNC | MRO |  | 22 | 1 | Electric Utility | GT | NG | NG | SWPP | 92902 | 4280.152 | 2021
| petroleum | FALSE | 2241 | N | . | C W Burdick | City of Grand Island - (NE) | 40606 | NE | WNC | MRO |  | 22 | 1 | Electric Utility | GT | RFO | RFO | SWPP | 0 | 0 | 2021
| petroleum | FALSE | 2243 | N | . | Don Henry | City of Hastings - (NE) | 8245 | NE | WNC | MRO |  | 22 | 1 | Electric Utility | GT | DFO | DFO | SWPP | 0 | 0 | 2021
Vintage1972 | natural gas peaker | TRUE | 2243 | N | . | Don Henry | City of Hastings - (NE) | 8245 | NE | WNC | MRO |  | 22 | 1 | Electric Utility | GT | NG | NG | SWPP | 33387 | 1501 | 2021
| petroleum | FALSE | 2244 | N | . | North Denver | City of Hastings - (NE) | 8245 | NE | WNC | MRO |  | 22 | 1 | Electric Utility | ST | DFO | DFO | SWPP | 0 | 0 | 2021
| natural gas steam turbine | FALSE | 2244 | N | . | North Denver | City of Hastings - (NE) | 8245 | NE | WNC | MRO |  | 22 | 1 | Electric Utility | ST | NG | NG | SWPP | 0 | 0 | 2021
Vintage1974 | petroleum | TRUE | 2248 | N | . | Kimball | City of Kimball - (NE) | 10260 | NE | WNC | MRO |  | 22 | 1 | Electric Utility | IC | DFO | DFO | SWPP | 3973 | 368 | 2021
| natural gas peaker | FALSE | 2248 | N | . | Kimball | City of Kimball - (NE) | 10260 | NE | WNC | MRO |  | 22 | 1 | Electric Utility | IC | NG | NG | SWPP | 0 | 0 | 2021
Vintage0 | petroleum | FALSE | 2249 | N | . | Laurel | City of Laurel - (NE) | 10760 | NE | WNC | MRO |  | 22 | 1 | Electric Utility | IC | DFO | DFO | SWPP | 23 | 6.105 | 2021
Vintage1992 | natural gas peaker | TRUE | 2249 | N | . | Laurel | City of Laurel - (NE) | 10760 | NE | WNC | MRO |  | 22 | 1 | Electric Utility | IC | NG | NG | SWPP | 11 | 2.895 | 2021
Vintage1972 | petroleum | TRUE | 2250 | N | . | J Street | Lincoln Electric System | 11018 | NE | WNC | MRO |  | 22 | 1 | Electric Utility | GT | DFO | DFO | SWPP | 33214 | 1730.578 | 2021
Vintage0 | natural gas peaker | FALSE | 2250 | N | . | J Street | Lincoln Electric System | 11018 | NE | WNC | MRO |  | 22 | 1 | Electric Utility | GT | NG | NG | SWPP | 13290 | 692.422 | 2021
| petroleum | FALSE | 2253 | N | . | Lyons | City of Lyons - (NE) | 11372 | NE | WNC | MRO |  | 22 | 1 | Electric Utility | IC | DFO | DFO | SWPP | 0 | 0 | 2021
Vintage1953 | petroleum | FALSE | 2255 | N | . | Nebraska City # 1 | City of Nebraska City | 13334 | NE | WNC | MRO |  | 22 | 1 | Electric Utility | IC | DFO | DFO | SWPP | 1003 | -360.312 | 2021
Vintage1979 | natural gas peaker | FALSE | 2255 | N | . | Nebraska City # 1 | City of Nebraska City | 13334 | NE | WNC | MRO |  | 22 | 1 | Electric Utility | IC | NG | NG | SWPP | 1516 | -545.688 | 2021
Vintage0 | petroleum | FALSE | 2256 | N | . | Syracuse # 2 | City of Nebraska City | 13334 | NE | WNC | MRO |  | 22 | 1 | Electric Utility | IC | DFO | DFO | SWPP | 123 | -141.85 | 2021
Vintage1970 | natural gas peaker | FALSE | 2256 | N | . | Syracuse # 2 | City of Nebraska City | 13334 | NE | WNC | MRO |  | 22 | 1 | Electric Utility | IC | NG | NG | SWPP | 233 | -273.15 | 2021
Vintage1936 | hydro | TRUE | 2260 | N | . | Columbus | Loup River Public Power Dist | 11251 | NE | WNC | MRO |  | 22 | 1 | Electric Utility | HY | WAT | HYC | SWPP | 1061492 | 120024 | 2021
Vintage1973 | petroleum | TRUE | 2265 | N | . | Hallam | Nebraska Public Power District | 13337 | NE | WNC | MRO |  | 22 | 1 | Electric Utility | GT | DFO | DFO | SWPP | 34876 | 2590.806 | 2021
Vintage0 | natural gas peaker | FALSE | 2265 | N | . | Hallam | Nebraska Public Power District | 13337 | NE | WNC | MRO |  | 22 | 1 | Electric Utility | GT | NG | NG | SWPP | 1268 | 94.195 | 2021
Vintage1973 | petroleum | TRUE | 2266 | N | . | Hebron | Nebraska Public Power District | 13337 | NE | WNC | MRO |  | 22 | 1 | Electric Utility | GT | DFO | DFO | SWPP | 37028 | 2892 | 2021
Vintage1921 | hydro | TRUE | 2268 | N | . | Kearney | Nebraska Public Power District | 13337 | NE | WNC | MRO |  | 22 | 1 | Electric Utility | HY | WAT | HYC | SWPP | 3750 | 424 | 2021
Vintage1973 | petroleum | TRUE | 2271 | N | . | McCook | Nebraska Public Power District | 13337 | NE | WNC | MRO |  | 22 | 1 | Electric Utility | GT | DFO | DFO | SWPP | 25011 | 1984.998 | 2021
Vintage1936 | hydro | TRUE | 2273 | N | . | Monroe (NE) | Loup River Public Power Dist | 11251 | NE | WNC | MRO |  | 22 | 1 | Electric Utility | HY | WAT | HYC | SWPP | 233111 | 26358 | 2021
Vintage1935 | hydro | TRUE | 2274 | N | . | North Platte | Nebraska Public Power District | 13337 | NE | WNC | MRO |  | 22 | 1 | Electric Utility | HY | WAT | HYC | SWPP | 449443 | 50819 | 2021
Vintage0 | natural gas steam turbine | FALSE | 2277 | N | . | Sheldon | Nebraska Public Power District | 13337 | NE | WNC | MRO |  | 22 | 1 | Electric Utility | ST | NG | NG | SWPP | 26352 | 2224.377 | 2021
Vintage1965 | hard coal | TRUE | 2277 | N | . | Sheldon | Nebraska Public Power District | 13337 | NE | WNC | MRO |  | 22 | 1 | Electric Utility | ST | SUB | COL | SWPP | 9920998 | 842434.62 | 2021
Vintage1973 | petroleum | TRUE | 2290 | N | . | Jones Street | Omaha Public Power District | 14127 | NE | WNC | MRO |  | 22 | 1 | Electric Utility | GT | DFO | DFO | SWPP | 148832 | 9559 | 2021
Vintage1959 | natural gas steam turbine | TRUE | 2291 | N | . | North Omaha | Omaha Public Power District | 14127 | NE | WNC | MRO |  | 22 | 1 | Electric Utility | ST | NG | NG | SWPP | 392830 | 35198.569 | 2021
Vintage1968 | hard coal | TRUE | 2291 | N | . | North Omaha | Omaha Public Power District | 14127 | NE | WNC | MRO |  | 22 | 1 | Electric Utility | ST | SUB | COL | SWPP | 17835117 | 1600293.4 | 2021
Vintage0 | petroleum | FALSE | 2292 | N | . | Sarpy County | Omaha Public Power District | 14127 | NE | WNC | MRO |  | 22 | 1 | Electric Utility | GT | DFO | DFO | SWPP | 102348 | 7610.597 | 2021
Vintage2000 | natural gas peaker | TRUE | 2292 | N | . | Sarpy County | Omaha Public Power District | 14127 | NE | WNC | MRO |  | 22 | 1 | Electric Utility | GT | NG | NG | SWPP | 1549006 | 115185.4 | 2021
Vintage1996 | petroleum | TRUE | 2292 | N | . | Sarpy County | Omaha Public Power District | 14127 | NE | WNC | MRO |  | 22 | 1 | Electric Utility | IC | DFO | DFO | SWPP | 88 | 7.001 | 2021
Vintage1997 | petroleum | TRUE | 2294 | N | . | Ord | City of Ord - (NE) | 14172 | NE | WNC | MRO |  | 22 | 1 | Electric Utility | IC | DFO | DFO | SWPP | 2893 | 306.296 | 2021
Vintage0 | natural gas peaker | FALSE | 2294 | N | . | Ord | City of Ord - (NE) | 14172 | NE | WNC | MRO |  | 22 | 1 | Electric Utility | IC | NG | NG | SWPP | 35 | 3.704 | 2021
Vintage0 | petroleum | FALSE | 2295 | N | . | Oxford (NE) | Village of Oxford - (NE) | 14277 | NE | WNC | MRO |  | 22 | 1 | Electric Utility | IC | DFO | DFO | SWPP | 125 | 10.253 | 2021
Vintage1972 | natural gas peaker | TRUE | 2295 | N | . | Oxford (NE) | Village of Oxford - (NE) | 14277 | NE | WNC | MRO |  | 22 | 1 | Electric Utility | IC | NG | NG | SWPP | 389 | 32.747 | 2021
Vintage1973 | petroleum | TRUE | 2296 | N | . | Pender | City of Pender - (NE) | 14656 | NE | WNC | MRO |  | 22 | 1 | Electric Utility | IC | DFO | DFO | SWPP | 595 | 48 | 2021
| natural gas peaker | FALSE | 2296 | N | . | Pender | City of Pender - (NE) | 14656 | NE | WNC | MRO |  | 22 | 1 | Electric Utility | IC | NG | NG | SWPP | 0 | 0 | 2021
| petroleum | FALSE | 2297 | N | . | Plainview Muncipal Power | North Central Public Pwr Dist | 13698 | NE | WNC | MRO |  | 22 | 1 | Electric Utility | IC | DFO | DFO | SWPP | 0 | 0 | 2021
Vintage1973 | petroleum | TRUE | 2299 | N | . | Red Cloud | City of Red Cloud - (NE) | 15773 | NE | WNC | MRO |  | 22 | 1 | Electric Utility | IC | DFO | DFO | SWPP | 755 | 99 | 2021
| natural gas peaker | FALSE | 2299 | N | . | Red Cloud | City of Red Cloud - (NE) | 15773 | NE | WNC | MRO |  | 22 | 1 | Electric Utility | IC | NG | NG | SWPP | 0 | 0 | 2021
Vintage1968 | petroleum | TRUE | 2300 | N | . | Sargent | City of Sargent - (NE) | 16667 | NE | WNC | MRO |  | 22 | 1 | Electric Utility | IC | DFO | DFO | SWPP | 342 | 43 | 2021
| natural gas peaker | FALSE | 2300 | N | . | Sargent | City of Sargent - (NE) | 16667 | NE | WNC | MRO |  | 22 | 1 | Electric Utility | IC | NG | NG | SWPP | 0 | 0 | 2021
Vintage1931 | petroleum | TRUE | 2302 | N | . | Sidney (NE) | City of Sidney - (NE) | 17149 | NE | WNC | MRO |  | 22 | 1 | Electric Utility | IC | DFO | DFO | SWPP | 23 | 1 | 2021
| natural gas peaker | FALSE | 2302 | N | . | Sidney (NE) | City of Sidney - (NE) | 17149 | NE | WNC | MRO |  | 22 | 1 | Electric Utility | IC | NG | NG | SWPP | 0 | 0 | 2021
| hydro | FALSE | 2303 | N | . | Spalding | Village of Spalding - (NE) | 17727 | NE | WNC | MRO |  | 22 | 1 | Electric Utility | HY | WAT | HYC | SWPP | 0 | 0 | 2021
Vintage1975 | petroleum | TRUE | 2303 | N | . | Spalding | Village of Spalding - (NE) | 17727 | NE | WNC | MRO |  | 22 | 1 | Electric Utility | IC | DFO | DFO | SWPP | 95 | 7 | 2021
Vintage1997 | petroleum | TRUE | 2305 | N | . | Stuart (NE) | City of Stuart - (NE) | 18230 | NE | WNC | MRO |  | 22 | 1 | Electric Utility | IC | DFO | DFO | SWPP | 218 | 15.05 | 2021
Vintage1952 | natural gas peaker | TRUE | 2305 | N | . | Stuart (NE) | City of Stuart - (NE) | 18230 | NE | WNC | MRO |  | 22 | 1 | Electric Utility | IC | NG | NG | SWPP | 175 | 11.95 | 2021
Vintage0 | petroleum | FALSE | 2308 | N | . | Tecumseh | City of Tecumseh | 18525 | NE | WNC | MRO |  | 22 | 1 | Electric Utility | IC | DFO | DFO | SWPP | 584 | -23.087 | 2021
Vintage1993 | natural gas peaker | FALSE | 2308 | N | . | Tecumseh | City of Tecumseh | 18525 | NE | WNC | MRO |  | 22 | 1 | Electric Utility | IC | NG | NG | SWPP | 858 | -33.913 | 2021
Vintage1936 | petroleum | TRUE | 2310 | N | . | Wahoo | City of Wahoo - (NE) | 19968 | NE | WNC | MRO |  | 22 | 1 | Electric Utility | IC | DFO | DFO | SWPP | 2698 | 267.984 | 2021
Vintage1973 | natural gas peaker | TRUE | 2310 | N | . | Wahoo | City of Wahoo - (NE) | 19968 | NE | WNC | MRO |  | 22 | 1 | Electric Utility | IC | NG | NG | SWPP | 131 | 13.016 | 2021
Vintage1971 | petroleum | TRUE | 2311 | N | . | Wakefield | City of Wakefield - (NE) | 19980 | NE | WNC | MRO |  | 22 | 1 | Electric Utility | IC | DFO | DFO | SWPP | 290 | 28 | 2021
| natural gas peaker | FALSE | 2311 | N | . | Wakefield | City of Wakefield - (NE) | 19980 | NE | WNC | MRO |  | 22 | 1 | Electric Utility | IC | NG | NG | SWPP | 0 | 0 | 2021
Vintage1998 | petroleum | TRUE | 2312 | N | . | Wayne IC | City of Wayne | 20219 | NE | WNC | MRO |  | 22 | 1 | Electric Utility | IC | DFO | DFO | SWPP | 10028 | 961 | 2021
Vintage1965 | petroleum | TRUE | 2313 | N | . | West Point Municipal | City of West Point - (NE) | 20397 | NE | WNC | MRO |  | 22 | 1 | Electric Utility | IC | DFO | DFO | SWPP | 1147 | 111.096 | 2021
Vintage0 | natural gas peaker | FALSE | 2313 | N | . | West Point Municipal | City of West Point - (NE) | 20397 | NE | WNC | MRO |  | 22 | 1 | Electric Utility | IC | NG | NG | SWPP | 514 | 49.904 | 2021
Vintage1997 | petroleum | TRUE | 2315 | N | . | Wilber | City of Wilber | 20632 | NE | WNC | MRO |  | 22 | 1 | Electric Utility | IC | DFO | DFO | SWPP | 260 | 20 | 2021
Vintage2010 | petroleum | TRUE | 2316 | N | . | Wisner | City of Wisner | 20880 | NE | WNC | MRO |  | 22 | 1 | Electric Utility | IC | DFO | DFO | SWPP | 1670 | 161 | 2021
| natural gas combined cycle | FALSE | 2322 | N | . | Clark (NVE) | Nevada Power Co | 13407 | NV | MTN | WECC |  | 22 | 1 | Electric Utility | CA | NG | NG | NEVP | 0 | 247486 | 2021
Vintage1982 | natural gas combined cycle | TRUE | 2322 | N | . | Clark (NVE) | Nevada Power Co | 13407 | NV | MTN | WECC |  | 22 | 1 | Electric Utility | CT | NG | NG | NEVP | 6299422 | 452134 | 2021
Vintage2008 | natural gas peaker | TRUE | 2322 | N | . | Clark (NVE) | Nevada Power Co | 13407 | NV | MTN | WECC |  | 22 | 1 | Electric Utility | GT | NG | NG | NEVP | 3184647 | 272742 | 2021
Vintage1971 | natural gas steam turbine | TRUE | 2330 | N | . | Fort Churchill | Sierra Pacific Power Co | 17166 | NV | MTN | WECC |  | 22 | 1 | Electric Utility | ST | NG | NG | NEVP | 6090664 | 510307 | 2021
Vintage2008 | natural gas combined cycle | TRUE | 2336 | N | . | Tracy | Sierra Pacific Power Co | 17166 | NV | MTN | WECC |  | 22 | 1 | Electric Utility | CA | NG | NG | NEVP | 1990871 | 1492337 | 2021
Vintage2008 | natural gas combined cycle | TRUE | 2336 | N | . | Tracy | Sierra Pacific Power Co | 17166 | NV | MTN | WECC |  | 22 | 1 | Electric Utility | CT | NG | NG | NEVP | 28751994 | 2480623 | 2021
Vintage1994 | natural gas peaker | TRUE | 2336 | N | . | Tracy | Sierra Pacific Power Co | 17166 | NV | MTN | WECC |  | 22 | 1 | Electric Utility | GT | NG | NG | NEVP | 1877327 | 141940 | 2021
Vintage1974 | natural gas steam turbine | TRUE | 2336 | N | . | Tracy | Sierra Pacific Power Co | 17166 | NV | MTN | WECC |  | 22 | 1 | Electric Utility | ST | NG | NG | NEVP | 1151030 | 91478 | 2021
Vintage1930 | hydro | TRUE | 2349 | N | . | Comerford | Great River Hydro, LLC | 61122 | NH | NEW | NPCC |  | 22 | 2 | NAICS-22 Non-Cogen | HY | WAT | HYC | ISNE | 2033599 | 229941 | 2021
Vintage1957 | hydro | TRUE | 2351 | N | . | S C Moore | Great River Hydro, LLC | 61122 | NH | NEW | NPCC |  | 22 | 2 | NAICS-22 Non-Cogen | HY | WAT | HYC | ISNE | 1507620 | 170468 | 2021
Vintage2008 | hydro | TRUE | 2352 | N | . | Vernon Dam | Great River Hydro, LLC | 61122 | VT | NEW | NPCC |  | 22 | 2 | NAICS-22 Non-Cogen | HY | WAT | HYC | ISNE | 1341661 | 151703 | 2021
Vintage1987 | hydro | TRUE | 2353 | N | . | Wilder | Great River Hydro, LLC | 61122 | VT | NEW | NPCC |  | 22 | 2 | NAICS-22 Non-Cogen | HY | WAT | HYC | ISNE | 1085247 | 122710 | 2021
Vintage1924 | hydro | TRUE | 2354 | N | . | Amoskeag | Central Rivers Power NH, LLC | 62775 | NH | NEW | NPCC |  | 22 | 2 | NAICS-22 Non-Cogen | HY | WAT | HYC | ISNE | 820017 | 92720 | 2021
Vintage1925 | hydro | TRUE | 2355 | N | . | Ayers Island | Central Rivers Power NH, LLC | 62775 | NH | NEW | NPCC |  | 22 | 2 | NAICS-22 Non-Cogen | HY | WAT | HYC | ISNE | 368591 | 41677 | 2021
Vintage1983 | hydro | TRUE | 2356 | N | . | Eastman Falls | Central Rivers Power NH, LLC | 62775 | NH | NEW | NPCC |  | 22 | 2 | NAICS-22 Non-Cogen | HY | WAT | HYC | ISNE | 221639 | 25061 | 2021
Vintage1981 | hydro | TRUE | 2357 | N | . | Garvins Falls | Central Rivers Power NH, LLC | 62775 | NH | NEW | NPCC |  | 22 | 2 | NAICS-22 Non-Cogen | HY | WAT | HYC | ISNE | 390542 | 44159 | 2021
Vintage1923 | hydro | TRUE | 2358 | N | . | Gorham | Central Rivers Power NH, LLC | 62775 | NH | NEW | NPCC |  | 22 | 2 | NAICS-22 Non-Cogen | HY | WAT | HYC | ISNE | 75360 | 8521 | 2021
Vintage1927 | hydro | TRUE | 2359 | N | . | Hooksett | Central Rivers Power NH, LLC | 62775 | NH | NEW | NPCC |  | 22 | 2 | NAICS-22 Non-Cogen | HY | WAT | HYC | ISNE | 58353 | 6598 | 2021
Vintage1926 | hydro | TRUE | 2360 | N | . | Jackman | Central Rivers Power NH, LLC | 62775 | NH | NEW | NPCC |  | 22 | 2 | NAICS-22 Non-Cogen | HY | WAT | HYC | ISNE | 116193 | 13138 | 2021
Vintage1969 | petroleum | TRUE | 2362 | N | . | Lost Nation | Granite Shore Power | 62032 | NH | NEW | NPCC |  | 22 | 2 | NAICS-22 Non-Cogen | GT | DFO | DFO | ISNE | 3544 | 220 | 2021
Vintage1969 | petroleum | TRUE | 2364 | N | . | Merrimack | Granite Shore Power | 62032 | NH | NEW | NPCC |  | 22 | 2 | NAICS-22 Non-Cogen | GT | JF | WOO | ISNE | 17796 | 1137 | 2021
Vintage1968 | hard coal | TRUE | 2364 | N | . | Merrimack | Granite Shore Power | 62032 | NH | NEW | NPCC |  | 22 | 2 | NAICS-22 Non-Cogen | ST | BIT | COL | ISNE | 3258577 | 284163.45 | 2021
Vintage0 | petroleum | FALSE | 2364 | N | . | Merrimack | Granite Shore Power | 62032 | NH | NEW | NPCC |  | 22 | 2 | NAICS-22 Non-Cogen | ST | DFO | DFO | ISNE | 2963 | 252.551 | 2021
Vintage1970 | petroleum | TRUE | 2367 | N | . | Schiller | Granite Shore Power | 62032 | NH | NEW | NPCC |  | 22 | 2 | NAICS-22 Non-Cogen | GT | JF | WOO | ISNE | 7997 | 512 | 2021
| natural gas peaker | FALSE | 2367 | N | . | Schiller | Granite Shore Power | 62032 | NH | NEW | NPCC |  | 22 | 2 | NAICS-22 Non-Cogen | GT | NG | NG | ISNE | 0 | 0 | 2021
| hard coal | FALSE | 2367 | N | . | Schiller | Granite Shore Power | 62032 | NH | NEW | NPCC |  | 22 | 2 | NAICS-22 Non-Cogen | ST | BIT | COL | ISNE | 0 | 0 | 2021
| petroleum | FALSE | 2367 | N | . | Schiller | Granite Shore Power | 62032 | NH | NEW | NPCC |  | 22 | 2 | NAICS-22 Non-Cogen | ST | DFO | DFO | ISNE | 0 | 0 | 2021
| natural gas steam turbine | FALSE | 2367 | N | . | Schiller | Granite Shore Power | 62032 | NH | NEW | NPCC |  | 22 | 2 | NAICS-22 Non-Cogen | ST | NG | NG | ISNE | 0 | 0 | 2021
| biomass | FALSE | 2367 | N | . | Schiller | Granite Shore Power | 62032 | NH | NEW | NPCC |  | 22 | 2 | NAICS-22 Non-Cogen | ST | OBS | ORW | ISNE | 0 | 0 | 2021
| petroleum | FALSE | 2367 | N | . | Schiller | Granite Shore Power | 62032 | NH | NEW | NPCC |  | 22 | 2 | NAICS-22 Non-Cogen | ST | RFO | RFO | ISNE | 0 | 0 | 2021
| biomass | FALSE | 2367 | N | . | Schiller | Granite Shore Power | 62032 | NH | NEW | NPCC |  | 22 | 2 | NAICS-22 Non-Cogen | ST | WDS | WWW | ISNE | 0 | 0 | 2021
Vintage1948 | hydro | TRUE | 2368 | N | . | Smith (NH) | Central Rivers Power NH, LLC | 62775 | NH | NEW | NPCC |  | 22 | 2 | NAICS-22 Non-Cogen | HY | WAT | HYC | ISNE | 591877 | 66924 | 2021
| petroleum | FALSE | 2369 | N | . | White Lake | Granite Shore Power | 62032 | NH | NEW | NPCC |  | 22 | 2 | NAICS-22 Non-Cogen | GT | DFO | DFO | ISNE | 0 | 0 | 2021
Vintage1968 | petroleum | TRUE | 2369 | N | . | White Lake | Granite Shore Power | 62032 | NH | NEW | NPCC |  | 22 | 2 | NAICS-22 Non-Cogen | GT | JF | WOO | ISNE | 11483 | 721 | 2021
| petroleum | FALSE | 2379 | N | . | Carlls Corner | Calpine New Jersey Generation LLC | 56606 | NJ | MAT | RFC |  | 22 | 2 | NAICS-22 Non-Cogen | GT | DFO | DFO | PJM | 0 | 0 | 2021
| other | FALSE | 2379 | N | . | Carlls Corner | Calpine New Jersey Generation LLC | 56606 | NJ | MAT | RFC |  | 22 | 2 | NAICS-22 Non-Cogen | GT | KER | WOO | PJM | 0 | 0 | 2021
Vintage1973 | natural gas peaker | TRUE | 2379 | N | . | Carlls Corner | Calpine New Jersey Generation LLC | 56606 | NJ | MAT | RFC |  | 22 | 2 | NAICS-22 Non-Cogen | GT | NG | NG | PJM | 84406 | 5014 | 2021
Vintage0 | petroleum | FALSE | 2390 | N | . | Sayreville | Sayreville Power, LLC | 63034 | NJ | MAT | RFC |  | 22 | 2 | NAICS-22 Non-Cogen | GT | DFO | DFO | PJM | 8349 | -352.4 | 2021
Vintage1973 | natural gas peaker | FALSE | 2390 | N | . | Sayreville | Sayreville Power, LLC | 63034 | NJ | MAT | RFC |  | 22 | 2 | NAICS-22 Non-Cogen | GT | NG | NG | PJM | 17415 | -735.602 | 2021
| petroleum | FALSE | 2393 | N | . | Gilbert | Gilbert Power, LLC | 63033 | NJ | MAT | RFC |  | 22 | 2 | NAICS-22 Non-Cogen | CA | DFO | DFO | PJM | 0 | 0 | 2021
| natural gas combined cycle | FALSE | 2393 | N | . | Gilbert | Gilbert Power, LLC | 63033 | NJ | MAT | RFC |  | 22 | 2 | NAICS-22 Non-Cogen | CA | NG | NG | PJM | 0 | 12616 | 2021
| petroleum | FALSE | 2393 | N | . | Gilbert | Gilbert Power, LLC | 63033 | NJ | MAT | RFC |  | 22 | 2 | NAICS-22 Non-Cogen | CT | DFO | DFO | PJM | 0 | 0 | 2021
Vintage1974 | natural gas combined cycle | TRUE | 2393 | N | . | Gilbert | Gilbert Power, LLC | 63033 | NJ | MAT | RFC |  | 22 | 2 | NAICS-22 Non-Cogen | CT | NG | NG | PJM | 665499 | 42612 | 2021
Vintage0 | petroleum | FALSE | 2393 | N | . | Gilbert | Gilbert Power, LLC | 63033 | NJ | MAT | RFC |  | 22 | 2 | NAICS-22 Non-Cogen | GT | DFO | DFO | PJM | 9468 | 603.296 | 2021
Vintage1996 | natural gas peaker | TRUE | 2393 | N | . | Gilbert | Gilbert Power, LLC | 63033 | NJ | MAT | RFC |  | 22 | 2 | NAICS-22 Non-Cogen | GT | NG | NG | PJM | 203589 | 12972.704 | 2021
| other | FALSE | 2398 | N | . | Bergen Generating Station | PSEG Fossil LLC | 15147 | NJ | MAT | RFC |  | 22 | 2 | NAICS-22 Non-Cogen | CA | KER | WOO | PJM | 0 | -154.56 | 2021
Vintage2002 | natural gas combined cycle | TRUE | 2398 | N | . | Bergen Generating Station | PSEG Fossil LLC | 15147 | NJ | MAT | RFC |  | 22 | 2 | NAICS-22 Non-Cogen | CA | NG | NG | PJM | 117579 | 571030.56 | 2021
| other | FALSE | 2398 | N | . | Bergen Generating Station | PSEG Fossil LLC | 15147 | NJ | MAT | RFC |  | 22 | 2 | NAICS-22 Non-Cogen | CT | KER | WOO | PJM | 342 | 0 | 2021
Vintage2002 | natural gas combined cycle | TRUE | 2398 | N | . | Bergen Generating Station | PSEG Fossil LLC | 15147 | NJ | MAT | RFC |  | 22 | 2 | NAICS-22 Non-Cogen | CT | NG | NG | PJM | 13456686 | 1168816 | 2021
Vintage0 | other | FALSE | 2399 | N | . | PSEG Burlington Generating Station | PSEG Fossil LLC | 15147 | NJ | MAT | RFC |  | 22 | 2 | NAICS-22 Non-Cogen | GT | KER | WOO | PJM | 315 | 32.226 | 2021
Vintage2000 | natural gas peaker | TRUE | 2399 | N | . | PSEG Burlington Generating Station | PSEG Fossil LLC | 15147 | NJ | MAT | RFC |  | 22 | 2 | NAICS-22 Non-Cogen | GT | NG | NG | PJM | 185173 | 18061.774 | 2021
Vintage0 | other | FALSE | 2401 | N | . | PSEG Essex Generating Station | PSEG Fossil LLC | 15147 | NJ | MAT | RFC |  | 22 | 2 | NAICS-22 Non-Cogen | GT | KER | WOO | PJM | 141 | 9.021 | 2021
Vintage1990 | natural gas peaker | TRUE | 2401 | N | . | PSEG Essex Generating Station | PSEG Fossil LLC | 15147 | NJ | MAT | RFC |  | 22 | 2 | NAICS-22 Non-Cogen | GT | NG | NG | PJM | 51355 | 3308.98 | 2021
Vintage0 | other | FALSE | 2404 | N | . | PSEG Kearny Generating Station | PSEG Fossil LLC | 15147 | NJ | MAT | RFC |  | 22 | 2 | NAICS-22 Non-Cogen | GT | KER | WOO | PJM | 9318 | 795.956 | 2021
Vintage2012 | natural gas peaker | TRUE | 2404 | N | . | PSEG Kearny Generating Station | PSEG Fossil LLC | 15147 | NJ | MAT | RFC |  | 22 | 2 | NAICS-22 Non-Cogen | GT | NG | NG | PJM | 1565851 | 133751.04 | 2021
| petroleum | FALSE | 2404 | N | . | PSEG Kearny Generating Station | PSEG Fossil LLC | 15147 | NJ | MAT | RFC |  | 22 | 2 | NAICS-22 Non-Cogen | GT | RFO | RFO | PJM | 0 | 0 | 2021
| petroleum | FALSE | 2406 | N | . | PSEG Linden Generating Station | PSEG Fossil LLC | 15147 | NJ | MAT | RFC |  | 22 | 2 | NAICS-22 Non-Cogen | CA | DFO | DFO | PJM | 0 | 206.826 | 2021
Vintage2006 | natural gas combined cycle | TRUE | 2406 | N | . | PSEG Linden Generating Station | PSEG Fossil LLC | 15147 | NJ | MAT | RFC |  | 22 | 2 | NAICS-22 Non-Cogen | CA | NG | NG | PJM | 1548684 | 1241586.2 | 2021
Vintage0 | petroleum | FALSE | 2406 | N | . | PSEG Linden Generating Station | PSEG Fossil LLC | 15147 | NJ | MAT | RFC |  | 22 | 2 | NAICS-22 Non-Cogen | CT | DFO | DFO | PJM | 5779 | 511.834 | 2021
Vintage2006 | natural gas combined cycle | TRUE | 2406 | N | . | PSEG Linden Generating Station | PSEG Fossil LLC | 15147 | NJ | MAT | RFC |  | 22 | 2 | NAICS-22 Non-Cogen | CT | NG | NG | PJM | 25122158 | 2271440.2 | 2021
Vintage0 | petroleum | FALSE | 2406 | N | . | PSEG Linden Generating Station | PSEG Fossil LLC | 15147 | NJ | MAT | RFC |  | 22 | 2 | NAICS-22 Non-Cogen | GT | DFO | DFO | PJM | 7700 | 406.098 | 2021
Vintage2000 | natural gas peaker | TRUE | 2406 | N | . | PSEG Linden Generating Station | PSEG Fossil LLC | 15147 | NJ | MAT | RFC |  | 22 | 2 | NAICS-22 Non-Cogen | GT | NG | NG | PJM | 357568 | 25167.902 | 2021
| petroleum | FALSE | 2410 | N | . | PSEG Salem Generating Station | PSEG Nuclear LLC | 15478 | NJ | MAT | RFC |  | 22 | 2 | NAICS-22 Non-Cogen | GT | DFO | DFO | PJM | 0 | -41 | 2021
| other | FALSE | 2410 | N | . | PSEG Salem Generating Station | PSEG Nuclear LLC | 15478 | NJ | MAT | RFC |  | 22 | 2 | NAICS-22 Non-Cogen | GT | KER | WOO | PJM | 0 | 0 | 2021
Vintage1981 | nuclear | TRUE | 2410 | N | 2 | PSEG Salem Generating Station | PSEG Nuclear LLC | 15478 | NJ | MAT | RFC |  | 22 | 2 | NAICS-22 Non-Cogen | ST | NUC | NUC | PJM | 92367974 | 8856743 | 2021
Vintage1981 | nuclear | TRUE | 2410 | N | 1 | PSEG Salem Generating Station | PSEG Nuclear LLC | 15478 | NJ | MAT | RFC |  | 22 | 2 | NAICS-22 Non-Cogen | ST | NUC | NUC | PJM | 106432216 | 10205299 | 2021
| petroleum | FALSE | 2411 | N | . | PSEG Sewaren Generating Station | PSEG Fossil LLC | 15147 | NJ | MAT | RFC |  | 22 | 2 | NAICS-22 Non-Cogen | CA | DFO | DFO | PJM | 0 | 21.281 | 2021
Vintage2018 | natural gas combined cycle | TRUE | 2411 | N | . | PSEG Sewaren Generating Station | PSEG Fossil LLC | 15147 | NJ | MAT | RFC |  | 22 | 2 | NAICS-22 Non-Cogen | CA | NG | NG | PJM | 1697905 | 1092599.7 | 2021
Vintage0 | petroleum | FALSE | 2411 | N | . | PSEG Sewaren Generating Station | PSEG Fossil LLC | 15147 | NJ | MAT | RFC |  | 22 | 2 | NAICS-22 Non-Cogen | CT | DFO | DFO | PJM | 414 | 43.666 | 2021
Vintage2018 | natural gas combined cycle | TRUE | 2411 | N | . | PSEG Sewaren Generating Station | PSEG Fossil LLC | 15147 | NJ | MAT | RFC |  | 22 | 2 | NAICS-22 Non-Cogen | CT | NG | NG | PJM | 21251915 | 2239231.3 | 2021
| petroleum | FALSE | 2411 | N | . | PSEG Sewaren Generating Station | PSEG Fossil LLC | 15147 | NJ | MAT | RFC |  | 22 | 2 | NAICS-22 Non-Cogen | CT | RFO | RFO | PJM | 0 | 0 | 2021
| hard coal | FALSE | 2434 | N | . | Howard Down | City of Vineland - (NJ) | 19856 | NJ | MAT | RFC |  | 22 | 1 | Electric Utility | GT | BIT | COL | PJM | 0 | 0 | 2021
| petroleum | FALSE | 2434 | N | . | Howard Down | City of Vineland - (NJ) | 19856 | NJ | MAT | RFC |  | 22 | 1 | Electric Utility | GT | DFO | DFO | PJM | 0 | 0 | 2021
Vintage2012 | natural gas peaker | TRUE | 2434 | N | . | Howard Down | City of Vineland - (NJ) | 19856 | NJ | MAT | RFC |  | 22 | 1 | Electric Utility | GT | NG | NG | PJM | 461420 | 43212 | 2021
| petroleum | FALSE | 2434 | N | . | Howard Down | City of Vineland - (NJ) | 19856 | NJ | MAT | RFC |  | 22 | 1 | Electric Utility | GT | RFO | RFO | PJM | 0 | 0 | 2021
| hard coal | FALSE | 2442 | N | . | Four Corners | Arizona Public Service Co | 803 | NM | MTN | WECC |  | 22 | 1 | Electric Utility | ST | BIT | COL | AZPS | 0 | 0 | 2021
Vintage0 | natural gas steam turbine | FALSE | 2442 | N | . | Four Corners | Arizona Public Service Co | 803 | NM | MTN | WECC |  | 22 | 1 | Electric Utility | ST | NG | NG | AZPS | 1005641 | 99239.163 | 2021
Vintage1970 | hard coal | TRUE | 2442 | N | . | Four Corners | Arizona Public Service Co | 803 | NM | MTN | WECC |  | 22 | 1 | Electric Utility | ST | SUB | COL | AZPS | 78023445 | 7805117.8 | 2021
Vintage2013 | natural gas peaker | TRUE | 2444 | N | . | Rio Grande | El Paso Electric Co | 5701 | NM | MTN | WECC |  | 22 | 1 | Electric Utility | GT | NG | NG | EPE | 794435 | 80719 | 2021
Vintage1972 | natural gas steam turbine | TRUE | 2444 | N | . | Rio Grande | El Paso Electric Co | 5701 | NM | MTN | WECC |  | 22 | 1 | Electric Utility | ST | NG | NG | EPE | 7742037 | 646761 | 2021
Vintage1976 | natural gas peaker | TRUE | 2446 | N | . | Maddox | Southwestern Public Service Co | 17718 | NM | MTN | MRO |  | 22 | 1 | Electric Utility | GT | NG | NG | SWPP | 347858 | 25818 | 2021
Vintage1967 | natural gas steam turbine | TRUE | 2446 | N | . | Maddox | Southwestern Public Service Co | 17718 | NM | MTN | MRO |  | 22 | 1 | Electric Utility | ST | NG | NG | SWPP | 3553926 | 319369 | 2021
| hard coal | FALSE | 2450 | N | . | Reeves | Public Service Co of NM | 15473 | NM | MTN | WECC |  | 22 | 1 | Electric Utility | ST | BIT | COL | PNM | 0 | 0 | 2021
| petroleum | FALSE | 2450 | N | . | Reeves | Public Service Co of NM | 15473 | NM | MTN | WECC |  | 22 | 1 | Electric Utility | ST | DFO | DFO | PNM | 0 | 0 | 2021
Vintage1962 | natural gas steam turbine | TRUE | 2450 | N | . | Reeves | Public Service Co of NM | 15473 | NM | MTN | WECC |  | 22 | 1 | Electric Utility | ST | NG | NG | PNM | 1608649 | 105426 | 2021
| hard coal | FALSE | 2451 | N | . | San Juan | Public Service Co of NM | 15473 | NM | MTN | WECC |  | 22 | 1 | Electric Utility | ST | BIT | COL | PNM | 0 | 0 | 2021
Vintage0 | petroleum | FALSE | 2451 | N | . | San Juan | Public Service Co of NM | 15473 | NM | MTN | WECC |  | 22 | 1 | Electric Utility | ST | DFO | DFO | PNM | 261928 | 23064.794 | 2021
Vintage1982 | hard coal | TRUE | 2451 | N | . | San Juan | Public Service Co of NM | 15473 | NM | MTN | WECC |  | 22 | 1 | Electric Utility | ST | RC | COL | PNM | 53810484 | 4731201.2 | 2021
Vintage1998 | natural gas peaker | TRUE | 2454 | N | . | Cunningham | Southwestern Public Service Co | 17718 | NM | MTN | MRO |  | 22 | 1 | Electric Utility | GT | NG | NG | SWPP | 4421034 | 366364 | 2021
Vintage1965 | natural gas steam turbine | TRUE | 2454 | N | . | Cunningham | Southwestern Public Service Co | 17718 | NM | MTN | MRO |  | 22 | 1 | Electric Utility | ST | NG | NG | SWPP | 5555658 | 502900 | 2021
Vintage1967 | petroleum | TRUE | 2480 | N | . | Danskammer Generating Station | Danskammer Energy | 58971 | NY | MAT | NPCC |  | 22 | 2 | NAICS-22 Non-Cogen | IC | DFO | DFO | NYIS | 397 | 30 | 2021
Vintage1967 | natural gas steam turbine | TRUE | 2480 | N | . | Danskammer Generating Station | Danskammer Energy | 58971 | NY | MAT | NPCC |  | 22 | 2 | NAICS-22 Non-Cogen | ST | NG | NG | NYIS | 154044 | 12933 | 2021
| petroleum | FALSE | 2480 | N | . | Danskammer Generating Station | Danskammer Energy | 58971 | NY | MAT | NPCC |  | 22 | 2 | NAICS-22 Non-Cogen | ST | RFO | RFO | NYIS | 0 | 0 | 2021
Vintage1920 | hydro | TRUE | 2481 | N | . | Dashville | Central Hudson Gas & Elec Corp | 3249 | NY | MAT | NPCC |  | 22 | 1 | Electric Utility | HY | WAT | HYC | NYIS | 166595 | 18837 | 2021
Vintage1953 | hydro | TRUE | 2483 | N | . | Neversink | New York Power Authority | 15296 | NY | MAT | NPCC |  | 22 | 1 | Electric Utility | HY | WAT | HYC | NYIS | 261996 | 29624 | 2021
Vintage1970 | other | TRUE | 2485 | N | . | South Cairo | Central Hudson Gas & Elec Corp | 3249 | NY | MAT | NPCC |  | 22 | 1 | Electric Utility | GT | KER | WOO | NYIS | 4331 | 310 | 2021
Vintage1924 | hydro | TRUE | 2486 | N | . | Sturgeon | Central Hudson Gas & Elec Corp | 3249 | NY | MAT | NPCC |  | 22 | 1 | Electric Utility | HY | WAT | HYC | NYIS | 504002 | 56988 | 2021
| other | FALSE | 2487 | N | . | West Coxsackie | Central Hudson Gas & Elec Corp | 3249 | NY | MAT | NPCC |  | 22 | 1 | Electric Utility | GT | KER | WOO | NYIS | 0 | 0 | 2021
Vintage1969 | natural gas peaker | TRUE | 2487 | N | . | West Coxsackie | Central Hudson Gas & Elec Corp | 3249 | NY | MAT | NPCC |  | 22 | 1 | Electric Utility | GT | NG | NG | NYIS | 9900 | 792 | 2021
Vintage1970 | natural gas peaker | TRUE | 2490 | N | . | Arthur Kill Generating Station | NRG Arthur Kill Operations Inc | 13192 | NY | MAT | NPCC |  | 22 | 2 | NAICS-22 Non-Cogen | GT | NG | NG | NYIS | 13717 | 705 | 2021
Vintage1969 | natural gas steam turbine | TRUE | 2490 | N | . | Arthur Kill Generating Station | NRG Arthur Kill Operations Inc | 13192 | NY | MAT | NPCC |  | 22 | 2 | NAICS-22 Non-Cogen | ST | NG | NG | NYIS | 9788279 | 874771 | 2021
| petroleum | FALSE | 2493 | Y | . | East River | Consolidated Edison Co-NY Inc | 4226 | NY | MAT | NPCC |  | 22 | 1 | Electric Utility | GT | DFO | DFO | NYIS | 0 | 0 | 2021
Vintage2005 | natural gas peaker | TRUE | 2493 | Y | . | East River | Consolidated Edison Co-NY Inc | 4226 | NY | MAT | NPCC |  | 22 | 1 | Electric Utility | GT | NG | NG | NYIS | 19399662 | 2421330 | 2021
| petroleum | FALSE | 2493 | Y | . | East River | Consolidated Edison Co-NY Inc | 4226 | NY | MAT | NPCC |  | 22 | 1 | Electric Utility | GT | RFO | RFO | NYIS | 0 | 0 | 2021
Vintage0 | petroleum | FALSE | 2493 | Y | . | East River | Consolidated Edison Co-NY Inc | 4226 | NY | MAT | NPCC |  | 22 | 1 | Electric Utility | ST | DFO | DFO | NYIS | 14328 | 1785.783 | 2021
Vintage1955 | natural gas steam turbine | TRUE | 2493 | Y | . | East River | Consolidated Edison Co-NY Inc | 4226 | NY | MAT | NPCC |  | 22 | 1 | Electric Utility | ST | NG | NG | NYIS | 6151507 | 757585.35 | 2021
Vintage0 | petroleum | FALSE | 2493 | Y | . | East River | Consolidated Edison Co-NY Inc | 4226 | NY | MAT | NPCC |  | 22 | 1 | Electric Utility | ST | RFO | RFO | NYIS | 906 | 108.87 | 2021
Vintage1971 | petroleum | TRUE | 2494 | N | . | Gowanus Gas Turbines Generating | U S Power Generating Company LLC | 54863 | NY | MAT | NPCC |  | 22 | 2 | NAICS-22 Non-Cogen | GT | DFO | DFO | NYIS | 30759 | 1771.944 | 2021
Vintage1971 | natural gas peaker | TRUE | 2494 | N | . | Gowanus Gas Turbines Generating | U S Power Generating Company LLC | 54863 | NY | MAT | NPCC |  | 22 | 2 | NAICS-22 Non-Cogen | GT | NG | NG | NYIS | 247681 | 14268.056 | 2021
| petroleum | FALSE | 2494 | N | . | Gowanus Gas Turbines Generating | U S Power Generating Company LLC | 54863 | NY | MAT | NPCC |  | 22 | 2 | NAICS-22 Non-Cogen | GT | RFO | RFO | NYIS | 0 | 0 | 2021
| petroleum | FALSE | 2496 | N | . | Hudson Avenue | Consolidated Edison Co-NY Inc | 4226 | NY | MAT | NPCC |  | 22 | 1 | Electric Utility | GT | DFO | DFO | NYIS | 0 | 0 | 2021
Vintage1970 | other | TRUE | 2496 | N | . | Hudson Avenue | Consolidated Edison Co-NY Inc | 4226 | NY | MAT | NPCC |  | 22 | 1 | Electric Utility | GT | KER | WOO | NYIS | 6047 | 282 | 2021
Vintage0 | petroleum | FALSE | 2499 | N | . | Narrows Gas Turbines Generating | U S Power Generating Company LLC | 54863 | NY | MAT | NPCC |  | 22 | 2 | NAICS-22 Non-Cogen | GT | DFO | DFO | NYIS | 2070 | 119.786 | 2021
Vintage1972 | natural gas peaker | TRUE | 2499 | N | . | Narrows Gas Turbines Generating | U S Power Generating Company LLC | 54863 | NY | MAT | NPCC |  | 22 | 2 | NAICS-22 Non-Cogen | GT | NG | NG | NYIS | 661914 | 38210.216 | 2021
| other | FALSE | 2500 | N | . | Ravenswood | Helix Ravenswood, LLC | 61130 | NY | MAT | NPCC |  | 22 | 2 | NAICS-22 Non-Cogen | CA | KER | WOO | NYIS | 0 | 0 | 2021
| natural gas combined cycle | FALSE | 2500 | N | . | Ravenswood | Helix Ravenswood, LLC | 61130 | NY | MAT | NPCC |  | 22 | 2 | NAICS-22 Non-Cogen | CA | NG | NG | NYIS | 0 | 0 | 2021
Vintage0 | other | FALSE | 2500 | N | . | Ravenswood | Helix Ravenswood, LLC | 61130 | NY | MAT | NPCC |  | 22 | 2 | NAICS-22 Non-Cogen | CT | KER | WOO | NYIS | 4167 | 560.37 | 2021
Vintage2003 | natural gas combined cycle | TRUE | 2500 | N | . | Ravenswood | Helix Ravenswood, LLC | 61130 | NY | MAT | NPCC |  | 22 | 2 | NAICS-22 Non-Cogen | CT | NG | NG | NYIS | 11655841 | 1591299.6 | 2021
| petroleum | FALSE | 2500 | N | . | Ravenswood | Helix Ravenswood, LLC | 61130 | NY | MAT | NPCC |  | 22 | 2 | NAICS-22 Non-Cogen | CT | RFO | RFO | NYIS | 0 | 0 | 2021
Vintage0 | other | FALSE | 2500 | N | . | Ravenswood | Helix Ravenswood, LLC | 61130 | NY | MAT | NPCC |  | 22 | 2 | NAICS-22 Non-Cogen | GT | KER | WOO | NYIS | 394 | 26.875 | 2021
Vintage1969 | natural gas peaker | TRUE | 2500 | N | . | Ravenswood | Helix Ravenswood, LLC | 61130 | NY | MAT | NPCC |  | 22 | 2 | NAICS-22 Non-Cogen | GT | NG | NG | NYIS | 22677 | 1485.125 | 2021
Vintage0 | petroleum | FALSE | 2500 | N | . | Ravenswood | Helix Ravenswood, LLC | 61130 | NY | MAT | NPCC |  | 22 | 2 | NAICS-22 Non-Cogen | ST | DFO | DFO | NYIS | 64447 | 4839.597 | 2021
Vintage1965 | natural gas steam turbine | TRUE | 2500 | N | . | Ravenswood | Helix Ravenswood, LLC | 61130 | NY | MAT | NPCC |  | 22 | 2 | NAICS-22 Non-Cogen | ST | NG | NG | NYIS | 5541433 | 440009.4 | 2021
| petroleum | FALSE | 2500 | N | . | Ravenswood | Helix Ravenswood, LLC | 61130 | NY | MAT | NPCC |  | 22 | 2 | NAICS-22 Non-Cogen | ST | RFO | RFO | NYIS | 0 | 0 | 2021
| other | FALSE | 2503 | N | . | 59th Street | Consolidated Edison Co-NY Inc | 4226 | NY | MAT | NPCC |  | 22 | 1 | Electric Utility | GT | KER | WOO | NYIS | 0 | 0 | 2021
Vintage1969 | natural gas peaker | TRUE | 2503 | N | . | 59th Street | Consolidated Edison Co-NY Inc | 4226 | NY | MAT | NPCC |  | 22 | 1 | Electric Utility | GT | NG | NG | NYIS | 16845 | 978 | 2021
Vintage1968 | other | TRUE | 2504 | N | . | 74th Street | Consolidated Edison Co-NY Inc | 4226 | NY | MAT | NPCC |  | 22 | 1 | Electric Utility | GT | KER | WOO | NYIS | 12114 | 786 | 2021
Vintage0 | petroleum | FALSE | 2511 | N | . | E F Barrett | National Grid Generation LLC | 56505 | NY | MAT | NPCC |  | 22 | 1 | Electric Utility | GT | DFO | DFO | NYIS | 16131 | 1073.373 | 2021
Vintage1971 | natural gas peaker | TRUE | 2511 | N | . | E F Barrett | National Grid Generation LLC | 56505 | NY | MAT | NPCC |  | 22 | 1 | Electric Utility | GT | NG | NG | NYIS | 2311055 | 144950.63 | 2021
Vintage1963 | natural gas steam turbine | TRUE | 2511 | N | . | E F Barrett | National Grid Generation LLC | 56505 | NY | MAT | NPCC |  | 22 | 1 | Electric Utility | ST | NG | NG | NYIS | 14692847 | 1338100.7 | 2021
Vintage0 | petroleum | FALSE | 2511 | N | . | E F Barrett | National Grid Generation LLC | 56505 | NY | MAT | NPCC |  | 22 | 1 | Electric Utility | ST | RFO | RFO | NYIS | 355223 | 32707.307 | 2021
Vintage1970 | petroleum | TRUE | 2512 | N | . | East Hampton | National Grid Generation LLC | 56505 | NY | MAT | NPCC |  | 22 | 1 | Electric Utility | GT | DFO | DFO | NYIS | 146529 | 10446 | 2021
Vintage1962 | petroleum | TRUE | 2512 | N | . | East Hampton | National Grid Generation LLC | 56505 | NY | MAT | NPCC |  | 22 | 1 | Electric Utility | IC | DFO | DFO | NYIS | 27162 | 2540 | 2021
Vintage1972 | petroleum | TRUE | 2514 | N | . | Glenwood | National Grid Generation LLC | 56505 | NY | MAT | NPCC |  | 22 | 1 | Electric Utility | GT | DFO | DFO | NYIS | 70209 | 4497.999 | 2021
| natural gas peaker | FALSE | 2514 | N | . | Glenwood | National Grid Generation LLC | 56505 | NY | MAT | NPCC |  | 22 | 1 | Electric Utility | GT | NG | NG | NYIS | 0 | 0 | 2021
Vintage1967 | petroleum | TRUE | 2516 | N | . | Northport | National Grid Generation LLC | 56505 | NY | MAT | NPCC |  | 22 | 1 | Electric Utility | GT | DFO | DFO | NYIS | 12142 | 490 | 2021
Vintage1977 | natural gas steam turbine | TRUE | 2516 | N | . | Northport | National Grid Generation LLC | 56505 | NY | MAT | NPCC |  | 22 | 1 | Electric Utility | ST | NG | NG | NYIS | 38069321 | 3582529.6 | 2021
Vintage0 | petroleum | FALSE | 2516 | N | . | Northport | National Grid Generation LLC | 56505 | NY | MAT | NPCC |  | 22 | 1 | Electric Utility | ST | RFO | RFO | NYIS | 3858009 | 366127.37 | 2021
| petroleum | FALSE | 2517 | N | . | Port Jefferson | National Grid Generation LLC | 56505 | NY | MAT | NPCC |  | 22 | 1 | Electric Utility | GT | DFO | DFO | NYIS | 0 | 0 | 2021
Vintage0 | other | FALSE | 2517 | N | . | Port Jefferson | National Grid Generation LLC | 56505 | NY | MAT | NPCC |  | 22 | 1 | Electric Utility | GT | KER | WOO | NYIS | 25486 | 2274.417 | 2021
Vintage2002 | natural gas peaker | TRUE | 2517 | N | . | Port Jefferson | National Grid Generation LLC | 56505 | NY | MAT | NPCC |  | 22 | 1 | Electric Utility | GT | NG | NG | NYIS | 956172 | 86887.583 | 2021
Vintage1960 | natural gas steam turbine | TRUE | 2517 | N | . | Port Jefferson | National Grid Generation LLC | 56505 | NY | MAT | NPCC |  | 22 | 1 | Electric Utility | ST | NG | NG | NYIS | 4571851 | 391502.64 | 2021
Vintage0 | petroleum | FALSE | 2517 | N | . | Port Jefferson | National Grid Generation LLC | 56505 | NY | MAT | NPCC |  | 22 | 1 | Electric Utility | ST | RFO | RFO | NYIS | 512582 | 43601.365 | 2021
Vintage1971 | petroleum | TRUE | 2518 | N | . | Shoreham | National Grid Generation LLC | 56505 | NY | MAT | NPCC |  | 22 | 1 | Electric Utility | GT | DFO | DFO | NYIS | 61689 | 3966 | 2021
Vintage1963 | petroleum | TRUE | 2519 | N | . | South Hampton | National Grid Generation LLC | 56505 | NY | MAT | NPCC |  | 22 | 1 | Electric Utility | GT | DFO | DFO | NYIS | 15594 | 527 | 2021
Vintage1964 | petroleum | TRUE | 2520 | N | . | Southold | National Grid Generation LLC | 56505 | NY | MAT | NPCC |  | 22 | 1 | Electric Utility | GT | DFO | DFO | NYIS | 31470 | 1391 | 2021
Vintage1971 | petroleum | TRUE | 2521 | N | . | West Babylon | National Grid Generation LLC | 56505 | NY | MAT | NPCC |  | 22 | 1 | Electric Utility | GT | DFO | DFO | NYIS | 9467 | 349 | 2021
Vintage1986 | hydro | TRUE | 2522 | N | . | Cadyville | New York State Elec & Gas Corp | 13511 | NY | MAT | NPCC |  | 22 | 1 | Electric Utility | HY | WAT | HYC | NYIS | 140727 | 15912 | 2021
| hard coal | FALSE | 2527 | N | . | Greenidge Generation LLC | Greenidge Generation Holdings LLC | 25 | NY | MAT | NPCC |  | 22 | 2 | NAICS-22 Non-Cogen | ST | BIT | COL | NYIS | 0 | 0 | 2021
| petroleum | FALSE | 2527 | N | . | Greenidge Generation LLC | Greenidge Generation Holdings LLC | 25 | NY | MAT | NPCC |  | 22 | 2 | NAICS-22 Non-Cogen | ST | DFO | DFO | NYIS | 0 | 0 | 2021
Vintage1953 | natural gas steam turbine | TRUE | 2527 | N | . | Greenidge Generation LLC | Greenidge Generation Holdings LLC | 25 | NY | MAT | NPCC |  | 22 | 2 | NAICS-22 Non-Cogen | ST | NG | NG | NYIS | 5080841 | 447652 | 2021
| hard coal | FALSE | 2527 | N | . | Greenidge Generation LLC | Greenidge Generation Holdings LLC | 25 | NY | MAT | NPCC |  | 22 | 2 | NAICS-22 Non-Cogen | ST | SUB | COL | NYIS | 0 | 0 | 2021
| biomass | FALSE | 2527 | N | . | Greenidge Generation LLC | Greenidge Generation Holdings LLC | 25 | NY | MAT | NPCC |  | 22 | 2 | NAICS-22 Non-Cogen | ST | WDS | WWW | NYIS | 0 | 0 | 2021
Vintage2017 | petroleum | TRUE | 2528 | N | . | Harris Lake | New York State Elec & Gas Corp | 13511 | NY | MAT | NPCC |  | 22 | 1 | Electric Utility | IC | DFO | DFO | NYIS | 1308 | 1 | 2021
Vintage1956 | hydro | TRUE | 2530 | N | . | High Falls - Saranac NY | New York State Elec & Gas Corp | 13511 | NY | MAT | NPCC |  | 22 | 1 | Electric Utility | HY | WAT | HYC | NYIS | 375807 | 42493 | 2021
| hydro | FALSE | 2532 | N | . | Kent Falls | New York State Elec & Gas Corp | 13511 | NY | MAT | NPCC |  | 22 | 1 | Electric Utility | HY | WAT | HYC | NYIS | 0 | 0 | 2021
| other | FALSE | 2539 | N | . | Bethlehem Energy Center | PSEG Power New York Inc | 14294 | NY | MAT | NPCC |  | 22 | 2 | NAICS-22 Non-Cogen | CA | KER | WOO | NYIS | 0 | 0 | 2021
Vintage2005 | natural gas combined cycle | TRUE | 2539 | N | . | Bethlehem Energy Center | PSEG Power New York Inc | 14294 | NY | MAT | NPCC |  | 22 | 2 | NAICS-22 Non-Cogen | CA | NG | NG | NYIS | 34134 | 1762154 | 2021
| other | FALSE | 2539 | N | . | Bethlehem Energy Center | PSEG Power New York Inc | 14294 | NY | MAT | NPCC |  | 22 | 2 | NAICS-22 Non-Cogen | CT | KER | WOO | NYIS | 0 | 0 | 2021
Vintage2005 | natural gas combined cycle | TRUE | 2539 | N | . | Bethlehem Energy Center | PSEG Power New York Inc | 14294 | NY | MAT | NPCC |  | 22 | 2 | NAICS-22 Non-Cogen | CT | NG | NG | NYIS | 36924269 | 3543144 | 2021
Vintage1927 | hydro | TRUE | 2540 | N | . | Allens Falls | Erie Boulevard Hydropower LP | 5914 | NY | MAT | NPCC |  | 22 | 2 | NAICS-22 Non-Cogen | HY | WAT | HYC | NYIS | 190817 | 21576 | 2021
Vintage1924 | hydro | TRUE | 2543 | N | . | Beardslee | Erie Boulevard Hydropower LP | 5914 | NY | MAT | NPCC |  | 22 | 2 | NAICS-22 Non-Cogen | HY | WAT | HYC | NYIS | 453052 | 51227 | 2021
Vintage1918 | hydro | TRUE | 2544 | N | . | Belfort | Erie Boulevard Hydropower LP | 5914 | NY | MAT | NPCC |  | 22 | 2 | NAICS-22 Non-Cogen | HY | WAT | HYC | NYIS | 92253 | 10431 | 2021
Vintage1966 | hydro | TRUE | 2545 | N | . | Bennetts Bridge | Erie Boulevard Hydropower LP | 5914 | NY | MAT | NPCC |  | 22 | 2 | NAICS-22 Non-Cogen | HY | WAT | HYC | NYIS | 749979 | 84801 | 2021
Vintage1920 | hydro | TRUE | 2546 | N | . | Black River | Erie Boulevard Hydropower LP | 5914 | NY | MAT | NPCC |  | 22 | 2 | NAICS-22 Non-Cogen | HY | WAT | HYC | NYIS | 294099 | 33254 | 2021
Vintage1957 | hydro | TRUE | 2547 | N | . | Blake | Erie Boulevard Hydropower LP | 5914 | NY | MAT | NPCC |  | 22 | 2 | NAICS-22 Non-Cogen | HY | WAT | HYC | NYIS | 502004 | 56762 | 2021
Vintage1923 | hydro | TRUE | 2548 | N | . | Browns Falls | Erie Boulevard Hydropower LP | 5914 | NY | MAT | NPCC |  | 22 | 2 | NAICS-22 Non-Cogen | HY | WAT | HYC | NYIS | 374463 | 42341 | 2021
Vintage1926 | hydro | TRUE | 2550 | N | . | Chasm | Erie Boulevard Hydropower LP | 5914 | NY | MAT | NPCC |  | 22 | 2 | NAICS-22 Non-Cogen | HY | WAT | HYC | NYIS | 153275 | 17331 | 2021
Vintage1928 | hydro | TRUE | 2551 | N | . | Colton | Erie Boulevard Hydropower LP | 5914 | NY | MAT | NPCC |  | 22 | 2 | NAICS-22 Non-Cogen | HY | WAT | HYC | NYIS | 1653130 | 186921 | 2021
Vintage1925 | hydro | TRUE | 2552 | N | . | Deferiet | Erie Boulevard Hydropower LP | 5914 | NY | MAT | NPCC |  | 22 | 2 | NAICS-22 Non-Cogen | HY | WAT | HYC | NYIS | 461833 | 52220 | 2021
Vintage1925 | hydro | TRUE | 2555 | N | . | Eagle | Erie Boulevard Hydropower LP | 5914 | NY | MAT | NPCC |  | 22 | 2 | NAICS-22 Non-Cogen | HY | WAT | HYC | NYIS | 266135 | 30092 | 2021
Vintage1928 | hydro | TRUE | 2556 | N | . | Eel Weir | Erie Boulevard Hydropower LP | 5914 | NY | MAT | NPCC |  | 22 | 2 | NAICS-22 Non-Cogen | HY | WAT | HYC | NYIS | 69381 | 7845 | 2021
Vintage1923 | hydro | TRUE | 2557 | N | . | Effley | Erie Boulevard Hydropower LP | 5914 | NY | MAT | NPCC |  | 22 | 2 | NAICS-22 Non-Cogen | HY | WAT | HYC | NYIS | 121543 | 13743 | 2021
Vintage1916 | hydro | TRUE | 2559 | N | . | Elmer | Erie Boulevard Hydropower LP | 5914 | NY | MAT | NPCC |  | 22 | 2 | NAICS-22 Non-Cogen | HY | WAT | HYC | NYIS | 84919 | 9602 | 2021
Vintage1920 | hydro | TRUE | 2560 | N | . | Ephratah | Erie Boulevard Hydropower LP | 5914 | NY | MAT | NPCC |  | 22 | 2 | NAICS-22 Non-Cogen | HY | WAT | HYC | NYIS | 114707 | 12970 | 2021
Vintage1928 | hydro | TRUE | 2561 | N | . | East Norfolk | Erie Boulevard Hydropower LP | 5914 | NY | MAT | NPCC |  | 22 | 2 | NAICS-22 Non-Cogen | HY | WAT | HYC | NYIS | 211195 | 23880 | 2021
Vintage1955 | hydro | TRUE | 2562 | N | . | Five Falls | Erie Boulevard Hydropower LP | 5914 | NY | MAT | NPCC |  | 22 | 2 | NAICS-22 Non-Cogen | HY | WAT | HYC | NYIS | 803061 | 90803 | 2021
Vintage1924 | hydro | TRUE | 2563 | N | . | Flat Rock | Erie Boulevard Hydropower LP | 5914 | NY | MAT | NPCC |  | 22 | 2 | NAICS-22 Non-Cogen | HY | WAT | HYC | NYIS | 127823 | 14453 | 2021
Vintage1926 | hydro | TRUE | 2564 | N | . | Franklin (NY) | Erie Boulevard Hydropower LP | 5914 | NY | MAT | NPCC |  | 22 | 2 | NAICS-22 Non-Cogen | HY | WAT | HYC | NYIS | 68328 | 7726 | 2021
Vintage1928 | hydro | TRUE | 2566 | N | . | Fulton Hydro | Erie Boulevard Hydropower LP | 5914 | NY | MAT | NPCC |  | 22 | 2 | NAICS-22 Non-Cogen | HY | WAT | HYC | NYIS | 51853 | 5863 | 2021
Vintage1950 | hydro | TRUE | 2568 | N | . | Glenwood Hydro | Erie Boulevard Hydropower LP | 5914 | NY | MAT | NPCC |  | 22 | 2 | NAICS-22 Non-Cogen | HY | WAT | HYC | NYIS | 55514 | 6277 | 2021
Vintage1983 | hydro | TRUE | 2569 | N | . | Granby | Erie Boulevard Hydropower LP | 5914 | NY | MAT | NPCC |  | 22 | 2 | NAICS-22 Non-Cogen | HY | WAT | HYC | NYIS | 290100 | 32802 | 2021
Vintage1920 | hydro | TRUE | 2571 | N | . | Hannawa | Erie Boulevard Hydropower LP | 5914 | NY | MAT | NPCC |  | 22 | 2 | NAICS-22 Non-Cogen | HY | WAT | HYC | NYIS | 398439 | 45052 | 2021
Vintage1924 | hydro | TRUE | 2572 | N | . | Herrings | Erie Boulevard Hydropower LP | 5914 | NY | MAT | NPCC |  | 22 | 2 | NAICS-22 Non-Cogen | HY | WAT | HYC | NYIS | 220030 | 24879 | 2021
Vintage1924 | hydro | TRUE | 2573 | N | . | Heuvelton | Erie Boulevard Hydropower LP | 5914 | NY | MAT | NPCC |  | 22 | 2 | NAICS-22 Non-Cogen | HY | WAT | HYC | NYIS | 39710 | 4490 | 2021
Vintage1949 | hydro | TRUE | 2574 | N | . | High Dam | Oswego City of | 14240 | NY | MAT | NPCC |  | 22 | 1 | Electric Utility | HY | WAT | HYC | NYIS | 189279 | 21402 | 2021
Vintage1925 | hydro | TRUE | 2575 | N | . | High Falls - Croghan NY | Erie Boulevard Hydropower LP | 5914 | NY | MAT | NPCC |  | 22 | 2 | NAICS-22 Non-Cogen | HY | WAT | HYC | NYIS | 239707 | 27104 | 2021
Vintage2003 | hydro | TRUE | 2576 | N | . | Higley | Erie Boulevard Hydropower LP | 5914 | NY | MAT | NPCC |  | 22 | 2 | NAICS-22 Non-Cogen | HY | WAT | HYC | NYIS | 316092 | 35741 | 2021
Vintage1942 | hydro | TRUE | 2578 | N | . | Hydraulic Race | Erie Boulevard Hydropower LP | 5914 | NY | MAT | NPCC |  | 22 | 2 | NAICS-22 Non-Cogen | HY | WAT | HYC | NYIS | 56406 | 6378 | 2021
Vintage1912 | hydro | TRUE | 2579 | N | . | Inghams | Erie Boulevard Hydropower LP | 5914 | NY | MAT | NPCC |  | 22 | 2 | NAICS-22 Non-Cogen | HY | WAT | HYC | NYIS | 251940 | 28487 | 2021
Vintage1909 | hydro | TRUE | 2580 | N | . | Johnsonville Dam | Erie Boulevard Hydropower LP | 5914 | NY | MAT | NPCC |  | 22 | 2 | NAICS-22 Non-Cogen | HY | WAT | HYC | NYIS | 103997 | 11759 | 2021
Vintage1921 | hydro | TRUE | 2581 | N | . | Kamargo | Erie Boulevard Hydropower LP | 5914 | NY | MAT | NPCC |  | 22 | 2 | NAICS-22 Non-Cogen | HY | WAT | HYC | NYIS | 243669 | 27552 | 2021
Vintage1930 | hydro | TRUE | 2582 | N | . | Lighthouse Hill | Erie Boulevard Hydropower LP | 5914 | NY | MAT | NPCC |  | 22 | 2 | NAICS-22 Non-Cogen | HY | WAT | HYC | NYIS | 192047 | 21715 | 2021
Vintage1940 | hydro | TRUE | 2583 | N | . | Macomb | Erie Boulevard Hydropower LP | 5914 | NY | MAT | NPCC |  | 22 | 2 | NAICS-22 Non-Cogen | HY | WAT | HYC | NYIS | 49375 | 5583 | 2021
Vintage1915 | hydro | TRUE | 2586 | N | . | Minetto | Erie Boulevard Hydropower LP | 5914 | NY | MAT | NPCC |  | 22 | 2 | NAICS-22 Non-Cogen | HY | WAT | HYC | NYIS | 225705 | 25521 | 2021
Vintage1929 | hydro | TRUE | 2588 | N | . | Moshier | Erie Boulevard Hydropower LP | 5914 | NY | MAT | NPCC |  | 22 | 2 | NAICS-22 Non-Cogen | HY | WAT | HYC | NYIS | 292463 | 33069 | 2021
Vintage1987 | nuclear | TRUE | 2589 | N | 2 | Nine Mile Point Nuclear Station | Exelon Nuclear | 55951 | NY | MAT | NPCC |  | 22 | 2 | NAICS-22 Non-Cogen | ST | NUC | NUC | NYIS | 116408800 | 11161908 | 2021
Vintage1987 | nuclear | TRUE | 2589 | N | 1 | Nine Mile Point Nuclear Station | Exelon Nuclear | 55951 | NY | MAT | NPCC |  | 22 | 2 | NAICS-22 Non-Cogen | ST | NUC | NUC | NYIS | 52609496 | 5044484 | 2021
Vintage1928 | hydro | TRUE | 2590 | N | . | Norfolk | Erie Boulevard Hydropower LP | 5914 | NY | MAT | NPCC |  | 22 | 2 | NAICS-22 Non-Cogen | HY | WAT | HYC | NYIS | 239053 | 27030 | 2021
Vintage1928 | hydro | TRUE | 2591 | N | . | Norwood | Erie Boulevard Hydropower LP | 5914 | NY | MAT | NPCC |  | 22 | 2 | NAICS-22 Non-Cogen | HY | WAT | HYC | NYIS | 116934 | 13222 | 2021
| petroleum | FALSE | 2594 | N | . | Oswego Harbor Power | Oswego Harbor Power | 64701 | NY | MAT | NPCC |  | 22 | 2 | NAICS-22 Non-Cogen | ST | DFO | DFO | NYIS | 0 | 0 | 2021
Vintage0 | natural gas steam turbine | FALSE | 2594 | N | . | Oswego Harbor Power | Oswego Harbor Power | 64701 | NY | MAT | NPCC |  | 22 | 2 | NAICS-22 Non-Cogen | ST | NG | NG | NYIS | 25103 | 128.927 | 2021
Vintage1979 | petroleum | TRUE | 2594 | N | . | Oswego Harbor Power | Oswego Harbor Power | 64701 | NY | MAT | NPCC |  | 22 | 2 | NAICS-22 Non-Cogen | ST | RFO | RFO | NYIS | 385241 | 11459.073 | 2021
Vintage1914 | hydro | TRUE | 2595 | N | . | Oswego Falls East | Erie Boulevard Hydropower LP | 5914 | NY | MAT | NPCC |  | 22 | 2 | NAICS-22 Non-Cogen | HY | WAT | HYC | NYIS | 210223 | 23770 | 2021
Vintage2008 | hydro | TRUE | 2596 | N | . | Oswego Falls West | Erie Boulevard Hydropower LP | 5914 | NY | MAT | NPCC |  | 22 | 2 | NAICS-22 Non-Cogen | HY | WAT | HYC | NYIS | 35801 | 4048 | 2021
Vintage1925 | hydro | TRUE | 2597 | N | . | Parishville | Erie Boulevard Hydropower LP | 5914 | NY | MAT | NPCC |  | 22 | 2 | NAICS-22 Non-Cogen | HY | WAT | HYC | NYIS | 108657 | 12286 | 2021
Vintage1957 | hydro | TRUE | 2598 | N | . | Piercefield | Erie Boulevard Hydropower LP | 5914 | NY | MAT | NPCC |  | 22 | 2 | NAICS-22 Non-Cogen | HY | WAT | HYC | NYIS | 144969 | 16392 | 2021
Vintage1959 | hydro | TRUE | 2599 | N | . | Prospect | Erie Boulevard Hydropower LP | 5914 | NY | MAT | NPCC |  | 22 | 2 | NAICS-22 Non-Cogen | HY | WAT | HYC | NYIS | 613615 | 69382 | 2021
Vintage1956 | hydro | TRUE | 2600 | N | . | Rainbow Falls Hydro | Erie Boulevard Hydropower LP | 5914 | NY | MAT | NPCC |  | 22 | 2 | NAICS-22 Non-Cogen | HY | WAT | HYC | NYIS | 833784 | 94277 | 2021
Vintage1928 | hydro | TRUE | 2601 | N | . | Raymondville | Erie Boulevard Hydropower LP | 5914 | NY | MAT | NPCC |  | 22 | 2 | NAICS-22 Non-Cogen | HY | WAT | HYC | NYIS | 108702 | 12291 | 2021
Vintage1994 | hydro | TRUE | 2604 | N | . | South Edwards | Erie Boulevard Hydropower LP | 5914 | NY | MAT | NPCC |  | 22 | 2 | NAICS-22 Non-Cogen | HY | WAT | HYC | NYIS | 88210 | 9974 | 2021
Vintage1924 | hydro | TRUE | 2605 | N | . | School Street | Erie Boulevard Hydropower LP | 5914 | NY | MAT | NPCC |  | 22 | 2 | NAICS-22 Non-Cogen | HY | WAT | HYC | NYIS | 1556978 | 176049 | 2021
Vintage1908 | hydro | TRUE | 2606 | N | . | Schaghticoke | Erie Boulevard Hydropower LP | 5914 | NY | MAT | NPCC |  | 22 | 2 | NAICS-22 Non-Cogen | HY | WAT | HYC | NYIS | 696951 | 78805 | 2021
Vintage1919 | hydro | TRUE | 2607 | N | . | Schuylerville | Erie Boulevard Hydropower LP | 5914 | NY | MAT | NPCC |  | 22 | 2 | NAICS-22 Non-Cogen | HY | WAT | HYC | NYIS | 78605 | 8888 | 2021
Vintage1925 | hydro | TRUE | 2608 | N | . | Sewalls | Erie Boulevard Hydropower LP | 5914 | NY | MAT | NPCC |  | 22 | 2 | NAICS-22 Non-Cogen | HY | WAT | HYC | NYIS | 141715 | 16024 | 2021
Vintage2009 | hydro | TRUE | 2609 | N | . | Sherman Island | Erie Boulevard Hydropower LP | 5914 | NY | MAT | NPCC |  | 22 | 2 | NAICS-22 Non-Cogen | HY | WAT | HYC | NYIS | 1563752 | 176815 | 2021
Vintage1925 | hydro | TRUE | 2610 | N | . | Soft Maple | Erie Boulevard Hydropower LP | 5914 | NY | MAT | NPCC |  | 22 | 2 | NAICS-22 Non-Cogen | HY | WAT | HYC | NYIS | 255363 | 28874 | 2021
Vintage1954 | hydro | TRUE | 2611 | N | . | South Colton | Erie Boulevard Hydropower LP | 5914 | NY | MAT | NPCC |  | 22 | 2 | NAICS-22 Non-Cogen | HY | WAT | HYC | NYIS | 679254 | 76804 | 2021
Vintage1930 | hydro | TRUE | 2612 | N | . | Spier Falls | Erie Boulevard Hydropower LP | 5914 | NY | MAT | NPCC |  | 22 | 2 | NAICS-22 Non-Cogen | HY | WAT | HYC | NYIS | 1976439 | 223478 | 2021
Vintage1957 | hydro | TRUE | 2613 | N | . | Stark | Erie Boulevard Hydropower LP | 5914 | NY | MAT | NPCC |  | 22 | 2 | NAICS-22 Non-Cogen | HY | WAT | HYC | NYIS | 804006 | 90910 | 2021
Vintage2013 | hydro | TRUE | 2614 | N | . | Stewarts Bridge | Erie Boulevard Hydropower LP | 5914 | NY | MAT | NPCC |  | 22 | 2 | NAICS-22 Non-Cogen | HY | WAT | HYC | NYIS | 1152594 | 130325 | 2021
Vintage1924 | hydro | TRUE | 2616 | N | . | Sugar Island | Erie Boulevard Hydropower LP | 5914 | NY | MAT | NPCC |  | 22 | 2 | NAICS-22 Non-Cogen | HY | WAT | HYC | NYIS | 208215 | 23543 | 2021
Vintage1927 | hydro | TRUE | 2617 | N | . | Taylorville | Erie Boulevard Hydropower LP | 5914 | NY | MAT | NPCC |  | 22 | 2 | NAICS-22 Non-Cogen | HY | WAT | HYC | NYIS | 188537 | 21318 | 2021
Vintage1919 | hydro | TRUE | 2619 | N | . | Trenton Falls | Erie Boulevard Hydropower LP | 5914 | NY | MAT | NPCC |  | 22 | 2 | NAICS-22 Non-Cogen | HY | WAT | HYC | NYIS | 1248507 | 141170 | 2021
Vintage1926 | hydro | TRUE | 2621 | N | . | Varick | Erie Boulevard Hydropower LP | 5914 | NY | MAT | NPCC |  | 22 | 2 | NAICS-22 Non-Cogen | HY | WAT | HYC | NYIS | 176639 | 19973 | 2021
Vintage1921 | hydro | TRUE | 2623 | N | . | Waterport | Erie Boulevard Hydropower LP | 5914 | NY | MAT | NPCC |  | 22 | 2 | NAICS-22 Non-Cogen | HY | WAT | HYC | NYIS | 113980 | 12888 | 2021
Vintage1940 | hydro | TRUE | 2624 | N | . | Yaleville | Erie Boulevard Hydropower LP | 5914 | NY | MAT | NPCC |  | 22 | 2 | NAICS-22 Non-Cogen | HY | WAT | HYC | NYIS | 30654 | 3466 | 2021
Vintage1974 | natural gas steam turbine | TRUE | 2625 | N | . | Bowline Point | GenOn Bowline, LLC | 64082 | NY | MAT | NPCC |  | 22 | 2 | NAICS-22 Non-Cogen | ST | NG | NG | NYIS | 10062986 | 979104.77 | 2021
Vintage0 | petroleum | FALSE | 2625 | N | . | Bowline Point | GenOn Bowline, LLC | 64082 | NY | MAT | NPCC |  | 22 | 2 | NAICS-22 Non-Cogen | ST | RFO | RFO | NYIS | 511 | 51.23 | 2021
Vintage1956 | hydro | TRUE | 2627 | N | . | Grahamsville | New York Power Authority | 15296 | NY | MAT | NPCC |  | 22 | 1 | Electric Utility | HY | WAT | HYC | NYIS | 753800 | 85233 | 2021
| petroleum | FALSE | 2628 | N | . | Hillburn | Alliance NYGT, LLC | 56142 | NY | MAT | NPCC |  | 22 | 2 | NAICS-22 Non-Cogen | GT | JF | WOO | NYIS | 0 | 0 | 2021
| other | FALSE | 2628 | N | . | Hillburn | Alliance NYGT, LLC | 56142 | NY | MAT | NPCC |  | 22 | 2 | NAICS-22 Non-Cogen | GT | KER | WOO | NYIS | 0 | 0 | 2021
Vintage1972 | natural gas peaker | TRUE | 2628 | N | . | Hillburn | Alliance NYGT, LLC | 56142 | NY | MAT | NPCC |  | 22 | 2 | NAICS-22 Non-Cogen | GT | NG | NG | NYIS | 3258 | 138 | 2021
Vintage1923 | hydro | TRUE | 2630 | N | . | Mongaup Falls | Eagle Creek Renewable Energy, LLC | 57280 | NY | MAT | NPCC |  | 22 | 2 | NAICS-22 Non-Cogen | HY | WAT | HYC | NYIS | 130555 | 14762 | 2021
Vintage2013 | hydro | TRUE | 2631 | N | . | Rio | Eagle Creek Renewable Energy, LLC | 57280 | NY | MAT | NPCC |  | 22 | 2 | NAICS-22 Non-Cogen | HY | WAT | HYC | NYIS | 291701 | 32983 | 2021
| petroleum | FALSE | 2632 | N | . | Shoemaker | Alliance NYGT, LLC | 56142 | NY | MAT | NPCC |  | 22 | 2 | NAICS-22 Non-Cogen | GT | JF | WOO | NYIS | 0 | 0 | 2021
| other | FALSE | 2632 | N | . | Shoemaker | Alliance NYGT, LLC | 56142 | NY | MAT | NPCC |  | 22 | 2 | NAICS-22 Non-Cogen | GT | KER | WOO | NYIS | 0 | 0 | 2021
Vintage1972 | natural gas peaker | TRUE | 2632 | N | . | Shoemaker | Alliance NYGT, LLC | 56142 | NY | MAT | NPCC |  | 22 | 2 | NAICS-22 Non-Cogen | GT | NG | NG | NYIS | 3522 | 151 | 2021
Vintage2019 | hydro | TRUE | 2634 | N | . | Swinging Bridge 2 | Eagle Creek Renewable Energy, LLC | 57280 | NY | MAT | NPCC |  | 22 | 2 | NAICS-22 Non-Cogen | HY | WAT | HYC | NYIS | 155831 | 17620 | 2021
Vintage1952 | hydro | TRUE | 2638 | N | . | Rochester 26 | Rochester Gas & Electric Corp | 16183 | NY | MAT | NPCC |  | 22 | 1 | Electric Utility | HY | WAT | HYC | NYIS | 64023 | 7239 | 2021
| hydro | FALSE | 2641 | N | . | Rochester 5 | Rochester Gas & Electric Corp | 16183 | NY | MAT | NPCC |  | 22 | 1 | Electric Utility | HY | WAT | HYC | NYIS | 0 | 0 | 2021
Vintage1954 | petroleum | TRUE | 2678 | N | . | Plant No 1 Freeport | Village of Freeport - (NY) | 6775 | NY | MAT | NPCC |  | 22 | 1 | Electric Utility | IC | DFO | DFO | NYIS | 292 | 27 | 2021
| petroleum | FALSE | 2679 | N | . | Plant No 2 Freeport | Village of Freeport - (NY) | 6775 | NY | MAT | NPCC |  | 22 | 1 | Electric Utility | GT | DFO | DFO | NYIS | 0 | 0 | 2021
Vintage0 | other | FALSE | 2679 | N | . | Plant No 2 Freeport | Village of Freeport - (NY) | 6775 | NY | MAT | NPCC |  | 22 | 1 | Electric Utility | GT | KER | WOO | NYIS | 21636 | 2114.315 | 2021
Vintage2004 | natural gas peaker | TRUE | 2679 | N | . | Plant No 2 Freeport | Village of Freeport - (NY) | 6775 | NY | MAT | NPCC |  | 22 | 1 | Electric Utility | GT | NG | NG | NYIS | 618271 | 60416.686 | 2021
Vintage1997 | petroleum | TRUE | 2681 | N | . | Greenport | Village of Greenport - (NY) | 7630 | NY | MAT | NPCC |  | 22 | 1 | Electric Utility | IC | DFO | DFO | NYIS | 123 | 14 | 2021
| hard coal | FALSE | 2682 | N | . | S A Carlson | Jamestown Board of Public Util | 9645 | NY | MAT | NPCC |  | 22 | 1 | Electric Utility | GT | BIT | COL | NYIS | 0 | 0 | 2021
Vintage2001 | natural gas peaker | TRUE | 2682 | N | . | S A Carlson | Jamestown Board of Public Util | 9645 | NY | MAT | NPCC |  | 22 | 1 | Electric Utility | GT | NG | NG | NYIS | 596136 | 59003.998 | 2021
| hard coal | FALSE | 2682 | N | . | S A Carlson | Jamestown Board of Public Util | 9645 | NY | MAT | NPCC |  | 22 | 1 | Electric Utility | ST | BIT | COL | NYIS | 0 | 0 | 2021
| petroleum | FALSE | 2682 | N | . | S A Carlson | Jamestown Board of Public Util | 9645 | NY | MAT | NPCC |  | 22 | 1 | Electric Utility | ST | DFO | DFO | NYIS | 0 | 0 | 2021
Vintage1968 | natural gas steam turbine | TRUE | 2682 | N | . | S A Carlson | Jamestown Board of Public Util | 9645 | NY | MAT | NPCC |  | 22 | 1 | Electric Utility | ST | NG | NG | NYIS | 28614 | 4170 | 2021
Vintage1991 | hydro | TRUE | 2685 | N | . | Crescent | New York Power Authority | 15296 | NY | MAT | NPCC |  | 22 | 1 | Electric Utility | HY | WAT | HYC | NYIS | 616312 | 69687 | 2021
Vintage1991 | hydro | TRUE | 2686 | N | . | Vischer Ferry | New York Power Authority | 15296 | NY | MAT | NPCC |  | 22 | 1 | Electric Utility | HY | WAT | HYC | NYIS | 588721 | 66567 | 2021
| other | FALSE | 2691 | N | . | Blenheim Gilboa | New York Power Authority | 15296 | NY | MAT | NPCC |  | 22 | 1 | Electric Utility | PS | WAT | HPS | NYIS | 0 | -148232 | 2021
| other | FALSE | 2692 | N | . | Lewiston Niagara | New York Power Authority | 15296 | NY | MAT | NPCC |  | 22 | 1 | Electric Utility | PS | WAT | HPS | NYIS | 0 | -233303 | 2021
Vintage1962 | hydro | TRUE | 2693 | N | . | Robert Moses Niagara | New York Power Authority | 15296 | NY | MAT | NPCC |  | 22 | 1 | Electric Utility | HY | WAT | HYC | NYIS | 145267556 | 16425549 | 2021
Vintage1959 | hydro | TRUE | 2694 | N | . | Robert Moses Power Dam | New York Power Authority | 15296 | NY | MAT | NPCC |  | 22 | 1 | Electric Utility | HY | WAT | HYC | NYIS | 64687750 | 7314309 | 2021
Vintage1994 | petroleum | TRUE | 2695 | N | . | Charles P Keller | Village of Rockville Centre - (NY) | 16217 | NY | MAT | NPCC |  | 22 | 1 | Electric Utility | IC | DFO | DFO | NYIS | 2496 | 28.862 | 2021
Vintage0 | natural gas peaker | FALSE | 2695 | N | . | Charles P Keller | Village of Rockville Centre - (NY) | 16217 | NY | MAT | NPCC |  | 22 | 1 | Electric Utility | IC | NG | NG | NYIS | 271 | 3.138 | 2021
Vintage1924 | hydro | TRUE | 2700 | N | . | Watertown | City of Watertown - (NY) | 20188 | NY | MAT | NPCC |  | 22 | 1 | Electric Utility | HY | WAT | HYC | NYIS | 227460 | 25719 | 2021
| petroleum | FALSE | 2706 | N | . | Asheville | Duke Energy Progress - (NC) | 3046 | NC | SAT | SERC |  | 22 | 1 | Electric Utility | CA | DFO | DFO | CPLE | 0 | 1042.133 | 2021
| natural gas combined cycle | FALSE | 2706 | N | . | Asheville | Duke Energy Progress - (NC) | 3046 | NC | SAT | SERC |  | 22 | 1 | Electric Utility | CA | NG | NG | CPLE | 0 | 1209012.9 | 2021
Vintage0 | petroleum | FALSE | 2706 | N | . | Asheville | Duke Energy Progress - (NC) | 3046 | NC | SAT | SERC |  | 22 | 1 | Electric Utility | CT | DFO | DFO | CPLE | 20820 | 2040.617 | 2021
Vintage2020 | natural gas combined cycle | TRUE | 2706 | N | . | Asheville | Duke Energy Progress - (NC) | 3046 | NC | SAT | SERC |  | 22 | 1 | Electric Utility | CT | NG | NG | CPLE | 23830373 | 2379216.4 | 2021
Vintage0 | petroleum | FALSE | 2706 | N | . | Asheville | Duke Energy Progress - (NC) | 3046 | NC | SAT | SERC |  | 22 | 1 | Electric Utility | GT | DFO | DFO | CPLE | 428362 | 39286.981 | 2021
Vintage2000 | natural gas peaker | TRUE | 2706 | N | . | Asheville | Duke Energy Progress - (NC) | 3046 | NC | SAT | SERC |  | 22 | 1 | Electric Utility | GT | NG | NG | CPLE | 1810441 | 161144.02 | 2021
Vintage1971 | petroleum | FALSE | 2707 | N | . | Blewett | Duke Energy Progress - (NC) | 3046 | NC | SAT | SERC |  | 22 | 1 | Electric Utility | GT | DFO | DFO | CPLE | 4165 | -147 | 2021
Vintage1912 | hydro | TRUE | 2707 | N | . | Blewett | Duke Energy Progress - (NC) | 3046 | NC | SAT | SERC |  | 22 | 1 | Electric Utility | HY | WAT | HYC | CPLE | 932857 | 105479 | 2021
Vintage1985 | hydro | TRUE | 2710 | N | . | Marshall Dam | Duke Energy Progress - (NC) | 3046 | NC | SAT | SERC |  | 22 | 1 | Electric Utility | HY | WAT | HYC | CPLE | 9870 | 1116 | 2021
Vintage1980 | hard coal | TRUE | 2712 | N | . | Roxboro | Duke Energy Progress - (NC) | 3046 | NC | SAT | SERC |  | 22 | 1 | Electric Utility | ST | BIT | COL | CPLE | 61784183 | 5497882 | 2021
Vintage0 | petroleum | FALSE | 2712 | N | . | Roxboro | Duke Energy Progress - (NC) | 3046 | NC | SAT | SERC |  | 22 | 1 | Electric Utility | ST | DFO | DFO | CPLE | 248428 | 21250.002 | 2021
Vintage1960 | hydro | TRUE | 2714 | N | . | Tillery | Duke Energy Progress - (NC) | 3046 | NC | SAT | SERC |  | 22 | 1 | Electric Utility | HY | WAT | HYC | CPLE | 1664061 | 188157 | 2021
Vintage1930 | hydro | TRUE | 2715 | N | . | Walters | Duke Energy Progress - (NC) | 3046 | NC | SAT | SERC |  | 22 | 1 | Electric Utility | HY | WAT | HYC | CPLE | 3391444 | 383474 | 2021
| hard coal | FALSE | 2716 | N | . | W H Weatherspoon | Duke Energy Progress - (NC) | 3046 | NC | SAT | SERC |  | 22 | 1 | Electric Utility | GT | BIT | COL | CPLE | 0 | 0 | 2021
Vintage1971 | petroleum | TRUE | 2716 | N | . | W H Weatherspoon | Duke Energy Progress - (NC) | 3046 | NC | SAT | SERC |  | 22 | 1 | Electric Utility | GT | DFO | DFO | CPLE | 30594 | 813 | 2021
| natural gas peaker | FALSE | 2716 | N | . | W H Weatherspoon | Duke Energy Progress - (NC) | 3046 | NC | SAT | SERC |  | 22 | 1 | Electric Utility | GT | NG | NG | CPLE | 0 | 0 | 2021
Vintage1961 | hard coal | TRUE | 2718 | N | . | G G Allen | Duke Energy Carolinas, LLC | 5416 | NC | SAT | SERC |  | 22 | 1 | Electric Utility | ST | BIT | COL | DUK | 2392989 | 163751.06 | 2021
Vintage0 | petroleum | FALSE | 2718 | N | . | G G Allen | Duke Energy Carolinas, LLC | 5416 | NC | SAT | SERC |  | 22 | 1 | Electric Utility | ST | DFO | DFO | DUK | 35955 | -2293.056 | 2021
Vintage2011 | hydro | TRUE | 2719 | N | . | Bridgewater | Duke Energy Carolinas, LLC | 5416 | NC | SAT | SERC |  | 22 | 1 | Electric Utility | HY | WAT | HYC | DUK | 498112 | 56322 | 2021
| petroleum | FALSE | 2720 | N | . | Buck | Duke Energy Carolinas, LLC | 5416 | NC | SAT | SERC |  | 22 | 1 | Electric Utility | CA | DFO | DFO | DUK | 0 | 0 | 2021
Vintage2011 | natural gas combined cycle | TRUE | 2720 | N | . | Buck | Duke Energy Carolinas, LLC | 5416 | NC | SAT | SERC |  | 22 | 1 | Electric Utility | CA | NG | NG | DUK | 3016358 | 1814076 | 2021
| petroleum | FALSE | 2720 | N | . | Buck | Duke Energy Carolinas, LLC | 5416 | NC | SAT | SERC |  | 22 | 1 | Electric Utility | CT | DFO | DFO | DUK | 0 | 0 | 2021
Vintage2011 | natural gas combined cycle | TRUE | 2720 | N | . | Buck | Duke Energy Carolinas, LLC | 5416 | NC | SAT | SERC |  | 22 | 1 | Electric Utility | CT | NG | NG | DUK | 28967890 | 2721299 | 2021
Vintage2012 | hard coal | TRUE | 2721 | N | . | James E. Rogers Energy Complex | Duke Energy Carolinas, LLC | 5416 | NC | SAT | SERC |  | 22 | 1 | Electric Utility | ST | BIT | COL | DUK | 20174220 | 2074958.5 | 2021
Vintage0 | petroleum | FALSE | 2721 | N | . | James E. Rogers Energy Complex | Duke Energy Carolinas, LLC | 5416 | NC | SAT | SERC |  | 22 | 1 | Electric Utility | ST | DFO | DFO | DUK | 87980 | 9158.234 | 2021
Vintage0 | natural gas steam turbine | FALSE | 2721 | N | . | James E. Rogers Energy Complex | Duke Energy Carolinas, LLC | 5416 | NC | SAT | SERC |  | 22 | 1 | Electric Utility | ST | NG | NG | DUK | 26229187 | 2667068.3 | 2021
Vintage1967 | hydro | TRUE | 2722 | N | . | Cowans Ford | Duke Energy Carolinas, LLC | 5416 | NC | SAT | SERC |  | 22 | 1 | Electric Utility | HY | WAT | HYC | DUK | 1585738 | 179301 | 2021
| petroleum | FALSE | 2723 | N | . | Dan River | Duke Energy Carolinas, LLC | 5416 | NC | SAT | SERC |  | 22 | 1 | Electric Utility | CA | DFO | DFO | DUK | 0 | 0 | 2021
Vintage2012 | natural gas combined cycle | TRUE | 2723 | N | . | Dan River | Duke Energy Carolinas, LLC | 5416 | NC | SAT | SERC |  | 22 | 1 | Electric Utility | CA | NG | NG | DUK | 2820778 | 1682928 | 2021
| petroleum | FALSE | 2723 | N | . | Dan River | Duke Energy Carolinas, LLC | 5416 | NC | SAT | SERC |  | 22 | 1 | Electric Utility | CT | DFO | DFO | DUK | 0 | 0 | 2021
Vintage2012 | natural gas combined cycle | TRUE | 2723 | N | . | Dan River | Duke Energy Carolinas, LLC | 5416 | NC | SAT | SERC |  | 22 | 1 | Electric Utility | CT | NG | NG | DUK | 26488616 | 2490516 | 2021
Vintage1915 | hydro | TRUE | 2726 | N | . | Lookout Shoals | Duke Energy Carolinas, LLC | 5416 | NC | SAT | SERC |  | 22 | 1 | Electric Utility | HY | WAT | HYC | DUK | 990609 | 112009 | 2021
Vintage1970 | hard coal | TRUE | 2727 | N | . | Marshall (NC) | Duke Energy Carolinas, LLC | 5416 | NC | SAT | SERC |  | 22 | 1 | Electric Utility | ST | BIT | COL | DUK | 53571305 | 5334228.2 | 2021
Vintage0 | petroleum | FALSE | 2727 | N | . | Marshall (NC) | Duke Energy Carolinas, LLC | 5416 | NC | SAT | SERC |  | 22 | 1 | Electric Utility | ST | DFO | DFO | DUK | 54706 | 5466.309 | 2021
Vintage0 | natural gas steam turbine | FALSE | 2727 | N | . | Marshall (NC) | Duke Energy Carolinas, LLC | 5416 | NC | SAT | SERC |  | 22 | 1 | Electric Utility | ST | NG | NG | DUK | 15680659 | 1557718.5 | 2021
Vintage1923 | hydro | TRUE | 2728 | N | . | Mountain Island | Duke Energy Carolinas, LLC | 5416 | NC | SAT | SERC |  | 22 | 1 | Electric Utility | HY | WAT | HYC | DUK | 1124532 | 127152 | 2021
Vintage1928 | hydro | TRUE | 2729 | N | . | Oxford Dam | Duke Energy Carolinas, LLC | 5416 | NC | SAT | SERC |  | 22 | 1 | Electric Utility | HY | WAT | HYC | DUK | 1027904 | 116226 | 2021
Vintage1925 | hydro | TRUE | 2730 | N | . | Rhodhiss | Duke Energy Carolinas, LLC | 5416 | NC | SAT | SERC |  | 22 | 1 | Electric Utility | HY | WAT | HYC | DUK | 653740 | 73919 | 2021
Vintage1996 | hydro | TRUE | 2735 | N | . | Turner Shoals | Northbrook Carolina Hydro LLC | 13763 | NC | SAT | SERC |  | 22 | 2 | NAICS-22 Non-Cogen | HY | WAT | HYC | DUK | 140285 | 15862 | 2021
Vintage1920 | hydro | TRUE | 2736 | N | . | Tuxedo | Northbrook Tuxedo, LLC | 63011 | NC | SAT | SERC |  | 22 | 2 | NAICS-22 Non-Cogen | HY | WAT | HYC | DUK | 192817 | 21802 | 2021
Vintage1954 | hydro | TRUE | 2741 | N | . | Bear Creek Dam | Duke Energy Carolinas, LLC | 5416 | NC | SAT | SERC |  | 22 | 1 | Electric Utility | HY | WAT | HYC | DUK | 289482 | 32732 | 2021
Vintage1952 | hydro | TRUE | 2743 | N | . | Cedar Cliff | Duke Energy Carolinas, LLC | 5416 | NC | SAT | SERC |  | 22 | 1 | Electric Utility | HY | WAT | HYC | DUK | 151357 | 17114 | 2021
Vintage1925 | hydro | TRUE | 2745 | N | . | Franklin (NC) | Northbrook Carolina Hydro II, LLC | 63010 | NC | SAT | SERC |  | 22 | 2 | NAICS-22 Non-Cogen | HY | WAT | HYC | DUK | 41990 | 4748 | 2021
Vintage1943 | hydro | TRUE | 2746 | N | . | Mission | Northbrook Carolina Hydro II, LLC | 63010 | NC | SAT | SERC |  | 22 | 2 | NAICS-22 Non-Cogen | HY | WAT | HYC | DUK | 92666 | 10478 | 2021
Vintage1942 | hydro | TRUE | 2747 | N | . | Nantahala | Duke Energy Carolinas, LLC | 5416 | NC | SAT | SERC |  | 22 | 1 | Electric Utility | HY | WAT | HYC | DUK | 1887311 | 213400 | 2021
Vintage1955 | hydro | TRUE | 2749 | N | . | Tennessee Creek | Duke Energy Carolinas, LLC | 5416 | NC | SAT | SERC |  | 22 | 1 | Electric Utility | HY | WAT | HYC | DUK | 212884 | 24071 | 2021
Vintage1941 | hydro | TRUE | 2750 | N | . | Thorpe | Duke Energy Carolinas, LLC | 5416 | NC | SAT | SERC |  | 22 | 1 | Electric Utility | HY | WAT | HYC | DUK | 771435 | 87227 | 2021
Vintage1950 | hydro | TRUE | 2751 | N | . | Tuckasegee | Duke Energy Carolinas, LLC | 5416 | NC | SAT | SERC |  | 22 | 1 | Electric Utility | HY | WAT | HYC | DUK | 71637 | 8100 | 2021
Vintage1963 | hydro | TRUE | 2756 | N | . | Gaston | Virginia Electric & Power Co | 19876 | NC | SAT | SERC |  | 22 | 1 | Electric Utility | HY | WAT | HYC | PJM | 2455105 | 277538 | 2021
Vintage1955 | hydro | TRUE | 2758 | N | . | Roanoke Rapids | Virginia Electric & Power Co | 19876 | NC | SAT | SERC |  | 22 | 1 | Electric Utility | HY | WAT | HYC | PJM | 2515669 | 284449 | 2021
Vintage1927 | hydro | TRUE | 2773 | N | . | Lake Lure | Lake Lure Town of | 10604 | NC | SAT | SERC |  | 22 | 2 | NAICS-22 Non-Cogen | HY | WAT | HYC | DUK | 66330 | 7500 | 2021
Vintage1954 | hydro | TRUE | 2778 | N | . | Chatuge | Tennessee Valley Authority | 18642 | NC | SAT | SERC |  | 22 | 1 | Electric Utility | HY | WAT | HYC | TVA | 443793 | 50180 | 2021
Vintage1954 | hydro | TRUE | 2779 | N | . | Fontana Dam | Tennessee Valley Authority | 18642 | NC | SAT | SERC |  | 22 | 1 | Electric Utility | HY | WAT | HYC | TVA | 11748104 | 1328370 | 2021
Vintage1940 | hydro | TRUE | 2780 | N | . | Hiwassee Dam | Tennessee Valley Authority | 18642 | NC | SAT | SERC |  | 22 | 1 | Electric Utility | HY | WAT | HYC | TVA | 3381558 | 382356 | 2021
| other | FALSE | 2780 | N | . | Hiwassee Dam | Tennessee Valley Authority | 18642 | NC | SAT | SERC |  | 22 | 1 | Electric Utility | PS | WAT | HPS | TVA | 0 | 0 | 2021
Vintage1991 | petroleum | TRUE | 2783 | N | . | Buxton | North Carolina El Member Corp | 13683 | NC | SAT | SERC |  | 22 | 1 | Electric Utility | IC | DFO | DFO | PJM | 6112 | 228 | 2021
Vintage2014 | natural gas peaker | TRUE | 2790 | N | . | R M Heskett | Montana-Dakota Utilities Co | 12199 | ND | WNC | MRO |  | 22 | 1 | Electric Utility | GT | NG | NG | MISO | 126930 | 6226 | 2021
Vintage1963 | lignite | TRUE | 2790 | N | . | R M Heskett | Montana-Dakota Utilities Co | 12199 | ND | WNC | MRO |  | 22 | 1 | Electric Utility | ST | LIG | COL | MISO | 6672867 | 491713.47 | 2021
Vintage0 | natural gas steam turbine | FALSE | 2790 | N | . | R M Heskett | Montana-Dakota Utilities Co | 12199 | ND | WNC | MRO |  | 22 | 1 | Electric Utility | ST | NG | NG | MISO | 328 | 23.087 | 2021
| hard coal | FALSE | 2790 | N | . | R M Heskett | Montana-Dakota Utilities Co | 12199 | ND | WNC | MRO |  | 22 | 1 | Electric Utility | ST | SUB | COL | MISO | 0 | 0 | 2021
Vintage0 | other | FALSE | 2790 | N | . | R M Heskett | Montana-Dakota Utilities Co | 12199 | ND | WNC | MRO |  | 22 | 1 | Electric Utility | ST | TDF | OTH | MISO | 132288 | 9709.444 | 2021
Vintage1978 | petroleum | TRUE | 2801 | N | . | Jamestown | Otter Tail Power Co | 14232 | ND | WNC | MRO |  | 22 | 1 | Electric Utility | GT | DFO | DFO | MISO | 32988 | 1608 | 2021
| petroleum | FALSE | 2811 | N | . | Grafton | City of Grafton - (ND) | 7444 | ND | WNC | MRO |  | 22 | 1 | Electric Utility | IC | DFO | DFO | MISO | 0 | 0 | 2021
Vintage1960 | hydro | TRUE | 2815 | N | . | Garrison | USACE-Omaha | 19635 | ND | WNC | MRO |  | 22 | 1 | Electric Utility | HY | WAT | HYC | SWPP | 17591185 | 1989053 | 2021
Vintage0 | petroleum | FALSE | 2817 | N | . | Leland Olds | Basin Electric Power Coop | 1307 | ND | WNC | MRO |  | 22 | 1 | Electric Utility | ST | DFO | DFO | SWPP | 89931 | 7340.267 | 2021
Vintage0 | lignite | FALSE | 2817 | N | . | Leland Olds | Basin Electric Power Coop | 1307 | ND | WNC | MRO |  | 22 | 1 | Electric Utility | ST | LIG | COL | SWPP | 5942686 | 483712 | 2021
Vintage1975 | hard coal | TRUE | 2817 | N | . | Leland Olds | Basin Electric Power Coop | 1307 | ND | WNC | MRO |  | 22 | 1 | Electric Utility | ST | RC | COL | SWPP | 25142134 | 2101074.7 | 2021
| hard coal | FALSE | 2817 | N | . | Leland Olds | Basin Electric Power Coop | 1307 | ND | WNC | MRO |  | 22 | 1 | Electric Utility | ST | SUB | COL | SWPP | 0 | 0 | 2021
Vintage0 | petroleum | FALSE | 2823 | N | . | Milton R Young | Minnkota Power Coop, Inc | 12658 | ND | WNC | MRO |  | 22 | 1 | Electric Utility | ST | DFO | DFO | MISO | 143383 | 12118.513 | 2021
Vintage0 | lignite | FALSE | 2823 | N | . | Milton R Young | Minnkota Power Coop, Inc | 12658 | ND | WNC | MRO |  | 22 | 1 | Electric Utility | ST | LIG | COL | MISO | 7286625 | 617614.93 | 2021
Vintage1977 | hard coal | TRUE | 2823 | N | . | Milton R Young | Minnkota Power Coop, Inc | 12658 | ND | WNC | MRO |  | 22 | 1 | Electric Utility | ST | RC | COL | MISO | 45391942 | 3845259.6 | 2021
Vintage1977 | hard coal | TRUE | 2828 | N | . | Cardinal | Cardinal Operating Company | 61412 | OH | ENC | RFC |  | 22 | 2 | NAICS-22 Non-Cogen | ST | BIT | COL | PJM | 98548381 | 10019137 | 2021
Vintage0 | petroleum | FALSE | 2828 | N | . | Cardinal | Cardinal Operating Company | 61412 | OH | ENC | RFC |  | 22 | 2 | NAICS-22 Non-Cogen | ST | DFO | DFO | PJM | 472922 | 47806.473 | 2021
| other | FALSE | 2830 | N | . | Walter C Beckjord | Duke Energy Ohio Inc | 3542 | OH | ENC | RFC |  | 22 | 1 | Electric Utility | BA | MWH | OTH | PJM | 0 | -497 | 2021
| hard coal | FALSE | 2830 | N | . | Walter C Beckjord | Duke Energy Ohio Inc | 3542 | OH | ENC | RFC |  | 22 | 1 | Electric Utility | ST | BIT | COL | PJM | 0 | 0 | 2021
| petroleum | FALSE | 2830 | N | . | Walter C Beckjord | Duke Energy Ohio Inc | 3542 | OH | ENC | RFC |  | 22 | 1 | Electric Utility | ST | DFO | DFO | PJM | 0 | 0 | 2021
| petroleum | FALSE | 2831 | N | . | Dicks Creek | Luminant Dick's Creek | 59917 | OH | ENC | RFC |  | 22 | 2 | NAICS-22 Non-Cogen | GT | DFO | DFO | PJM | 0 | 0 | 2021
Vintage1969 | natural gas peaker | TRUE | 2831 | N | . | Dicks Creek | Luminant Dick's Creek | 59917 | OH | ENC | RFC |  | 22 | 2 | NAICS-22 Non-Cogen | GT | NG | NG | PJM | 172433 | 7198 | 2021
Vintage1971 | petroleum | TRUE | 2832 | N | . | Miami Fort | Luminant Miami Fort | 59919 | OH | ENC | RFC |  | 22 | 2 | NAICS-22 Non-Cogen | GT | DFO | DFO | PJM | 4690 | 157 | 2021
Vintage1978 | hard coal | TRUE | 2832 | N | . | Miami Fort | Luminant Miami Fort | 59919 | OH | ENC | RFC |  | 22 | 2 | NAICS-22 Non-Cogen | ST | BIT | COL | PJM | 69854826 | 6764104 | 2021
Vintage0 | petroleum | FALSE | 2832 | N | . | Miami Fort | Luminant Miami Fort | 59919 | OH | ENC | RFC |  | 22 | 2 | NAICS-22 Non-Cogen | ST | DFO | DFO | PJM | 126721 | 12234.003 | 2021
Vintage1968 | petroleum | FALSE | 2836 | N | . | Avon Lake | GenOn Power Midwest, LP | 14165 | OH | ENC | RFC |  | 22 | 2 | NAICS-22 Non-Cogen | GT | DFO | DFO | PJM | 1508 | -171 | 2021
Vintage1970 | hard coal | TRUE | 2836 | N | . | Avon Lake | GenOn Power Midwest, LP | 14165 | OH | ENC | RFC |  | 22 | 2 | NAICS-22 Non-Cogen | ST | BIT | COL | PJM | 6151419 | 554082.73 | 2021
Vintage0 | petroleum | FALSE | 2836 | N | . | Avon Lake | GenOn Power Midwest, LP | 14165 | OH | ENC | RFC |  | 22 | 2 | NAICS-22 Non-Cogen | ST | DFO | DFO | PJM | 11369 | 1004.536 | 2021
Vintage1970 | hard coal | TRUE | 2836 | N | . | Avon Lake | GenOn Power Midwest, LP | 14165 | OH | ENC | RFC |  | 22 | 2 | NAICS-22 Non-Cogen | ST | SUB | COL | PJM | 2916934 | 273784.74 | 2021
Vintage0 | petroleum | FALSE | 2847 | N | . | Tait Electric Generating Station | Kimura Power LLC | 61919 | OH | ENC | RFC |  | 22 | 2 | NAICS-22 Non-Cogen | GT | DFO | DFO | PJM | 53632 | 4434.529 | 2021
Vintage2002 | natural gas peaker | TRUE | 2847 | N | . | Tait Electric Generating Station | Kimura Power LLC | 61919 | OH | ENC | RFC |  | 22 | 2 | NAICS-22 Non-Cogen | GT | NG | NG | PJM | 12095235 | 1000075.5 | 2021
Vintage1967 | petroleum | TRUE | 2847 | N | . | Tait Electric Generating Station | Kimura Power LLC | 61919 | OH | ENC | RFC |  | 22 | 2 | NAICS-22 Non-Cogen | IC | DFO | DFO | PJM | 1966 | 187 | 2021
| natural gas peaker | FALSE | 2847 | N | . | Tait Electric Generating Station | Kimura Power LLC | 61919 | OH | ENC | RFC |  | 22 | 2 | NAICS-22 Non-Cogen | IC | NG | NG | PJM | 0 | 0 | 2021
| hard coal | FALSE | 2848 | N | . | O H Hutchings | Kimura Power LLC | 61919 | OH | ENC | RFC |  | 22 | 2 | NAICS-22 Non-Cogen | GT | BIT | COL | PJM | 0 | 0 | 2021
| petroleum | FALSE | 2848 | N | . | O H Hutchings | Kimura Power LLC | 61919 | OH | ENC | RFC |  | 22 | 2 | NAICS-22 Non-Cogen | GT | DFO | DFO | PJM | 0 | 0 | 2021
Vintage1968 | natural gas peaker | TRUE | 2848 | N | . | O H Hutchings | Kimura Power LLC | 61919 | OH | ENC | RFC |  | 22 | 2 | NAICS-22 Non-Cogen | GT | NG | NG | PJM | 23273 | 962 | 2021
Vintage1968 | petroleum | TRUE | 2851 | N | . | Monument | Kimura Power LLC | 61919 | OH | ENC | RFC |  | 22 | 2 | NAICS-22 Non-Cogen | IC | DFO | DFO | PJM | 1306 | 123 | 2021
Vintage1968 | petroleum | TRUE | 2852 | N | . | Sidney (OH) | Kimura Power LLC | 61919 | OH | ENC | RFC |  | 22 | 2 | NAICS-22 Non-Cogen | IC | DFO | DFO | PJM | 1984 | 197 | 2021
Vintage0 | petroleum | FALSE | 2854 | N | . | Yankee Street | Kimura Power LLC | 61919 | OH | ENC | RFC |  | 22 | 2 | NAICS-22 Non-Cogen | GT | DFO | DFO | PJM | 54 | 3.495 | 2021
Vintage1970 | natural gas peaker | TRUE | 2854 | N | . | Yankee Street | Kimura Power LLC | 61919 | OH | ENC | RFC |  | 22 | 2 | NAICS-22 Non-Cogen | GT | NG | NG | PJM | 196859 | 13294.505 | 2021
Vintage2010 | solar pv | TRUE | 2854 | N | . | Yankee Street | Kimura Power LLC | 61919 | OH | ENC | RFC |  | 22 | 2 | NAICS-22 Non-Cogen | PV | SUN | SUN | PJM | 7773 | 879 | 2021
| hard coal | FALSE | 2861 | N | . | Niles Power Plant | Niles Power, LLC | 63030 | OH | ENC | RFC |  | 22 | 2 | NAICS-22 Non-Cogen | GT | BIT | COL | PJM | 0 | 0 | 2021
Vintage1972 | petroleum | FALSE | 2861 | N | . | Niles Power Plant | Niles Power, LLC | 63030 | OH | ENC | RFC |  | 22 | 2 | NAICS-22 Non-Cogen | GT | DFO | DFO | PJM | 5242 | -214 | 2021
| natural gas peaker | FALSE | 2861 | N | . | Niles Power Plant | Niles Power, LLC | 63030 | OH | ENC | RFC |  | 22 | 2 | NAICS-22 Non-Cogen | GT | NG | NG | PJM | 0 | 0 | 2021
Vintage1972 | petroleum | TRUE | 2866 | N | . | W H Sammis | Energy Harbor Generation LLC | 64226 | OH | ENC | RFC |  | 22 | 2 | NAICS-22 Non-Cogen | IC | DFO | DFO | PJM | 2361 | 225 | 2021
Vintage1971 | hard coal | TRUE | 2866 | N | . | W H Sammis | Energy Harbor Generation LLC | 64226 | OH | ENC | RFC |  | 22 | 2 | NAICS-22 Non-Cogen | ST | BIT | COL | PJM | 53457097 | 4634828.6 | 2021
Vintage0 | petroleum | FALSE | 2866 | N | . | W H Sammis | Energy Harbor Generation LLC | 64226 | OH | ENC | RFC |  | 22 | 2 | NAICS-22 Non-Cogen | ST | DFO | DFO | PJM | 248223 | 20999.358 | 2021
| hard coal | FALSE | 2866 | N | . | W H Sammis | Energy Harbor Generation LLC | 64226 | OH | ENC | RFC |  | 22 | 2 | NAICS-22 Non-Cogen | ST | SUB | COL | PJM | 0 | 0 | 2021
Vintage1973 | petroleum | TRUE | 2869 | N | . | West Lorain | Vermillion Power LLC | 63239 | OH | ENC | RFC |  | 22 | 2 | NAICS-22 Non-Cogen | GT | DFO | DFO | PJM | 66629 | 5603.574 | 2021
Vintage2001 | natural gas peaker | TRUE | 2869 | N | . | West Lorain | Vermillion Power LLC | 63239 | OH | ENC | RFC |  | 22 | 2 | NAICS-22 Non-Cogen | GT | NG | NG | PJM | 3717860 | 312642.43 | 2021
Vintage1955 | hard coal | TRUE | 2876 | N | . | Kyger Creek | Ohio Valley Electric Corp | 14015 | OH | ENC | RFC |  | 22 | 1 | Electric Utility | ST | BIT | COL | PJM | 54151713 | 5027169.3 | 2021
Vintage0 | petroleum | FALSE | 2876 | N | . | Kyger Creek | Ohio Valley Electric Corp | 14015 | OH | ENC | RFC |  | 22 | 1 | Electric Utility | ST | DFO | DFO | PJM | 76660 | 7111.658 | 2021
| hard coal | FALSE | 2876 | N | . | Kyger Creek | Ohio Valley Electric Corp | 14015 | OH | ENC | RFC |  | 22 | 1 | Electric Utility | ST | SUB | COL | PJM | 0 | 0 | 2021
| hard coal | FALSE | 2876 | N | . | Kyger Creek | Ohio Valley Electric Corp | 14015 | OH | ENC | RFC |  | 22 | 1 | Electric Utility | ST | WC | WOC | PJM | 0 | 0 | 2021
| petroleum | FALSE | 2878 | Y | . | FirstEnergy Bay Shore | Walleye Power, LLC | 62031 | OH | ENC | RFC |  | 22 | 3 | NAICS-22 Cogen | GT | DFO | DFO | PJM | 693 | 0 | 2021
Vintage1955 | petroleum | TRUE | 2878 | Y | . | FirstEnergy Bay Shore | Walleye Power, LLC | 62031 | OH | ENC | RFC |  | 22 | 3 | NAICS-22 Cogen | ST | DFO | DFO | PJM | 42789 | 3336.655 | 2021
Vintage1955 | petroleum | TRUE | 2878 | Y | . | FirstEnergy Bay Shore | Walleye Power, LLC | 62031 | OH | ENC | RFC |  | 22 | 3 | NAICS-22 Cogen | ST | PC | PC | PJM | 12476880 | 970873.35 | 2021
| hard coal | FALSE | 2878 | Y | . | FirstEnergy Bay Shore | Walleye Power, LLC | 62031 | OH | ENC | RFC |  | 22 | 3 | NAICS-22 Cogen | ST | SUB | COL | PJM | 0 | 0 | 2021
Vintage1965 | petroleum | TRUE | 2880 | N | . | Richland | Richland-Stryker Generation LLC | 57359 | OH | ENC | RFC |  | 22 | 2 | NAICS-22 Non-Cogen | GT | DFO | DFO | PJM | 618 | 47.417 | 2021
Vintage2001 | natural gas peaker | TRUE | 2880 | N | . | Richland | Richland-Stryker Generation LLC | 57359 | OH | ENC | RFC |  | 22 | 2 | NAICS-22 Non-Cogen | GT | NG | NG | PJM | 4797273 | 364035.59 | 2021
Vintage1968 | petroleum | TRUE | 2881 | N | . | Stryker | Richland-Stryker Generation LLC | 57359 | OH | ENC | RFC |  | 22 | 2 | NAICS-22 Non-Cogen | GT | DFO | DFO | PJM | 827 | 41 | 2021
| petroleum | FALSE | 2902 | N | . | Arcanum | City of Arcanum - (OH) | 768 | OH | ENC | RFC |  | 22 | 1 | Electric Utility | IC | DFO | DFO | PJM | 6 | 0 | 2021
Vintage0 | petroleum | FALSE | 2903 | N | . | Bryan (OH) | City of Bryan - (OH) | 2439 | OH | ENC | RFC |  | 22 | 1 | Electric Utility | GT | DFO | DFO | PJM | 299 | 17.845 | 2021
Vintage1988 | natural gas peaker | TRUE | 2903 | N | . | Bryan (OH) | City of Bryan - (OH) | 2439 | OH | ENC | RFC |  | 22 | 1 | Electric Utility | GT | NG | NG | PJM | 52000 | 3074.155 | 2021
Vintage1948 | petroleum | TRUE | 2903 | N | . | Bryan (OH) | City of Bryan - (OH) | 2439 | OH | ENC | RFC |  | 22 | 1 | Electric Utility | IC | DFO | DFO | PJM | 1905 | 199 | 2021
| petroleum | FALSE | 2909 | N | . | West 41st Street | City of Cleveland - (OH) | 3762 | OH | ENC | RFC |  | 22 | 1 | Electric Utility | GT | DFO | DFO | PJM | 0 | 0 | 2021
| natural gas peaker | FALSE | 2909 | N | . | West 41st Street | City of Cleveland - (OH) | 3762 | OH | ENC | RFC |  | 22 | 1 | Electric Utility | GT | NG | NG | PJM | 0 | 0 | 2021
Vintage1992 | natural gas peaker | TRUE | 2914 | N | . | Dover | City of Dover - (OH) | 5336 | OH | ENC | RFC |  | 22 | 1 | Electric Utility | GT | NG | NG | PJM | 15550 | 927 | 2021
Vintage1966 | petroleum | TRUE | 2914 | N | . | Dover | City of Dover - (OH) | 5336 | OH | ENC | RFC |  | 22 | 1 | Electric Utility | IC | DFO | DFO | PJM | 435 | 31 | 2021
Vintage1968 | hard coal | TRUE | 2914 | N | . | Dover | City of Dover - (OH) | 5336 | OH | ENC | RFC |  | 22 | 1 | Electric Utility | ST | BIT | COL | PJM | 940723 | 57452.116 | 2021
Vintage0 | natural gas steam turbine | FALSE | 2914 | N | . | Dover | City of Dover - (OH) | 5336 | OH | ENC | RFC |  | 22 | 1 | Electric Utility | ST | NG | NG | PJM | 4374 | 208.884 | 2021
Vintage1971 | natural gas peaker | TRUE | 2917 | N | . | Hamilton (OH) | City of Hamilton - (OH) | 7977 | OH | ENC | RFC |  | 22 | 1 | Electric Utility | GT | NG | NG | PJM | 31181 | 982 | 2021
| hard coal | FALSE | 2917 | N | . | Hamilton (OH) | City of Hamilton - (OH) | 7977 | OH | ENC | RFC |  | 22 | 1 | Electric Utility | ST | BIT | COL | PJM | 0 | 0 | 2021
| natural gas steam turbine | FALSE | 2917 | N | . | Hamilton (OH) | City of Hamilton - (OH) | 7977 | OH | ENC | RFC |  | 22 | 1 | Electric Utility | ST | NG | NG | PJM | 0 | 0 | 2021
Vintage1948 | petroleum | TRUE | 2933 | N | . | Oberlin (OH) | City of Oberlin - (OH) | 13949 | OH | ENC | RFC |  | 22 | 1 | Electric Utility | IC | DFO | DFO | PJM | 2493 | 164.678 | 2021
Vintage2001 | natural gas peaker | TRUE | 2933 | N | . | Oberlin (OH) | City of Oberlin - (OH) | 13949 | OH | ENC | RFC |  | 22 | 1 | Electric Utility | IC | NG | NG | PJM | 9078 | 599.322 | 2021
Vintage1971 | hard coal | TRUE | 2935 | N | . | Orrville | City of Orrville - (OH) | 14194 | OH | ENC | RFC |  | 22 | 1 | Electric Utility | ST | BIT | COL | PJM | 234635 | 14038.29 | 2021
Vintage1971 | natural gas steam turbine | TRUE | 2935 | N | . | Orrville | City of Orrville - (OH) | 14194 | OH | ENC | RFC |  | 22 | 1 | Electric Utility | ST | NG | NG | PJM | 218663 | 13264.71 | 2021
Vintage2010 | petroleum | TRUE | 2936 | N | . | Painesville | City of Painesville | 14381 | OH | ENC | RFC |  | 22 | 1 | Electric Utility | IC | DFO | DFO | PJM | 790 | 71 | 2021
Vintage1990 | hard coal | TRUE | 2936 | N | . | Painesville | City of Painesville | 14381 | OH | ENC | RFC |  | 22 | 1 | Electric Utility | ST | BIT | COL | PJM | 10065 | 520.589 | 2021
Vintage0 | natural gas steam turbine | FALSE | 2936 | N | . | Painesville | City of Painesville | 14381 | OH | ENC | RFC |  | 22 | 1 | Electric Utility | ST | NG | NG | PJM | 6046 | 363.411 | 2021
| hard coal | FALSE | 2937 | N | . | Piqua Power Plant | City of Piqua - (OH) | 15095 | OH | ENC | RFC |  | 22 | 1 | Electric Utility | GT | BIT | COL | PJM | 0 | 0 | 2021
Vintage1989 | petroleum | TRUE | 2937 | N | . | Piqua Power Plant | City of Piqua - (OH) | 15095 | OH | ENC | RFC |  | 22 | 1 | Electric Utility | GT | DFO | DFO | PJM | 12957 | 442 | 2021
| hard coal | FALSE | 2942 | N | . | St Marys | City of St Marys - (OH) | 17891 | OH | ENC | RFC |  | 22 | 1 | Electric Utility | GT | BIT | COL | PJM | 0 | 0 | 2021
Vintage1992 | petroleum | TRUE | 2942 | N | . | St Marys | City of St Marys - (OH) | 17891 | OH | ENC | RFC |  | 22 | 1 | Electric Utility | GT | DFO | DFO | PJM | 112661 | 552.721 | 2021
Vintage1999 | natural gas peaker | TRUE | 2942 | N | . | St Marys | City of St Marys - (OH) | 17891 | OH | ENC | RFC |  | 22 | 1 | Electric Utility | GT | NG | NG | PJM | 15549 | 76.279 | 2021
Vintage1983 | petroleum | TRUE | 2945 | N | . | Anadarko | City of Woodsfield - (OH) | 20977 | OH | ENC | RFC |  | 22 | 1 | Electric Utility | IC | DFO | DFO | PJM | 42314 | 112 | 2021
| natural gas peaker | FALSE | 2945 | N | . | Anadarko | City of Woodsfield - (OH) | 20977 | OH | ENC | RFC |  | 22 | 1 | Electric Utility | IC | NG | NG | PJM | 0 | 0 | 2021
| petroleum | FALSE | 2951 | N | . | Horseshoe Lake | Oklahoma Gas & Electric Co | 14063 | OK | WSC | MRO |  | 22 | 1 | Electric Utility | GT | DFO | DFO | SWPP | 0 | 0 | 2021
Vintage2001 | natural gas peaker | TRUE | 2951 | N | . | Horseshoe Lake | Oklahoma Gas & Electric Co | 14063 | OK | WSC | MRO |  | 22 | 1 | Electric Utility | GT | NG | NG | SWPP | 1861417 | 187164 | 2021
| petroleum | FALSE | 2951 | N | . | Horseshoe Lake | Oklahoma Gas & Electric Co | 14063 | OK | WSC | MRO |  | 22 | 1 | Electric Utility | ST | DFO | DFO | SWPP | 0 | 0 | 2021
Vintage1969 | natural gas steam turbine | TRUE | 2951 | N | . | Horseshoe Lake | Oklahoma Gas & Electric Co | 14063 | OK | WSC | MRO |  | 22 | 1 | Electric Utility | ST | NG | NG | SWPP | 7020267 | 579337 | 2021
| petroleum | FALSE | 2951 | N | . | Horseshoe Lake | Oklahoma Gas & Electric Co | 14063 | OK | WSC | MRO |  | 22 | 1 | Electric Utility | ST | RFO | RFO | SWPP | 0 | 0 | 2021
Vintage1978 | natural gas steam turbine | TRUE | 2952 | N | . | Muskogee | Oklahoma Gas & Electric Co | 14063 | OK | WSC | MRO |  | 22 | 1 | Electric Utility | ST | NG | NG | SWPP | 6879892 | 614548.44 | 2021
Vintage1984 | hard coal | TRUE | 2952 | N | . | Muskogee | Oklahoma Gas & Electric Co | 14063 | OK | WSC | MRO |  | 22 | 1 | Electric Utility | ST | SUB | COL | SWPP | 30419688 | 2736361.6 | 2021
| petroleum | FALSE | 2953 | N | . | Mustang | Oklahoma Gas & Electric Co | 14063 | OK | WSC | MRO |  | 22 | 1 | Electric Utility | GT | DFO | DFO | SWPP | 0 | 0 | 2021
Vintage2017 | natural gas peaker | TRUE | 2953 | N | . | Mustang | Oklahoma Gas & Electric Co | 14063 | OK | WSC | MRO |  | 22 | 1 | Electric Utility | GT | NG | NG | SWPP | 11768081 | 1176309 | 2021
Vintage2015 | solar pv | TRUE | 2953 | N | . | Mustang | Oklahoma Gas & Electric Co | 14063 | OK | WSC | MRO |  | 22 | 1 | Electric Utility | PV | SUN | SUN | SWPP | 39551 | 4472 | 2021
| petroleum | FALSE | 2956 | N | . | Seminole | Oklahoma Gas & Electric Co | 14063 | OK | WSC | MRO |  | 22 | 1 | Electric Utility | ST | DFO | DFO | SWPP | 0 | 0 | 2021
Vintage1975 | natural gas steam turbine | TRUE | 2956 | N | . | Seminole | Oklahoma Gas & Electric Co | 14063 | OK | WSC | MRO |  | 22 | 1 | Electric Utility | ST | NG | NG | SWPP | 15766902 | 1359814 | 2021
| petroleum | FALSE | 2956 | N | . | Seminole | Oklahoma Gas & Electric Co | 14063 | OK | WSC | MRO |  | 22 | 1 | Electric Utility | ST | RFO | RFO | SWPP | 0 | 0 | 2021
| natural gas combined cycle | FALSE | 2963 | N | . | Northeastern | Public Service Co of Oklahoma | 15474 | OK | WSC | MRO |  | 22 | 1 | Electric Utility | CA | NG | NG | SWPP | 0 | 749787 | 2021
Vintage2001 | natural gas combined cycle | TRUE | 2963 | N | . | Northeastern | Public Service Co of Oklahoma | 15474 | OK | WSC | MRO |  | 22 | 1 | Electric Utility | CT | NG | NG | SWPP | 17734988 | 1461864 | 2021
| petroleum | FALSE | 2963 | N | . | Northeastern | Public Service Co of Oklahoma | 15474 | OK | WSC | MRO |  | 22 | 1 | Electric Utility | IC | DFO | DFO | SWPP | 0 | 0 | 2021
Vintage0 | petroleum | FALSE | 2963 | N | . | Northeastern | Public Service Co of Oklahoma | 15474 | OK | WSC | MRO |  | 22 | 1 | Electric Utility | ST | DFO | DFO | SWPP | 87 | 8.437 | 2021
Vintage1970 | natural gas steam turbine | TRUE | 2963 | N | . | Northeastern | Public Service Co of Oklahoma | 15474 | OK | WSC | MRO |  | 22 | 1 | Electric Utility | ST | NG | NG | SWPP | 3198912 | 301336.52 | 2021
Vintage1979 | hard coal | TRUE | 2963 | N | . | Northeastern | Public Service Co of Oklahoma | 15474 | OK | WSC | MRO |  | 22 | 1 | Electric Utility | ST | SUB | COL | SWPP | 24257461 | 2296843 | 2021
Vintage2008 | natural gas peaker | TRUE | 2964 | N | . | Southwestern | Public Service Co of Oklahoma | 15474 | OK | WSC | MRO |  | 22 | 1 | Electric Utility | GT | NG | NG | SWPP | 1432957 | 136837 | 2021
Vintage1967 | natural gas steam turbine | TRUE | 2964 | N | . | Southwestern | Public Service Co of Oklahoma | 15474 | OK | WSC | MRO |  | 22 | 1 | Electric Utility | ST | NG | NG | SWPP | 6315050 | 496542 | 2021
| natural gas peaker | FALSE | 2965 | N | . | Tulsa | Public Service Co of Oklahoma | 15474 | OK | WSC | MRO |  | 22 | 1 | Electric Utility | IC | NG | NG | SWPP | 0 | 0 | 2021
Vintage0 | petroleum | FALSE | 2965 | N | . | Tulsa | Public Service Co of Oklahoma | 15474 | OK | WSC | MRO |  | 22 | 1 | Electric Utility | ST | DFO | DFO | SWPP | 1153 | 81.823 | 2021
Vintage1958 | natural gas steam turbine | TRUE | 2965 | N | . | Tulsa | Public Service Co of Oklahoma | 15474 | OK | WSC | MRO |  | 22 | 1 | Electric Utility | ST | NG | NG | SWPP | 2428391 | 171364.18 | 2021
Vintage0 | petroleum | FALSE | 2966 | N | . | Weleetka | Public Service Co of Oklahoma | 15474 | OK | WSC | MRO |  | 22 | 1 | Electric Utility | GT | DFO | DFO | SWPP | 370 | 25.631 | 2021
Vintage1976 | natural gas peaker | TRUE | 2966 | N | . | Weleetka | Public Service Co of Oklahoma | 15474 | OK | WSC | MRO |  | 22 | 1 | Electric Utility | GT | NG | NG | SWPP | 37039 | 2566.369 | 2021
| petroleum | FALSE | 2966 | N | . | Weleetka | Public Service Co of Oklahoma | 15474 | OK | WSC | MRO |  | 22 | 1 | Electric Utility | IC | DFO | DFO | SWPP | 0 | 0 | 2021
Vintage1988 | petroleum | TRUE | 2975 | N | . | Cushing | City of Cushing - (OK) | 4667 | OK | WSC | MRO |  | 22 | 1 | Electric Utility | IC | DFO | DFO | SWPP | 19013 | 1851.704 | 2021
Vintage0 | natural gas peaker | FALSE | 2975 | N | . | Cushing | City of Cushing - (OK) | 4667 | OK | WSC | MRO |  | 22 | 1 | Electric Utility | IC | NG | NG | SWPP | 1153 | 112.296 | 2021
Vintage1964 | hydro | TRUE | 2980 | N | . | Markham | Grand River Dam Authority | 7490 | OK | WSC | MRO |  | 22 | 1 | Electric Utility | HY | WAT | HYC | SWPP | 2544808 | 287744 | 2021
Vintage1946 | hydro | TRUE | 2981 | N | . | Pensacola | Grand River Dam Authority | 7490 | OK | WSC | MRO |  | 22 | 1 | Electric Utility | HY | WAT | HYC | SWPP | 4568899 | 516610 | 2021
| other | FALSE | 2982 | N | . | Salina | Grand River Dam Authority | 7490 | OK | WSC | MRO |  | 22 | 1 | Electric Utility | PS | WAT | HPS | SWPP | 0 | -86940 | 2021
Vintage1968 | hydro | TRUE | 2984 | N | . | Keystone Dam | USCE-Tulsa District | 27470 | OK | WSC | MRO |  | 22 | 1 | Electric Utility | HY | WAT | HYC | SWPP | 1785584 | 201898 | 2021
Vintage1971 | hydro | TRUE | 2985 | N | . | Robert S Kerr | USCE-Tulsa District | 27470 | OK | WSC | MRO |  | 22 | 1 | Electric Utility | HY | WAT | HYC | SPA | 4272033 | 483043 | 2021
Vintage0 | petroleum | FALSE | 2986 | N | . | Kingfisher | City of Kingfisher - (OK) | 10320 | OK | WSC | MRO |  | 22 | 1 | Electric Utility | IC | DFO | DFO | SWPP | 114 | 12.262 | 2021
Vintage1970 | natural gas peaker | TRUE | 2986 | N | . | Kingfisher | City of Kingfisher - (OK) | 10320 | OK | WSC | MRO |  | 22 | 1 | Electric Utility | IC | NG | NG | SWPP | 761 | 84.738 | 2021
Vintage1973 | hydro | TRUE | 2987 | N | . | Webbers Falls | USCE-Tulsa District | 27470 | OK | WSC | MRO |  | 22 | 1 | Electric Utility | HY | WAT | HYC | SPA | 2236293 | 252860 | 2021
Vintage0 | petroleum | FALSE | 2991 | N | . | Mangum | City of Mangum - (OK) | 11566 | OK | WSC | MRO |  | 22 | 1 | Electric Utility | IC | DFO | DFO | SWPP | 172 | 9.266 | 2021
Vintage1969 | natural gas peaker | TRUE | 2991 | N | . | Mangum | City of Mangum - (OK) | 11566 | OK | WSC | MRO |  | 22 | 1 | Electric Utility | IC | NG | NG | SWPP | 2829 | 153.734 | 2021
Vintage1966 | petroleum | TRUE | 2995 | N | . | Pawhuska | City of Pawhuska - (OK) | 14582 | OK | WSC | MRO |  | 22 | 1 | Electric Utility | IC | DFO | DFO | SWPP | 2946 | 302 | 2021
| natural gas peaker | FALSE | 2995 | N | . | Pawhuska | City of Pawhuska - (OK) | 14582 | OK | WSC | MRO |  | 22 | 1 | Electric Utility | IC | NG | NG | SWPP | 0 | 0 | 2021
Vintage2004 | petroleum | TRUE | 3000 | N | . | Boomer Lake Station | Stillwater Utilities Authority | 18125 | OK | WSC | MRO |  | 22 | 1 | Electric Utility | IC | DFO | DFO | SWPP | 306 | 33 | 2021
| natural gas peaker | FALSE | 3000 | N | . | Boomer Lake Station | Stillwater Utilities Authority | 18125 | OK | WSC | MRO |  | 22 | 1 | Electric Utility | IC | NG | NG | SWPP | 0 | 0 | 2021
Vintage1953 | hydro | TRUE | 3003 | N | . | Fort Gibson | USCE-Tulsa District | 27470 | OK | WSC | MRO |  | 22 | 1 | Electric Utility | HY | WAT | HYC | SPA | 2377489 | 268825 | 2021
Vintage1953 | hydro | TRUE | 3004 | N | . | Tenkiller Ferry | USCE-Tulsa District | 27470 | OK | WSC | MRO |  | 22 | 1 | Electric Utility | HY | WAT | HYC | SPA | 1376974 | 155696 | 2021
Vintage1977 | natural gas combined cycle | TRUE | 3006 | N | . | Anadarko Plant | Western Farmers Elec Coop, Inc | 20447 | OK | WSC | MRO |  | 22 | 1 | Electric Utility | CS | NG | NG | SWPP | 1293366 | 144399 | 2021
Vintage2009 | natural gas peaker | TRUE | 3006 | N | . | Anadarko Plant | Western Farmers Elec Coop, Inc | 20447 | OK | WSC | MRO |  | 22 | 1 | Electric Utility | GT | NG | NG | SWPP | 3454583 | 289018 | 2021
Vintage1959 | natural gas steam turbine | TRUE | 3006 | N | . | Anadarko Plant | Western Farmers Elec Coop, Inc | 20447 | OK | WSC | MRO |  | 22 | 1 | Electric Utility | ST | NG | NG | SWPP | 1228 | 187 | 2021
Vintage1975 | natural gas steam turbine | TRUE | 3008 | N | . | Mooreland | Western Farmers Elec Coop, Inc | 20447 | OK | WSC | MRO |  | 22 | 1 | Electric Utility | ST | NG | NG | SWPP | 751648 | 53198 | 2021
Vintage1967 | hydro | TRUE | 3013 | N | . | Hells Canyon | Idaho Power Co | 9191 | OR | PACC | WECC |  | 22 | 1 | Electric Utility | HY | WAT | HYC | IPCO | 12457810 | 1408617 | 2021
Vintage1961 | hydro | TRUE | 3014 | N | . | Oxbow (OR) | Idaho Power Co | 9191 | OR | PACC | WECC |  | 22 | 1 | Electric Utility | HY | WAT | HYC | IPCO | 6066948 | 685996 | 2021
Vintage1953 | hydro | TRUE | 3020 | N | . | Clearwater 1 | PacifiCorp | 14354 | OR | PACC | WECC |  | 22 | 1 | Electric Utility | HY | WAT | HYC | PACW | 159067 | 17986 | 2021
Vintage1953 | hydro | TRUE | 3021 | N | . | Clearwater 2 | PacifiCorp | 14354 | OR | PACC | WECC |  | 22 | 1 | Electric Utility | HY | WAT | HYC | PACW | 135773 | 15352 | 2021
Vintage1957 | hydro | TRUE | 3024 | N | . | Eagle Point | PacifiCorp | 14354 | OR | PACC | WECC |  | 22 | 1 | Electric Utility | HY | WAT | HYC | PACW | 118669 | 13418 | 2021
| hydro | FALSE | 3025 | N | . | East Side | PacifiCorp | 14354 | OR | PACC | WECC |  | 22 | 1 | Electric Utility | HY | WAT | HYC | PACW | 0 | 0 | 2021
Vintage1952 | hydro | TRUE | 3026 | N | . | Fish Creek | PacifiCorp | 14354 | OR | PACC | WECC |  | 22 | 1 | Electric Utility | HY | WAT | HYC | PACW | 108251 | 12240 | 2021
Vintage1958 | hydro | TRUE | 3028 | N | . | John C Boyle | PacifiCorp | 14354 | OR | PACC | WECC |  | 22 | 1 | Electric Utility | HY | WAT | HYC | PACW | 1365486 | 154397 | 2021
Vintage1955 | hydro | TRUE | 3029 | N | . | Lemolo 1 | PacifiCorp | 14354 | OR | PACC | WECC |  | 22 | 1 | Electric Utility | HY | WAT | HYC | PACW | 736342 | 83259 | 2021
Vintage1912 | hydro | TRUE | 3032 | N | . | Prospect 1 | PacifiCorp | 14354 | OR | PACC | WECC |  | 22 | 1 | Electric Utility | HY | WAT | HYC | PACW | 41804 | 4727 | 2021
Vintage1928 | hydro | TRUE | 3033 | N | . | Prospect 2 | PacifiCorp | 14354 | OR | PACC | WECC |  | 22 | 1 | Electric Utility | HY | WAT | HYC | PACW | 1354405 | 153144 | 2021
Vintage1932 | hydro | TRUE | 3034 | N | . | Prospect 3 | PacifiCorp | 14354 | OR | PACC | WECC |  | 22 | 1 | Electric Utility | HY | WAT | HYC | PACW | 94029 | 10632 | 2021
Vintage1944 | hydro | TRUE | 3035 | N | . | Prospect 4 | PacifiCorp | 14354 | OR | PACC | WECC |  | 22 | 1 | Electric Utility | HY | WAT | HYC | PACW | 8678 | 981 | 2021
Vintage1951 | hydro | TRUE | 3036 | N | . | Slide Creek | PacifiCorp | 14354 | OR | PACC | WECC |  | 22 | 1 | Electric Utility | HY | WAT | HYC | PACW | 327665 | 37049 | 2021
Vintage1952 | hydro | TRUE | 3037 | N | . | Soda Springs | PacifiCorp | 14354 | OR | PACC | WECC |  | 22 | 1 | Electric Utility | HY | WAT | HYC | PACW | 279293 | 31580 | 2021
Vintage1950 | hydro | TRUE | 3040 | N | . | Toketee Falls | PacifiCorp | 14354 | OR | PACC | WECC |  | 22 | 1 | Electric Utility | HY | WAT | HYC | PACW | 1275365 | 144207 | 2021
Vintage1921 | hydro | TRUE | 3041 | N | . | Wallowa Falls | PacifiCorp | 14354 | OR | PACC | WECC |  | 22 | 1 | Electric Utility | HY | WAT | HYC | PACW | 27238 | 3080 | 2021
| hydro | FALSE | 3045 | N | . | Faraday | Portland General Electric Co | 15248 | OR | PACC | WECC |  | 22 | 1 | Electric Utility | HY | WAT | HYC | PGE | 0 | -273 | 2021
Vintage1958 | hydro | TRUE | 3047 | N | . | North Fork | Portland General Electric Co | 15248 | OR | PACC | WECC |  | 22 | 1 | Electric Utility | HY | WAT | HYC | PGE | 1478415 | 167166 | 2021
Vintage1958 | hydro | TRUE | 3048 | N | . | Pelton | Portland General Electric Co | 15248 | OR | PACC | WECC |  | 22 | 1 | Electric Utility | HY | WAT | HYC | PGE | 2610911 | 295218 | 2021
Vintage1952 | hydro | TRUE | 3049 | N | . | River Mill | Portland General Electric Co | 15248 | OR | PACC | WECC |  | 22 | 1 | Electric Utility | HY | WAT | HYC | PGE | 703690 | 79567 | 2021
Vintage1964 | hydro | TRUE | 3050 | N | . | Round Butte | Portland General Electric Co | 15248 | OR | PACC | WECC |  | 22 | 1 | Electric Utility | HY | WAT | HYC | PGE | 6616921 | 748182 | 2021
Vintage1952 | hydro | TRUE | 3053 | N | . | Sullivan | Portland General Electric Co | 15248 | OR | PACC | WECC |  | 22 | 1 | Electric Utility | HY | WAT | HYC | PGE | 960467 | 108601 | 2021
Vintage1963 | hydro | TRUE | 3067 | N | . | Carmen Smith | Eugene Water & Electric Board | 6013 | OR | PACC | WECC |  | 22 | 1 | Electric Utility | HY | WAT | HYC | BPAT | 1330677 | 150461 | 2021
Vintage1949 | hydro | TRUE | 3071 | N | . | Walterville | Eugene Water & Electric Board | 6013 | OR | PACC | WECC |  | 22 | 1 | Electric Utility | HY | WAT | HYC | BPAT | 451929 | 51100 | 2021
Vintage1954 | hydro | TRUE | 3074 | N | . | Big Cliff | USACE Northwestern Division | 19400 | OR | PACC | WECC |  | 22 | 1 | Electric Utility | HY | WAT | HYC | BPAT | 708342 | 80093 | 2021
Vintage1982 | hydro | TRUE | 3075 | N | . | Bonneville | USACE Northwestern Division | 19400 | OR | PACC | WECC |  | 22 | 1 | Electric Utility | HY | WAT | HYC | BPAT | 35468297 | 4010436 | 2021
Vintage1964 | hydro | TRUE | 3076 | N | . | Cougar | USACE Northwestern Division | 19400 | OR | PACC | WECC |  | 22 | 1 | Electric Utility | HY | WAT | HYC | BPAT | 709385 | 80211 | 2021
Vintage1953 | hydro | TRUE | 3077 | N | . | Detroit | USACE Northwestern Division | 19400 | OR | PACC | WECC |  | 22 | 1 | Electric Utility | HY | WAT | HYC | BPAT | 1704541 | 192734 | 2021
Vintage1955 | hydro | TRUE | 3078 | N | . | Dexter | USACE Northwestern Division | 19400 | OR | PACC | WECC |  | 22 | 1 | Electric Utility | HY | WAT | HYC | BPAT | 499951 | 56530 | 2021
Vintage1967 | hydro | TRUE | 3080 | N | . | Green Peter | USACE Northwestern Division | 19400 | OR | PACC | WECC |  | 22 | 1 | Electric Utility | HY | WAT | HYC | BPAT | 1769038 | 200027 | 2021
Vintage1962 | hydro | TRUE | 3081 | N | . | Hills Creek | USACE Northwestern Division | 19400 | OR | PACC | WECC |  | 22 | 1 | Electric Utility | HY | WAT | HYC | BPAT | 913903 | 103336 | 2021
Vintage1971 | hydro | TRUE | 3082 | N | . | John Day | USACE Northwestern Division | 19400 | OR | PACC | WECC |  | 22 | 1 | Electric Utility | HY | WAT | HYC | BPAT | 64849683 | 7332619 | 2021
Vintage1955 | hydro | TRUE | 3083 | N | . | Lookout Point | USACE Northwestern Division | 19400 | OR | PACC | WECC |  | 22 | 1 | Electric Utility | HY | WAT | HYC | BPAT | 1743284 | 197115 | 2021
Vintage1957 | hydro | TRUE | 3084 | N | . | McNary | USACE Northwestern Division | 19400 | OR | PACC | WECC |  | 22 | 1 | Electric Utility | HY | WAT | HYC | BPAT | 38353244 | 4336640 | 2021
Vintage1974 | natural gas combined cycle | TRUE | 3096 | N | . | Brunot Island | Brunot Island Power, LLC | 63032 | PA | MAT | RFC |  | 22 | 2 | NAICS-22 Non-Cogen | CA | NG | NG | PJM | 9749 | 2460 | 2021
Vintage1973 | natural gas combined cycle | TRUE | 3096 | N | . | Brunot Island | Brunot Island Power, LLC | 63032 | PA | MAT | RFC |  | 22 | 2 | NAICS-22 Non-Cogen | CT | NG | NG | PJM | 308361 | 21142 | 2021
Vintage1972 | petroleum | FALSE | 3096 | N | . | Brunot Island | Brunot Island Power, LLC | 63032 | PA | MAT | RFC |  | 22 | 2 | NAICS-22 Non-Cogen | GT | DFO | DFO | PJM | 2249 | -139 | 2021
Vintage1971 | petroleum | TRUE | 3109 | N | . | Hamilton (PA) | Hamilton Power, LLC | 63035 | PA | MAT | RFC |  | 22 | 2 | NAICS-22 Non-Cogen | GT | DFO | DFO | PJM | 5213 | 172 | 2021
| petroleum | FALSE | 3110 | N | . | Hunterstown | Hunterstown Power, LLC | 63036 | PA | MAT | RFC |  | 22 | 2 | NAICS-22 Non-Cogen | GT | DFO | DFO | PJM | 0 | 0 | 2021
Vintage1971 | natural gas peaker | TRUE | 3110 | N | . | Hunterstown | Hunterstown Power, LLC | 63036 | PA | MAT | RFC |  | 22 | 2 | NAICS-22 Non-Cogen | GT | NG | NG | PJM | 454606 | 30950 | 2021
Vintage1972 | petroleum | TRUE | 3111 | N | . | Mountain | Mountain Power, LLC | 63037 | PA | MAT | RFC |  | 22 | 2 | NAICS-22 Non-Cogen | GT | DFO | DFO | PJM | 62430 | 3710 | 2021
| natural gas peaker | FALSE | 3111 | N | . | Mountain | Mountain Power, LLC | 63037 | PA | MAT | RFC |  | 22 | 2 | NAICS-22 Non-Cogen | GT | NG | NG | PJM | 0 | 0 | 2021
Vintage1971 | petroleum | TRUE | 3112 | N | . | Orrtanna | Orrtanna Power, LLC | 63038 | PA | MAT | RFC |  | 22 | 2 | NAICS-22 Non-Cogen | GT | DFO | DFO | PJM | 4127 | 35 | 2021
| hard coal | FALSE | 3113 | N | . | Portland (PA) | Portland Power, LLC | 63039 | PA | MAT | RFC |  | 22 | 2 | NAICS-22 Non-Cogen | GT | BIT | COL | PJM | 0 | 0 | 2021
Vintage1997 | petroleum | TRUE | 3113 | N | . | Portland (PA) | Portland Power, LLC | 63039 | PA | MAT | RFC |  | 22 | 2 | NAICS-22 Non-Cogen | GT | DFO | DFO | PJM | 41273 | 2026 | 2021
| natural gas peaker | FALSE | 3113 | N | . | Portland (PA) | Portland Power, LLC | 63039 | PA | MAT | RFC |  | 22 | 2 | NAICS-22 Non-Cogen | GT | NG | NG | PJM | 0 | 0 | 2021
Vintage1972 | petroleum | TRUE | 3114 | N | . | Shawnee (PA) | Shawnee Power, LLC | 63040 | PA | MAT | RFC |  | 22 | 2 | NAICS-22 Non-Cogen | GT | DFO | DFO | PJM | 5005 | 133 | 2021
| hard coal | FALSE | 3115 | N | . | Titus | Titus Power, LLC | 63041 | PA | MAT | RFC |  | 22 | 2 | NAICS-22 Non-Cogen | GT | BIT | COL | PJM | 0 | 0 | 2021
Vintage1970 | petroleum | FALSE | 3115 | N | . | Titus | Titus Power, LLC | 63041 | PA | MAT | RFC |  | 22 | 2 | NAICS-22 Non-Cogen | GT | DFO | DFO | PJM | 5483 | -335 | 2021
| natural gas peaker | FALSE | 3115 | N | . | Titus | Titus Power, LLC | 63041 | PA | MAT | RFC |  | 22 | 2 | NAICS-22 Non-Cogen | GT | NG | NG | PJM | 0 | 0 | 2021
Vintage1972 | petroleum | TRUE | 3116 | N | . | Tolna | Tolna Power, LLC | 63042 | PA | MAT | RFC |  | 22 | 2 | NAICS-22 Non-Cogen | GT | DFO | DFO | PJM | 48455 | 2856 | 2021
Vintage1905 | hydro | TRUE | 3117 | N | . | York Haven | Eagle Creek Renewable Energy, LLC | 57280 | PA | MAT | RFC |  | 22 | 2 | NAICS-22 Non-Cogen | HY | WAT | HYC | PJM | 852155 | 96354 | 2021
Vintage1970 | petroleum | TRUE | 3118 | N | . | Conemaugh | KeyCon Operating LLC | 63047 | PA | MAT | RFC |  | 22 | 2 | NAICS-22 Non-Cogen | IC | DFO | DFO | PJM | 1969 | 193 | 2021
Vintage1971 | hard coal | TRUE | 3118 | N | . | Conemaugh | KeyCon Operating LLC | 63047 | PA | MAT | RFC |  | 22 | 2 | NAICS-22 Non-Cogen | ST | BIT | COL | PJM | 9841667 | 939907.1 | 2021
Vintage0 | natural gas steam turbine | FALSE | 3118 | N | . | Conemaugh | KeyCon Operating LLC | 63047 | PA | MAT | RFC |  | 22 | 2 | NAICS-22 Non-Cogen | ST | NG | NG | PJM | 257389 | 24185.673 | 2021
Vintage1971 | hard coal | TRUE | 3118 | N | . | Conemaugh | KeyCon Operating LLC | 63047 | PA | MAT | RFC |  | 22 | 2 | NAICS-22 Non-Cogen | ST | RC | COL | PJM | 64148113 | 6298878.2 | 2021
Vintage1971 | natural gas peaker | TRUE | 3120 | N | . | Blossburg | Blossburg Power, LLC | 63043 | PA | MAT | RFC |  | 22 | 2 | NAICS-22 Non-Cogen | GT | NG | NG | PJM | 11803 | 543 | 2021
Vintage1977 | hard coal | TRUE | 3122 | N | . | Homer City Generating Station | NRG Homer City Services LLC | 58615 | PA | MAT | RFC |  | 22 | 2 | NAICS-22 Non-Cogen | ST | BIT | COL | PJM | 47762708 | 4403331.3 | 2021
Vintage0 | petroleum | FALSE | 3122 | N | . | Homer City Generating Station | NRG Homer City Services LLC | 58615 | PA | MAT | RFC |  | 22 | 2 | NAICS-22 Non-Cogen | ST | DFO | DFO | PJM | 377794 | 33304.679 | 2021
Vintage1928 | hydro | TRUE | 3124 | N | . | Piney | BP Piney & Deep Creek LLC | 54679 | PA | MAT | RFC |  | 22 | 2 | NAICS-22 Non-Cogen | HY | WAT | HYC | PJM | 586817 | 66352 | 2021
| hard coal | FALSE | 3130 | N | . | Seward (PA) | Seward Generating LLC | 61781 | PA | MAT | RFC |  | 22 | 2 | NAICS-22 Non-Cogen | ST | BIT | COL | PJM | 0 | 0 | 2021
Vintage0 | petroleum | FALSE | 3130 | N | . | Seward (PA) | Seward Generating LLC | 61781 | PA | MAT | RFC |  | 22 | 2 | NAICS-22 Non-Cogen | ST | DFO | DFO | PJM | 89398 | 8079.524 | 2021
Vintage2004 | hard coal | TRUE | 3130 | N | . | Seward (PA) | Seward Generating LLC | 61781 | PA | MAT | RFC |  | 22 | 2 | NAICS-22 Non-Cogen | ST | WC | WOC | PJM | 31291921 | 2850651.5 | 2021
Vintage1966 | petroleum | TRUE | 3131 | N | . | Shawville | Shawville Power, LLC | 63044 | PA | MAT | RFC |  | 22 | 2 | NAICS-22 Non-Cogen | IC | DFO | DFO | PJM | 1023 | 95 | 2021
| hard coal | FALSE | 3131 | N | . | Shawville | Shawville Power, LLC | 63044 | PA | MAT | RFC |  | 22 | 2 | NAICS-22 Non-Cogen | ST | BIT | COL | PJM | 0 | 0 | 2021
| petroleum | FALSE | 3131 | N | . | Shawville | Shawville Power, LLC | 63044 | PA | MAT | RFC |  | 22 | 2 | NAICS-22 Non-Cogen | ST | DFO | DFO | PJM | 0 | 0 | 2021
Vintage1960 | natural gas steam turbine | TRUE | 3131 | N | . | Shawville | Shawville Power, LLC | 63044 | PA | MAT | RFC |  | 22 | 2 | NAICS-22 Non-Cogen | ST | NG | NG | PJM | 7376132 | 634878 | 2021
| petroleum | FALSE | 3132 | N | . | Warren | Warren Generation, LLC | 63045 | PA | MAT | RFC |  | 22 | 2 | NAICS-22 Non-Cogen | GT | DFO | DFO | PJM | 0 | 0 | 2021
Vintage1972 | natural gas peaker | TRUE | 3132 | N | . | Warren | Warren Generation, LLC | 63045 | PA | MAT | RFC |  | 22 | 2 | NAICS-22 Non-Cogen | GT | NG | NG | PJM | 130040 | 7126.999 | 2021
Vintage1968 | petroleum | TRUE | 3136 | N | . | Keystone | KeyCon Operating LLC | 63047 | PA | MAT | RFC |  | 22 | 2 | NAICS-22 Non-Cogen | IC | DFO | DFO | PJM | 2355 | 208 | 2021
Vintage1968 | hard coal | TRUE | 3136 | N | . | Keystone | KeyCon Operating LLC | 63047 | PA | MAT | RFC |  | 22 | 2 | NAICS-22 Non-Cogen | ST | BIT | COL | PJM | 5660400 | 482937.99 | 2021
Vintage0 | petroleum | FALSE | 3136 | N | . | Keystone | KeyCon Operating LLC | 63047 | PA | MAT | RFC |  | 22 | 2 | NAICS-22 Non-Cogen | ST | DFO | DFO | PJM | 13829 | 1409.848 | 2021
Vintage1968 | hard coal | TRUE | 3136 | N | . | Keystone | KeyCon Operating LLC | 63047 | PA | MAT | RFC |  | 22 | 2 | NAICS-22 Non-Cogen | ST | RC | COL | PJM | 72036566 | 6931133.2 | 2021
| petroleum | FALSE | 3136 | N | . | Keystone | KeyCon Operating LLC | 63047 | PA | MAT | RFC |  | 22 | 2 | NAICS-22 Non-Cogen | ST | RFO | RFO | PJM | 0 | 0 | 2021
| hard coal | FALSE | 3136 | N | . | Keystone | KeyCon Operating LLC | 63047 | PA | MAT | RFC |  | 22 | 2 | NAICS-22 Non-Cogen | ST | SC | COL | PJM | 0 | 0 | 2021
Vintage1968 | petroleum | TRUE | 3138 | N | . | New Castle Plant | New Castle Power, LLC | 63031 | PA | MAT | RFC |  | 22 | 2 | NAICS-22 Non-Cogen | IC | DFO | DFO | PJM | 600 | 55 | 2021
Vintage1964 | natural gas steam turbine | TRUE | 3138 | N | . | New Castle Plant | New Castle Power, LLC | 63031 | PA | MAT | RFC |  | 22 | 2 | NAICS-22 Non-Cogen | ST | NG | NG | PJM | 3807178 | 297574 | 2021
| hard coal | FALSE | 3138 | N | . | New Castle Plant | New Castle Power, LLC | 63031 | PA | MAT | RFC |  | 22 | 2 | NAICS-22 Non-Cogen | ST | SUB | COL | PJM | 0 | 0 | 2021
Vintage1967 | petroleum | TRUE | 3139 | N | . | TalenEnergy Martin Creek LLC Allentown | TalenEnergy Martins Creek LLC | 15276 | PA | MAT | RFC |  | 22 | 2 | NAICS-22 Non-Cogen | GT | DFO | DFO | PJM | 6033 | 382 | 2021
| petroleum | FALSE | 3140 | N | . | Brunner Island | Brunner Island LLC | 15537 | PA | MAT | RFC |  | 22 | 2 | NAICS-22 Non-Cogen | IC | DFO | DFO | PJM | 0 | 0 | 2021
Vintage1969 | hard coal | TRUE | 3140 | N | . | Brunner Island | Brunner Island LLC | 15537 | PA | MAT | RFC |  | 22 | 2 | NAICS-22 Non-Cogen | ST | BIT | COL | PJM | 21404265 | 1920017.8 | 2021
Vintage0 | petroleum | FALSE | 3140 | N | . | Brunner Island | Brunner Island LLC | 15537 | PA | MAT | RFC |  | 22 | 2 | NAICS-22 Non-Cogen | ST | DFO | DFO | PJM | 14681 | 1282.816 | 2021
Vintage0 | natural gas steam turbine | FALSE | 3140 | N | . | Brunner Island | Brunner Island LLC | 15537 | PA | MAT | RFC |  | 22 | 2 | NAICS-22 Non-Cogen | ST | NG | NG | PJM | 7068730 | 597235.42 | 2021
| hard coal | FALSE | 3140 | N | . | Brunner Island | Brunner Island LLC | 15537 | PA | MAT | RFC |  | 22 | 2 | NAICS-22 Non-Cogen | ST | RC | COL | PJM | 0 | 0 | 2021
Vintage1969 | petroleum | TRUE | 3142 | N | . | TalenEnergy Martins Creek LLC Fishbach | TalenEnergy Martins Creek LLC | 15276 | PA | MAT | RFC |  | 22 | 2 | NAICS-22 Non-Cogen | GT | DFO | DFO | PJM | 514 | 36 | 2021
Vintage1967 | petroleum | TRUE | 3143 | N | . | TalenEnergy Martins Creek LLC Harrisburg | TalenEnergy Martins Creek LLC | 15276 | PA | MAT | RFC |  | 22 | 2 | NAICS-22 Non-Cogen | GT | DFO | DFO | PJM | 13829 | 828 | 2021
Vintage1967 | petroleum | TRUE | 3144 | N | . | TalenEnergy Martins Creek LLC Harwood | TalenEnergy Martins Creek LLC | 15276 | PA | MAT | RFC |  | 22 | 2 | NAICS-22 Non-Cogen | GT | DFO | DFO | PJM | 6831 | 361 | 2021
Vintage2013 | hydro | TRUE | 3145 | N | . | Holtwood | BIF III Holtwood LLC | 60416 | PA | MAT | RFC |  | 22 | 2 | NAICS-22 Non-Cogen | HY | WAT | HYC | PJM | 9835803 | 1112144 | 2021
Vintage1969 | petroleum | TRUE | 3146 | N | . | TalenEnergy Martins Creek LLC Jenkins | TalenEnergy Martins Creek LLC | 15276 | PA | MAT | RFC |  | 22 | 2 | NAICS-22 Non-Cogen | GT | DFO | DFO | PJM | 1157 | 62 | 2021
Vintage1969 | petroleum | TRUE | 3147 | N | . | TalenEnergy Martins Creek LLC Lock Haven | TalenEnergy Martins Creek LLC | 15276 | PA | MAT | RFC |  | 22 | 2 | NAICS-22 Non-Cogen | GT | DFO | DFO | PJM | 288 | 20 | 2021
Vintage1971 | natural gas peaker | TRUE | 3148 | N | . | TalenEnergy Martins Creek | TalenEnergy Martins Creek LLC | 15276 | PA | MAT | RFC |  | 22 | 2 | NAICS-22 Non-Cogen | GT | NG | NG | PJM | 178976 | 10713 | 2021
Vintage0 | petroleum | FALSE | 3148 | N | . | TalenEnergy Martins Creek | TalenEnergy Martins Creek LLC | 15276 | PA | MAT | RFC |  | 22 | 2 | NAICS-22 Non-Cogen | ST | DFO | DFO | PJM | 865 | 54.995 | 2021
Vintage1977 | natural gas steam turbine | TRUE | 3148 | N | . | TalenEnergy Martins Creek | TalenEnergy Martins Creek LLC | 15276 | PA | MAT | RFC |  | 22 | 2 | NAICS-22 Non-Cogen | ST | NG | NG | PJM | 4618382 | 343460.94 | 2021
Vintage0 | petroleum | FALSE | 3148 | N | . | TalenEnergy Martins Creek | TalenEnergy Martins Creek LLC | 15276 | PA | MAT | RFC |  | 22 | 2 | NAICS-22 Non-Cogen | ST | RFO | RFO | PJM | 20474 | 1535.066 | 2021
Vintage1973 | hard coal | TRUE | 3149 | N | . | TalenEnergy Montour | TalenEnergy Montour LLC | 15534 | PA | MAT | RFC |  | 22 | 2 | NAICS-22 Non-Cogen | ST | BIT | COL | PJM | 13217807 | 1248538 | 2021
Vintage0 | petroleum | FALSE | 3149 | N | . | TalenEnergy Montour | TalenEnergy Montour LLC | 15534 | PA | MAT | RFC |  | 22 | 2 | NAICS-22 Non-Cogen | ST | DFO | DFO | PJM | 130044 | 11797.001 | 2021
| hard coal | FALSE | 3149 | N | . | TalenEnergy Montour | TalenEnergy Montour LLC | 15534 | PA | MAT | RFC |  | 22 | 2 | NAICS-22 Non-Cogen | ST | RC | COL | PJM | 0 | 0 | 2021
| hard coal | FALSE | 3152 | N | . | Sunbury Generation LP | Sunbury Generation LP | 22001 | PA | MAT | RFC |  | 22 | 2 | NAICS-22 Non-Cogen | GT | BIT | COL | PJM | 0 | 0 | 2021
Vintage1971 | petroleum | TRUE | 3152 | N | . | Sunbury Generation LP | Sunbury Generation LP | 22001 | PA | MAT | RFC |  | 22 | 2 | NAICS-22 Non-Cogen | GT | DFO | DFO | PJM | 4177 | 136 | 2021
| petroleum | FALSE | 3152 | N | . | Sunbury Generation LP | Sunbury Generation LP | 22001 | PA | MAT | RFC |  | 22 | 2 | NAICS-22 Non-Cogen | GT | PC | PC | PJM | 0 | 0 | 2021
Vintage1967 | petroleum | TRUE | 3152 | N | . | Sunbury Generation LP | Sunbury Generation LP | 22001 | PA | MAT | RFC |  | 22 | 2 | NAICS-22 Non-Cogen | IC | DFO | DFO | PJM | 938 | 76 | 2021
Vintage1926 | hydro | TRUE | 3153 | N | . | Wallenpaupack | Wallenpuapack Hydro | 60417 | PA | MAT | RFC |  | 22 | 2 | NAICS-22 Non-Cogen | HY | WAT | HYC | PJM | 1032713 | 116770 | 2021
Vintage1969 | petroleum | TRUE | 3154 | N | . | TalenEnergy Martins Creek LLC West Shore | TalenEnergy Martins Creek LLC | 15276 | PA | MAT | RFC |  | 22 | 2 | NAICS-22 Non-Cogen | GT | DFO | DFO | PJM | 15773 | 1149 | 2021
Vintage1967 | petroleum | TRUE | 3155 | N | . | TalenEnergy Martins Creek LLC Williamsport | TalenEnergy Martins Creek LLC | 15276 | PA | MAT | RFC |  | 22 | 2 | NAICS-22 Non-Cogen | GT | DFO | DFO | PJM | 1895 | 103 | 2021
Vintage1969 | petroleum | TRUE | 3157 | N | . | Chester Generating Station | Exelon Power | 6035 | PA | MAT | RFC |  | 22 | 2 | NAICS-22 Non-Cogen | GT | DFO | DFO | PJM | 1681 | 94 | 2021
Vintage1970 | petroleum | TRUE | 3160 | N | . | Delaware Generating Station | Exelon Power | 6035 | PA | MAT | RFC |  | 22 | 2 | NAICS-22 Non-Cogen | GT | DFO | DFO | PJM | 6370 | 202 | 2021
Vintage1970 | petroleum | TRUE | 3161 | N | . | Eddystone Generating Station | Exelon Power | 6035 | PA | MAT | RFC |  | 22 | 2 | NAICS-22 Non-Cogen | GT | DFO | DFO | PJM | 15677 | 160 | 2021
Vintage0 | petroleum | FALSE | 3161 | N | . | Eddystone Generating Station | Exelon Power | 6035 | PA | MAT | RFC |  | 22 | 2 | NAICS-22 Non-Cogen | ST | DFO | DFO | PJM | 30309 | 1707.421 | 2021
Vintage1976 | natural gas steam turbine | TRUE | 3161 | N | . | Eddystone Generating Station | Exelon Power | 6035 | PA | MAT | RFC |  | 22 | 2 | NAICS-22 Non-Cogen | ST | NG | NG | PJM | 248095 | 14605.579 | 2021
Vintage1970 | petroleum | TRUE | 3162 | N | . | Falls | Exelon Power | 6035 | PA | MAT | RFC |  | 22 | 2 | NAICS-22 Non-Cogen | GT | DFO | DFO | PJM | 3689 | 187 | 2021
Vintage1970 | petroleum | TRUE | 3163 | N | . | Moser Generating Station | Exelon Power | 6035 | PA | MAT | RFC |  | 22 | 2 | NAICS-22 Non-Cogen | GT | DFO | DFO | PJM | 39515 | 2683 | 2021
| other | FALSE | 3164 | N | . | Muddy Run | Exelon Power | 6035 | PA | MAT | RFC |  | 22 | 2 | NAICS-22 Non-Cogen | PS | WAT | HPS | PJM | 0 | -521656 | 2021
Vintage1974 | nuclear | TRUE | 3166 | N | 3 | Peach Bottom | Exelon Nuclear | 55951 | PA | MAT | RFC |  | 22 | 2 | NAICS-22 Non-Cogen | ST | NUC | NUC | PJM | 112938503 | 10829157 | 2021
Vintage1974 | nuclear | TRUE | 3166 | N | 2 | Peach Bottom | Exelon Nuclear | 55951 | PA | MAT | RFC |  | 22 | 2 | NAICS-22 Non-Cogen | ST | NUC | NUC | PJM | 119299532 | 11439087 | 2021
Vintage1973 | petroleum | TRUE | 3168 | N | . | Richmond Generating Station | Exelon Power | 6035 | PA | MAT | RFC |  | 22 | 2 | NAICS-22 Non-Cogen | GT | DFO | DFO | PJM | 9441 | 678 | 2021
Vintage1971 | petroleum | TRUE | 3169 | N | . | Schuylkill Generating Station | Exelon Power | 6035 | PA | MAT | RFC |  | 22 | 2 | NAICS-22 Non-Cogen | GT | DFO | DFO | PJM | 2867 | 183 | 2021
| petroleum | FALSE | 3169 | N | . | Schuylkill Generating Station | Exelon Power | 6035 | PA | MAT | RFC |  | 22 | 2 | NAICS-22 Non-Cogen | GT | RFO | RFO | PJM | 0 | 0 | 2021
Vintage1968 | petroleum | TRUE | 3170 | N | . | Southwark | Exelon Power | 6035 | PA | MAT | RFC |  | 22 | 2 | NAICS-22 Non-Cogen | GT | DFO | DFO | PJM | 5408 | 168 | 2021
Vintage1986 | hydro | TRUE | 3175 | N | . | Safe Harbor | Safe Harbor | 59364 | PA | MAT | RFC |  | 22 | 2 | NAICS-22 Non-Cogen | HY | WAT | HYC | PJM | 10505301 | 1187845 | 2021
Vintage1959 | natural gas combined cycle | TRUE | 3176 | N | . | Hunlock Power Station | UGI Development Co | 19391 | PA | MAT | RFC |  | 22 | 2 | NAICS-22 Non-Cogen | CA | NG | NG | PJM | 109412 | 60915 | 2021
| hard coal | FALSE | 3176 | N | . | Hunlock Power Station | UGI Development Co | 19391 | PA | MAT | RFC |  | 22 | 2 | NAICS-22 Non-Cogen | CT | BIT | COL | PJM | 0 | 0 | 2021
| petroleum | FALSE | 3176 | N | . | Hunlock Power Station | UGI Development Co | 19391 | PA | MAT | RFC |  | 22 | 2 | NAICS-22 Non-Cogen | CT | DFO | DFO | PJM | 0 | 0 | 2021
Vintage2011 | natural gas combined cycle | TRUE | 3176 | N | . | Hunlock Power Station | UGI Development Co | 19391 | PA | MAT | RFC |  | 22 | 2 | NAICS-22 Non-Cogen | CT | NG | NG | PJM | 2437313 | 242430 | 2021
| petroleum | FALSE | 3176 | N | . | Hunlock Power Station | UGI Development Co | 19391 | PA | MAT | RFC |  | 22 | 2 | NAICS-22 Non-Cogen | CT | PC | PC | PJM | 0 | 0 | 2021
| petroleum | FALSE | 3236 | N | . | Manchester Street | Manchester Street, LLC. | 63350 | RI | NEW | NPCC |  | 22 | 2 | NAICS-22 Non-Cogen | CA | DFO | DFO | ISNE | 0 | 1612.164 | 2021
| natural gas combined cycle | FALSE | 3236 | N | . | Manchester Street | Manchester Street, LLC. | 63350 | RI | NEW | NPCC |  | 22 | 2 | NAICS-22 Non-Cogen | CA | NG | NG | ISNE | 0 | 447195.84 | 2021
Vintage0 | petroleum | FALSE | 3236 | N | . | Manchester Street | Manchester Street, LLC. | 63350 | RI | NEW | NPCC |  | 22 | 2 | NAICS-22 Non-Cogen | CT | DFO | DFO | ISNE | 41335 | 3461.449 | 2021
Vintage1995 | natural gas combined cycle | TRUE | 3236 | N | . | Manchester Street | Manchester Street, LLC. | 63350 | RI | NEW | NPCC |  | 22 | 2 | NAICS-22 Non-Cogen | CT | NG | NG | ISNE | 11102062 | 944834.55 | 2021
Vintage0 | petroleum | FALSE | 3250 | N | . | Darlington County | Duke Energy Progress - (NC) | 3046 | SC | SAT | SERC |  | 22 | 1 | Electric Utility | GT | DFO | DFO | CPLE | 26659 | 1370.837 | 2021
Vintage1997 | natural gas peaker | TRUE | 3250 | N | . | Darlington County | Duke Energy Progress - (NC) | 3046 | SC | SAT | SERC |  | 22 | 1 | Electric Utility | GT | NG | NG | CPLE | 48381 | 2487.163 | 2021
| petroleum | FALSE | 3250 | N | . | Darlington County | Duke Energy Progress - (NC) | 3046 | SC | SAT | SERC |  | 22 | 1 | Electric Utility | GT | WO | WOO | CPLE | 0 | 0 | 2021
| hard coal | FALSE | 3251 | N | . | H B Robinson | Duke Energy Progress - (NC) | 3046 | SC | SAT | SERC |  | 22 | 1 | Electric Utility | ST | BIT | COL | CPLE | 0 | 0 | 2021
| petroleum | FALSE | 3251 | N | . | H B Robinson | Duke Energy Progress - (NC) | 3046 | SC | SAT | SERC |  | 22 | 1 | Electric Utility | ST | DFO | DFO | CPLE | 0 | 0 | 2021
| natural gas steam turbine | FALSE | 3251 | N | . | H B Robinson | Duke Energy Progress - (NC) | 3046 | SC | SAT | SERC |  | 22 | 1 | Electric Utility | ST | NG | NG | CPLE | 0 | 0 | 2021
Vintage1971 | nuclear | TRUE | 3251 | N | 2 | H B Robinson | Duke Energy Progress - (NC) | 3046 | SC | SAT | SERC |  | 22 | 1 | Electric Utility | ST | NUC | NUC | CPLE | 67022414 | 6426473 | 2021
Vintage1996 | hydro | TRUE | 3253 | N | . | Boyds Mill Hydro | Northbrook Carolina Hydro LLC | 13763 | SC | SAT | SERC |  | 22 | 2 | NAICS-22 Non-Cogen | HY | WAT | HYC | DUK | 38311 | 4332 | 2021
Vintage1940 | hydro | TRUE | 3254 | N | . | Buzzard Roost | South Carolina Public Service Authority | 17543 | SC | SAT | SERC |  | 22 | 1 | Electric Utility | HY | WAT | HYC | DUK | 321869 | 36394 | 2021
| petroleum | FALSE | 3254 | N | . | Buzzard Roost | South Carolina Public Service Authority | 17543 | SC | SAT | SERC |  | 22 | 1 | Electric Utility | ST | DFO | DFO | DUK | 0 | 0 | 2021
| natural gas steam turbine | FALSE | 3254 | N | . | Buzzard Roost | South Carolina Public Service Authority | 17543 | SC | SAT | SERC |  | 22 | 1 | Electric Utility | ST | NG | NG | DUK | 0 | 0 | 2021
Vintage1926 | hydro | TRUE | 3255 | N | . | Cedar Creek | Duke Energy Carolinas, LLC | 5416 | SC | SAT | SERC |  | 22 | 1 | Electric Utility | HY | WAT | HYC | DUK | 1177630 | 133156 | 2021
Vintage1923 | hydro | TRUE | 3256 | N | . | Dearborn | Duke Energy Carolinas, LLC | 5416 | SC | SAT | SERC |  | 22 | 1 | Electric Utility | HY | WAT | HYC | DUK | 945927 | 106957 | 2021
Vintage1916 | hydro | TRUE | 3257 | N | . | Fishing Creek | Duke Energy Carolinas, LLC | 5416 | SC | SAT | SERC |  | 22 | 1 | Electric Utility | HY | WAT | HYC | DUK | 1360870 | 153875 | 2021
Vintage1927 | hydro | TRUE | 3258 | N | . | Gaston Shoals | Northbrook Carolina Hydro II, LLC | 63010 | SC | SAT | SERC |  | 22 | 2 | NAICS-22 Non-Cogen | HY | WAT | HYC | DUK | 235350 | 26611 | 2021
| hydro | FALSE | 3259 | N | . | Great Falls (SC) | Duke Energy Carolinas, LLC | 5416 | SC | SAT | SERC |  | 22 | 1 | Electric Utility | HY | WAT | HYC | DUK | 0 | 0 | 2021
Vintage1996 | hydro | TRUE | 3261 | N | . | Hollidays Bridge Hydro | Northbrook Carolina Hydro LLC | 13763 | SC | SAT | SERC |  | 22 | 2 | NAICS-22 Non-Cogen | HY | WAT | HYC | DUK | 110400 | 12483 | 2021
| other | FALSE | 3262 | N | . | Jocassee | Duke Energy Carolinas, LLC | 5416 | SC | SAT | SERC |  | 22 | 1 | Electric Utility | PS | WAT | HPS | DUK | 0 | -185439 | 2021
Vintage2018 | natural gas combined cycle | TRUE | 3264 | N | . | W S Lee | Duke Energy Carolinas, LLC | 5416 | SC | SAT | SERC |  | 22 | 1 | Electric Utility | CA | NG | NG | DUK | 5462267 | 2400701 | 2021
Vintage2018 | natural gas combined cycle | TRUE | 3264 | N | . | W S Lee | Duke Energy Carolinas, LLC | 5416 | SC | SAT | SERC |  | 22 | 1 | Electric Utility | CT | NG | NG | DUK | 35892370 | 3449012 | 2021
Vintage0 | petroleum | FALSE | 3264 | N | . | W S Lee | Duke Energy Carolinas, LLC | 5416 | SC | SAT | SERC |  | 22 | 1 | Electric Utility | GT | DFO | DFO | DUK | 25056 | 726.433 | 2021
Vintage2007 | natural gas peaker | TRUE | 3264 | N | . | W S Lee | Duke Energy Carolinas, LLC | 5416 | SC | SAT | SERC |  | 22 | 1 | Electric Utility | GT | NG | NG | DUK | 72416 | 5814.567 | 2021
| petroleum | FALSE | 3264 | N | . | W S Lee | Duke Energy Carolinas, LLC | 5416 | SC | SAT | SERC |  | 22 | 1 | Electric Utility | ST | DFO | DFO | DUK | 0 | -819 | 2021
Vintage1958 | natural gas steam turbine | FALSE | 3264 | N | . | W S Lee | Duke Energy Carolinas, LLC | 5416 | SC | SAT | SERC |  | 22 | 1 | Electric Utility | ST | NG | NG | DUK | 1089 | -2917 | 2021
| biomass | FALSE | 3264 | N | . | W S Lee | Duke Energy Carolinas, LLC | 5416 | SC | SAT | SERC |  | 22 | 1 | Electric Utility | ST | WDS | WWW | DUK | 0 | -819 | 2021
Vintage1974 | nuclear | TRUE | 3265 | N | 3 | Oconee | Duke Energy Carolinas, LLC | 5416 | SC | SAT | SERC |  | 22 | 1 | Electric Utility | ST | NUC | NUC | DUK | 79728473 | 7644799 | 2021
Vintage1974 | nuclear | TRUE | 3265 | N | 2 | Oconee | Duke Energy Carolinas, LLC | 5416 | SC | SAT | SERC |  | 22 | 1 | Electric Utility | ST | NUC | NUC | DUK | 72813940 | 6981796 | 2021
Vintage1974 | nuclear | TRUE | 3265 | N | 1 | Oconee | Duke Energy Carolinas, LLC | 5416 | SC | SAT | SERC |  | 22 | 1 | Electric Utility | ST | NUC | NUC | DUK | 79051300 | 7579868 | 2021
Vintage1996 | hydro | TRUE | 3267 | N | . | Saluda Dam | Northbrook Carolina Hydro LLC | 13763 | SC | SAT | SERC |  | 22 | 2 | NAICS-22 Non-Cogen | HY | WAT | HYC | DUK | 84674 | 9574 | 2021
Vintage1919 | hydro | TRUE | 3270 | N | . | Wateree Hydro | Duke Energy Carolinas, LLC | 5416 | SC | SAT | SERC |  | 22 | 1 | Electric Utility | HY | WAT | HYC | DUK | 2019890 | 228391 | 2021
Vintage1925 | hydro | TRUE | 3271 | N | . | Wylie | Duke Energy Carolinas, LLC | 5416 | SC | SAT | SERC |  | 22 | 1 | Electric Utility | HY | WAT | HYC | DUK | 1195850 | 135216 | 2021
Vintage1910 | hydro | TRUE | 3272 | N | . | 99 Islands | Duke Energy Carolinas, LLC | 5416 | SC | SAT | SERC |  | 22 | 1 | Electric Utility | HY | WAT | HYC | DUK | 541173 | 61191 | 2021
Vintage1921 | hydro | TRUE | 3275 | N | . | Lockhart | Lockhart Power Co | 11118 | SC | SAT | SERC |  | 22 | 1 | Electric Utility | HY | WAT | HYC | DUK | 735530 | 83167 | 2021
Vintage0 | petroleum | FALSE | 3281 | N | . | Coit GT | Dominion Energy South Carolina, Inc | 17539 | SC | SAT | SERC |  | 22 | 1 | Electric Utility | GT | DFO | DFO | SCEG | 628 | 30.842 | 2021
Vintage1969 | natural gas peaker | TRUE | 3281 | N | . | Coit GT | Dominion Energy South Carolina, Inc | 17539 | SC | SAT | SERC |  | 22 | 1 | Electric Utility | GT | NG | NG | SCEG | 2174 | 107.158 | 2021
Vintage0 | petroleum | FALSE | 3285 | N | . | Hagood | Dominion Energy South Carolina, Inc | 17539 | SC | SAT | SERC |  | 22 | 1 | Electric Utility | GT | DFO | DFO | SCEG | 14729 | 1133.59 | 2021
Vintage2010 | natural gas peaker | TRUE | 3285 | N | . | Hagood | Dominion Energy South Carolina, Inc | 17539 | SC | SAT | SERC |  | 22 | 1 | Electric Utility | GT | NG | NG | SCEG | 372917 | 28704.41 | 2021
| hard coal | FALSE | 3287 | N | . | McMeekin | Dominion Energy South Carolina, Inc | 17539 | SC | SAT | SERC |  | 22 | 1 | Electric Utility | ST | BIT | COL | SCEG | 0 | 0 | 2021
| petroleum | FALSE | 3287 | N | . | McMeekin | Dominion Energy South Carolina, Inc | 17539 | SC | SAT | SERC |  | 22 | 1 | Electric Utility | ST | DFO | DFO | SCEG | 0 | 0 | 2021
Vintage1958 | natural gas steam turbine | TRUE | 3287 | N | . | McMeekin | Dominion Energy South Carolina, Inc | 17539 | SC | SAT | SERC |  | 22 | 1 | Electric Utility | ST | NG | NG | SCEG | 9522378 | 920336 | 2021
Vintage1905 | hydro | TRUE | 3289 | N | . | Neal Shoals | Dominion Energy South Carolina, Inc | 17539 | SC | SAT | SERC |  | 22 | 1 | Electric Utility | HY | WAT | HYC | SCEG | 156211 | 17663 | 2021
Vintage1921 | hydro | TRUE | 3290 | N | . | Parr Hydro | Dominion Energy South Carolina, Inc | 17539 | SC | SAT | SERC |  | 22 | 1 | Electric Utility | HY | WAT | HYC | SCEG | 396000 | 44776 | 2021
Vintage0 | petroleum | FALSE | 3291 | N | . | Parr GT | Dominion Energy South Carolina, Inc | 17539 | SC | SAT | SERC |  | 22 | 1 | Electric Utility | GT | DFO | DFO | SCEG | 4703 | 285.039 | 2021
Vintage1971 | natural gas peaker | TRUE | 3291 | N | . | Parr GT | Dominion Energy South Carolina, Inc | 17539 | SC | SAT | SERC |  | 22 | 1 | Electric Utility | GT | NG | NG | SCEG | 38389 | 2326.961 | 2021
Vintage1971 | hydro | TRUE | 3293 | N | . | Saluda Lexington | Dominion Energy South Carolina, Inc | 17539 | SC | SAT | SERC |  | 22 | 1 | Electric Utility | HY | WAT | HYC | SCEG | 1185708 | 134069 | 2021
| petroleum | FALSE | 3295 | N | . | Urquhart | Dominion Energy South Carolina, Inc | 17539 | SC | SAT | SERC |  | 22 | 1 | Electric Utility | CA | DFO | DFO | SCEG | 0 | 2177.545 | 2021
| natural gas combined cycle | FALSE | 3295 | N | . | Urquhart | Dominion Energy South Carolina, Inc | 17539 | SC | SAT | SERC |  | 22 | 1 | Electric Utility | CA | NG | NG | SCEG | 0 | 612293.46 | 2021
Vintage0 | petroleum | FALSE | 3295 | N | . | Urquhart | Dominion Energy South Carolina, Inc | 17539 | SC | SAT | SERC |  | 22 | 1 | Electric Utility | CT | DFO | DFO | SCEG | 57368 | 4497.914 | 2021
Vintage2002 | natural gas combined cycle | TRUE | 3295 | N | . | Urquhart | Dominion Energy South Carolina, Inc | 17539 | SC | SAT | SERC |  | 22 | 1 | Electric Utility | CT | NG | NG | SCEG | 15460713 | 1340776.1 | 2021
Vintage0 | petroleum | FALSE | 3295 | N | . | Urquhart | Dominion Energy South Carolina, Inc | 17539 | SC | SAT | SERC |  | 22 | 1 | Electric Utility | GT | DFO | DFO | SCEG | 918 | 73.246 | 2021
Vintage1999 | natural gas peaker | TRUE | 3295 | N | . | Urquhart | Dominion Energy South Carolina, Inc | 17539 | SC | SAT | SERC |  | 22 | 1 | Electric Utility | GT | NG | NG | SCEG | 336905 | 29322.754 | 2021
Vintage1955 | natural gas steam turbine | TRUE | 3295 | N | . | Urquhart | Dominion Energy South Carolina, Inc | 17539 | SC | SAT | SERC |  | 22 | 1 | Electric Utility | ST | NG | NG | SCEG | 1056978 | 93403 | 2021
Vintage1971 | hard coal | TRUE | 3297 | N | . | Wateree | Dominion Energy South Carolina, Inc | 17539 | SC | SAT | SERC |  | 22 | 1 | Electric Utility | ST | BIT | COL | SCEG | 15652391 | 1501006.8 | 2021
Vintage0 | petroleum | FALSE | 3297 | N | . | Wateree | Dominion Energy South Carolina, Inc | 17539 | SC | SAT | SERC |  | 22 | 1 | Electric Utility | ST | DFO | DFO | SCEG | 80485 | 7642.208 | 2021
Vintage0 | petroleum | FALSE | 3298 | N | . | Williams | South Carolina Genertg Co, Inc | 17554 | SC | SAT | SERC |  | 22 | 1 | Electric Utility | GT | DFO | DFO | SCEG | 89 | 4.608 | 2021
Vintage1972 | natural gas peaker | TRUE | 3298 | N | . | Williams | South Carolina Genertg Co, Inc | 17554 | SC | SAT | SERC |  | 22 | 1 | Electric Utility | GT | NG | NG | SCEG | 2319 | 1117.392 | 2021
Vintage1973 | hard coal | TRUE | 3298 | N | . | Williams | South Carolina Genertg Co, Inc | 17554 | SC | SAT | SERC |  | 22 | 1 | Electric Utility | ST | BIT | COL | SCEG | 24054233 | 2426865.1 | 2021
Vintage0 | petroleum | FALSE | 3298 | N | . | Williams | South Carolina Genertg Co, Inc | 17554 | SC | SAT | SERC |  | 22 | 1 | Electric Utility | ST | DFO | DFO | SCEG | 33747 | 3411.414 | 2021
Vintage0 | natural gas steam turbine | FALSE | 3298 | N | . | Williams | South Carolina Genertg Co, Inc | 17554 | SC | SAT | SERC |  | 22 | 1 | Electric Utility | ST | NG | NG | SCEG | 29140 | 2848.456 | 2021
| hard coal | FALSE | 3298 | N | . | Williams | South Carolina Genertg Co, Inc | 17554 | SC | SAT | SERC |  | 22 | 1 | Electric Utility | ST | RC | COL | SCEG | 0 | 0 | 2021
| hydro | FALSE | 3305 | N | . | Rocky River (SC) | City of Abbeville - (SC) | 34 | SC | SAT | SERC |  | 22 | 1 | Electric Utility | HY | WAT | HYC | DUK | 0 | 0 | 2021
| petroleum | FALSE | 3305 | N | . | Rocky River (SC) | City of Abbeville - (SC) | 34 | SC | SAT | SERC |  | 22 | 1 | Electric Utility | IC | DFO | DFO | DUK | 0 | 0 | 2021
Vintage1979 | petroleum | FALSE | 3318 | N | . | Hilton Head | South Carolina Public Service Authority | 17543 | SC | SAT | SERC |  | 22 | 1 | Electric Utility | GT | DFO | DFO | SC | 11444 | -19.998 | 2021
Vintage1942 | hydro | TRUE | 3319 | N | . | Jefferies | South Carolina Public Service Authority | 17543 | SC | SAT | SERC |  | 22 | 1 | Electric Utility | HY | WAT | HYC | SC | 2180002 | 246495 | 2021
| hard coal | FALSE | 3319 | N | . | Jefferies | South Carolina Public Service Authority | 17543 | SC | SAT | SERC |  | 22 | 1 | Electric Utility | ST | BIT | COL | SC | 0 | 0 | 2021
| petroleum | FALSE | 3319 | N | . | Jefferies | South Carolina Public Service Authority | 17543 | SC | SAT | SERC |  | 22 | 1 | Electric Utility | ST | DFO | DFO | SC | 0 | 0 | 2021
| petroleum | FALSE | 3319 | N | . | Jefferies | South Carolina Public Service Authority | 17543 | SC | SAT | SERC |  | 22 | 1 | Electric Utility | ST | JF | WOO | SC | 0 | 0 | 2021
| petroleum | FALSE | 3319 | N | . | Jefferies | South Carolina Public Service Authority | 17543 | SC | SAT | SERC |  | 22 | 1 | Electric Utility | ST | RFO | RFO | SC | 0 | 0 | 2021
Vintage1976 | petroleum | FALSE | 3320 | N | . | Myrtle Beach | South Carolina Public Service Authority | 17543 | SC | SAT | SERC |  | 22 | 1 | Electric Utility | GT | DFO | DFO | SC | 7741 | -423 | 2021
Vintage1950 | hydro | TRUE | 3321 | N | . | Spillway | South Carolina Public Service Authority | 17543 | SC | SAT | SERC |  | 22 | 1 | Electric Utility | HY | WAT | HYC | SC | 116980 | 13227 | 2021
Vintage1954 | hydro | TRUE | 3323 | N | . | J Strom Thurmond | USCE-Savannah District | 19375 | SC | SAT | SERC |  | 22 | 1 | Electric Utility | HY | WAT | HYC | SEPA | 6509838 | 736074 | 2021
Vintage0 | petroleum | FALSE | 3325 | N | . | Ben French | Black Hills Power, Inc. | 19545 | SD | WNC | WECC |  | 22 | 1 | Electric Utility | GT | DFO | DFO | WACM | 2811 | 101.209 | 2021
Vintage1979 | natural gas peaker | TRUE | 3325 | N | . | Ben French | Black Hills Power, Inc. | 19545 | SD | WNC | WECC |  | 22 | 1 | Electric Utility | GT | NG | NG | WACM | 116182 | 6202.791 | 2021
| hard coal | FALSE | 3325 | N | . | Ben French | Black Hills Power, Inc. | 19545 | SD | WNC | WECC |  | 22 | 1 | Electric Utility | GT | SUB | COL | WACM | 0 | 0 | 2021
Vintage1965 | petroleum | FALSE | 3325 | N | . | Ben French | Black Hills Power, Inc. | 19545 | SD | WNC | WECC |  | 22 | 1 | Electric Utility | IC | DFO | DFO | WACM | 159 | -425 | 2021
Vintage1978 | petroleum | TRUE | 3338 | N | . | Aberdeen CT | NorthWestern Energy - (SD) | 13809 | SD | WNC | MRO |  | 22 | 1 | Electric Utility | GT | DFO | DFO | SWPP | 62833 | 5680.991 | 2021
Vintage2013 | natural gas peaker | TRUE | 3338 | N | . | Aberdeen CT | NorthWestern Energy - (SD) | 13809 | SD | WNC | MRO |  | 22 | 1 | Electric Utility | GT | NG | NG | SWPP | 505672 | 45723.01 | 2021
Vintage1970 | petroleum | FALSE | 3341 | N | . | Clark (SD) | NorthWestern Energy - (SD) | 13809 | SD | WNC | MRO |  | 22 | 1 | Electric Utility | IC | DFO | DFO | SWPP | 625 | -39 | 2021
Vintage1969 | petroleum | FALSE | 3342 | N | . | Faulkton | NorthWestern Energy - (SD) | 13809 | SD | WNC | MRO |  | 22 | 1 | Electric Utility | IC | DFO | DFO | SWPP | 962 | -45 | 2021
| petroleum | FALSE | 3344 | N | . | Huron | NorthWestern Energy - (SD) | 13809 | SD | WNC | MRO |  | 22 | 1 | Electric Utility | GT | DFO | DFO | SWPP | 0 | 0 | 2021
| natural gas peaker | FALSE | 3344 | N | . | Huron | NorthWestern Energy - (SD) | 13809 | SD | WNC | MRO |  | 22 | 1 | Electric Utility | GT | NG | NG | SWPP | 0 | -126 | 2021
Vintage1978 | petroleum | TRUE | 3352 | N | . | Lake Preston | Otter Tail Power Co | 14232 | SD | WNC | MRO |  | 22 | 1 | Electric Utility | GT | DFO | DFO | MISO | 25434 | 1282 | 2021
Vintage1963 | hydro | TRUE | 3356 | N | . | Oahe | USACE-Omaha | 19635 | SD | WNC | MRO |  | 22 | 1 | Electric Utility | HY | WAT | HYC | SWPP | 21309962 | 2409539 | 2021
Vintage1956 | hydro | TRUE | 3373 | N | . | Fort Randall | USACE-Omaha | 19635 | SD | WNC | MRO |  | 22 | 1 | Electric Utility | HY | WAT | HYC | SWPP | 14876341 | 1682083 | 2021
Vintage1966 | hydro | TRUE | 3375 | N | . | Big Bend Dam | USACE-Omaha | 19635 | SD | WNC | MRO |  | 22 | 1 | Electric Utility | HY | WAT | HYC | SWPP | 7851518 | 887779 | 2021
Vintage2018 | natural gas combined cycle | TRUE | 3393 | N | . | Allen | Tennessee Valley Authority | 18642 | TN | ESC | SERC |  | 22 | 1 | Electric Utility | CA | NG | NG | TVA | 7665495 | 1152189 | 2021
Vintage2018 | natural gas combined cycle | TRUE | 3393 | N | . | Allen | Tennessee Valley Authority | 18642 | TN | ESC | SERC |  | 22 | 1 | Electric Utility | CT | NG | NG | TVA | 19741990 | 2967388 | 2021
Vintage0 | petroleum | FALSE | 3393 | N | . | Allen | Tennessee Valley Authority | 18642 | TN | ESC | SERC |  | 22 | 1 | Electric Utility | GT | DFO | DFO | TVA | 7243 | -749.462 | 2021
Vintage1972 | natural gas peaker | TRUE | 3393 | N | . | Allen | Tennessee Valley Authority | 18642 | TN | ESC | SERC |  | 22 | 1 | Electric Utility | GT | NG | NG | TVA | 8089 | 386.462 | 2021
Vintage1943 | hydro | TRUE | 3394 | N | . | Apalachia | Tennessee Valley Authority | 18642 | TN | ESC | SERC |  | 22 | 1 | Electric Utility | HY | WAT | HYC | TVA | 5278532 | 596849 | 2021
Vintage1953 | hydro | TRUE | 3395 | N | . | Boone Dam | Tennessee Valley Authority | 18642 | TN | ESC | SERC |  | 22 | 1 | Electric Utility | HY | WAT | HYC | TVA | 1607415 | 181752 | 2021
Vintage1967 | hard coal | TRUE | 3396 | N | . | Bull Run | Tennessee Valley Authority | 18642 | TN | ESC | SERC |  | 22 | 1 | Electric Utility | ST | BIT | COL | TVA | 8969088 | 812429.69 | 2021
Vintage0 | petroleum | FALSE | 3396 | N | . | Bull Run | Tennessee Valley Authority | 18642 | TN | ESC | SERC |  | 22 | 1 | Electric Utility | ST | DFO | DFO | TVA | 306187 | 5330.314 | 2021
Vintage1953 | hydro | TRUE | 3397 | N | . | Cherokee Dam | Tennessee Valley Authority | 18642 | TN | ESC | SERC |  | 22 | 1 | Electric Utility | HY | WAT | HYC | TVA | 3412105 | 385810 | 2021
Vintage1952 | hydro | TRUE | 3398 | N | . | Chickamauga | Tennessee Valley Authority | 18642 | TN | ESC | SERC |  | 22 | 1 | Electric Utility | HY | WAT | HYC | TVA | 6116165 | 691561 | 2021
Vintage1973 | hard coal | TRUE | 3399 | N | . | Cumberland (TN) | Tennessee Valley Authority | 18642 | TN | ESC | SERC |  | 22 | 1 | Electric Utility | ST | BIT | COL | TVA | 111282283 | 10286757 | 2021
Vintage0 | petroleum | FALSE | 3399 | N | . | Cumberland (TN) | Tennessee Valley Authority | 18642 | TN | ESC | SERC |  | 22 | 1 | Electric Utility | ST | DFO | DFO | TVA | 825349 | 75325.063 | 2021
| hard coal | FALSE | 3399 | N | . | Cumberland (TN) | Tennessee Valley Authority | 18642 | TN | ESC | SERC |  | 22 | 1 | Electric Utility | ST | RC | COL | TVA | 0 | 0 | 2021
| hard coal | FALSE | 3399 | N | . | Cumberland (TN) | Tennessee Valley Authority | 18642 | TN | ESC | SERC |  | 22 | 1 | Electric Utility | ST | SUB | COL | TVA | 0 | 0 | 2021
Vintage1954 | hydro | TRUE | 3400 | N | . | Douglas Dam | Tennessee Valley Authority | 18642 | TN | ESC | SERC |  | 22 | 1 | Electric Utility | HY | WAT | HYC | TVA | 4915698 | 555823 | 2021
Vintage1954 | hydro | TRUE | 3401 | N | . | Fort Patrick Henry | Tennessee Valley Authority | 18642 | TN | ESC | SERC |  | 22 | 1 | Electric Utility | HY | WAT | HYC | TVA | 1104101 | 124842 | 2021
Vintage1949 | hydro | TRUE | 3402 | N | . | Fort Loudoun | Tennessee Valley Authority | 18642 | TN | ESC | SERC |  | 22 | 1 | Electric Utility | HY | WAT | HYC | TVA | 8316500 | 940355 | 2021
Vintage0 | petroleum | FALSE | 3403 | N | . | Gallatin (TN) | Tennessee Valley Authority | 18642 | TN | ESC | SERC |  | 22 | 1 | Electric Utility | GT | DFO | DFO | TVA | 23722 | 677.742 | 2021
Vintage2000 | natural gas peaker | TRUE | 3403 | N | . | Gallatin (TN) | Tennessee Valley Authority | 18642 | TN | ESC | SERC |  | 22 | 1 | Electric Utility | GT | NG | NG | TVA | 904933 | 60497.258 | 2021
Vintage1959 | hard coal | TRUE | 3403 | N | . | Gallatin (TN) | Tennessee Valley Authority | 18642 | TN | ESC | SERC |  | 22 | 1 | Electric Utility | ST | BIT | COL | TVA | 38477816 | 3554850.3 | 2021
Vintage0 | petroleum | FALSE | 3403 | N | . | Gallatin (TN) | Tennessee Valley Authority | 18642 | TN | ESC | SERC |  | 22 | 1 | Electric Utility | ST | DFO | DFO | TVA | 95309 | 8621.716 | 2021
Vintage1959 | hard coal | TRUE | 3403 | N | . | Gallatin (TN) | Tennessee Valley Authority | 18642 | TN | ESC | SERC |  | 22 | 1 | Electric Utility | ST | SUB | COL | TVA | 4578113 | 410149.98 | 2021
Vintage1924 | hydro | TRUE | 3404 | N | . | Great Falls (TN) | Tennessee Valley Authority | 18642 | TN | ESC | SERC |  | 22 | 1 | Electric Utility | HY | WAT | HYC | TVA | 1126733 | 127401 | 2021
Vintage2012 | natural gas combined cycle | TRUE | 3405 | N | . | John Sevier | Tennessee Valley Authority | 18642 | TN | ESC | SERC |  | 22 | 1 | Electric Utility | CA | NG | NG | TVA | 10368921 | 1453303 | 2021
| petroleum | FALSE | 3405 | N | . | John Sevier | Tennessee Valley Authority | 18642 | TN | ESC | SERC |  | 22 | 1 | Electric Utility | CT | DFO | DFO | TVA | 0 | 0 | 2021
Vintage2012 | natural gas combined cycle | TRUE | 3405 | N | . | John Sevier | Tennessee Valley Authority | 18642 | TN | ESC | SERC |  | 22 | 1 | Electric Utility | CT | NG | NG | TVA | 18282942 | 2562528 | 2021
Vintage0 | petroleum | FALSE | 3406 | N | . | Johnsonville | Tennessee Valley Authority | 18642 | TN | ESC | SERC |  | 22 | 1 | Electric Utility | GT | DFO | DFO | TVA | 56831 | 4293.848 | 2021
Vintage2000 | natural gas peaker | TRUE | 3406 | N | . | Johnsonville | Tennessee Valley Authority | 18642 | TN | ESC | SERC |  | 22 | 1 | Electric Utility | GT | NG | NG | TVA | 9725273 | 738932.15 | 2021
Vintage1955 | hard coal | TRUE | 3407 | N | . | Kingston | Tennessee Valley Authority | 18642 | TN | ESC | SERC |  | 22 | 1 | Electric Utility | ST | BIT | COL | TVA | 13918906 | 1209321.1 | 2021
Vintage0 | petroleum | FALSE | 3407 | N | . | Kingston | Tennessee Valley Authority | 18642 | TN | ESC | SERC |  | 22 | 1 | Electric Utility | ST | DFO | DFO | TVA | 118235 | 4913.629 | 2021
Vintage1955 | hard coal | TRUE | 3407 | N | . | Kingston | Tennessee Valley Authority | 18642 | TN | ESC | SERC |  | 22 | 1 | Electric Utility | ST | SUB | COL | TVA | 17976577 | 1561273.3 | 2021
Vintage1964 | hydro | TRUE | 3408 | N | . | Melton Hill | Tennessee Valley Authority | 18642 | TN | ESC | SERC |  | 22 | 1 | Electric Utility | HY | WAT | HYC | TVA | 1267971 | 143371 | 2021
Vintage1968 | hydro | TRUE | 3409 | N | . | Nickajack | Tennessee Valley Authority | 18642 | TN | ESC | SERC |  | 22 | 1 | Electric Utility | HY | WAT | HYC | TVA | 4910862 | 555276 | 2021
Vintage1936 | hydro | TRUE | 3411 | N | . | Norris Dam | Tennessee Valley Authority | 18642 | TN | ESC | SERC |  | 22 | 1 | Electric Utility | HY | WAT | HYC | TVA | 3970805 | 448983 | 2021
Vintage1914 | hydro | TRUE | 3412 | N | . | Ocoee 1 | Tennessee Valley Authority | 18642 | TN | ESC | SERC |  | 22 | 1 | Electric Utility | HY | WAT | HYC | TVA | 983071 | 111157 | 2021
Vintage1913 | hydro | TRUE | 3413 | N | . | Ocoee 2 | Tennessee Valley Authority | 18642 | TN | ESC | SERC |  | 22 | 1 | Electric Utility | HY | WAT | HYC | TVA | 1197806 | 135437 | 2021
Vintage1943 | hydro | TRUE | 3414 | N | . | Ocoee 3 | Tennessee Valley Authority | 18642 | TN | ESC | SERC |  | 22 | 1 | Electric Utility | HY | WAT | HYC | TVA | 1866899 | 211092 | 2021
Vintage1952 | hydro | TRUE | 3415 | N | . | Pickwick Landing Dam | Tennessee Valley Authority | 18642 | TN | ESC | SERC |  | 22 | 1 | Electric Utility | HY | WAT | HYC | TVA | 13918695 | 1573801 | 2021
Vintage1951 | hydro | TRUE | 3416 | N | . | South Holston | Tennessee Valley Authority | 18642 | TN | ESC | SERC |  | 22 | 1 | Electric Utility | HY | WAT | HYC | TVA | 1282865 | 145055 | 2021
Vintage1987 | hydro | TRUE | 3417 | N | . | Tims Ford | Tennessee Valley Authority | 18642 | TN | ESC | SERC |  | 22 | 1 | Electric Utility | HY | WAT | HYC | TVA | 380054 | 42973 | 2021
Vintage1949 | hydro | TRUE | 3418 | N | . | Watauga | Tennessee Valley Authority | 18642 | TN | ESC | SERC |  | 22 | 1 | Electric Utility | HY | WAT | HYC | TVA | 1243334 | 140585 | 2021
Vintage1944 | hydro | TRUE | 3420 | N | . | Watts Bar Hydro | Tennessee Valley Authority | 18642 | TN | ESC | SERC |  | 22 | 1 | Electric Utility | HY | WAT | HYC | TVA | 9335982 | 1055629 | 2021
Vintage1950 | hydro | TRUE | 3421 | N | . | Wilbur | Tennessee Valley Authority | 18642 | TN | ESC | SERC |  | 22 | 1 | Electric Utility | HY | WAT | HYC | TVA | 165746 | 18741 | 2021
Vintage1974 | hydro | TRUE | 3423 | N | . | Cordell Hull | USCE-Nashville District | 19462 | TN | ESC | SERC |  | 22 | 1 | Electric Utility | HY | WAT | HYC | TVA | 3819475 | 431872 | 2021
Vintage1953 | hydro | TRUE | 3424 | N | . | Dale Hollow | USCE-Nashville District | 19462 | TN | ESC | SERC |  | 22 | 1 | Electric Utility | HY | WAT | HYC | TVA | 1284759 | 145269 | 2021
Vintage1957 | hydro | TRUE | 3426 | N | . | Old Hickory | USCE-Nashville District | 19462 | TN | ESC | SERC |  | 22 | 1 | Electric Utility | HY | WAT | HYC | TVA | 4560446 | 515654 | 2021
Vintage1970 | hydro | TRUE | 3428 | N | . | J P Priest | USCE-Nashville District | 19462 | TN | ESC | SERC |  | 22 | 1 | Electric Utility | HY | WAT | HYC | TVA | 532401 | 60199 | 2021
Vintage1932 | hydro | TRUE | 3437 | N | . | Eagle Pass | Maverick Cty Water Control & Improvement | 54683 | TX | WSC | TRE |  | 22 | 2 | NAICS-22 Non-Cogen | HY | WAT | HYC | ERCO | 325601 | 36816 | 2021
Vintage2008 | natural gas peaker | TRUE | 3439 | N | . | Laredo | Talen Texas, LLC | 49979 | TX | WSC | TRE |  | 22 | 2 | NAICS-22 Non-Cogen | GT | NG | NG | ERCO | 984522 | 101847 | 2021
Vintage1972 | natural gas combined cycle | TRUE | 3441 | N | . | Nueces Bay | Talen Texas, LLC | 49979 | TX | WSC | TRE |  | 22 | 2 | NAICS-22 Non-Cogen | CA | NG | NG | ERCO | 1181218 | 220690 | 2021
Vintage2010 | natural gas combined cycle | TRUE | 3441 | N | . | Nueces Bay | Talen Texas, LLC | 49979 | TX | WSC | TRE |  | 22 | 2 | NAICS-22 Non-Cogen | CT | NG | NG | ERCO | 9765473 | 1220000 | 2021
Vintage1963 | natural gas combined cycle | TRUE | 3443 | N | . | Victoria | Victoria WLE, LP | 60638 | TX | WSC | TRE |  | 22 | 2 | NAICS-22 Non-Cogen | CA | NG | NG | ERCO | 384212 | 275556 | 2021
Vintage2009 | natural gas combined cycle | TRUE | 3443 | N | . | Victoria | Victoria WLE, LP | 60638 | TX | WSC | TRE |  | 22 | 2 | NAICS-22 Non-Cogen | CT | NG | NG | ERCO | 5598256 | 458829 | 2021
Vintage0 | petroleum | FALSE | 3452 | N | . | Lake Hubbard | Luminant Generation Company LLC | 55983 | TX | WSC | TRE |  | 22 | 2 | NAICS-22 Non-Cogen | ST | DFO | DFO | ERCO | 609 | 47.716 | 2021
Vintage1973 | natural gas steam turbine | TRUE | 3452 | N | . | Lake Hubbard | Luminant Generation Company LLC | 55983 | TX | WSC | TRE |  | 22 | 2 | NAICS-22 Non-Cogen | ST | NG | NG | ERCO | 4173988 | 336079.28 | 2021
Vintage1967 | natural gas steam turbine | TRUE | 3453 | N | . | Mountain Creek | Mountain Creek Power, LLC | 62026 | TX | WSC | TRE |  | 22 | 2 | NAICS-22 Non-Cogen | ST | NG | NG | ERCO | 6499372 | 505148 | 2021
| petroleum | FALSE | 3453 | N | . | Mountain Creek | Mountain Creek Power, LLC | 62026 | TX | WSC | TRE |  | 22 | 2 | NAICS-22 Non-Cogen | ST | RFO | RFO | ERCO | 0 | 0 | 2021
| natural gas combined cycle | FALSE | 3456 | N | . | Newman | El Paso Electric Co | 5701 | TX | WSC | WECC |  | 22 | 1 | Electric Utility | CA | NG | NG | EPE | 0 | 808992 | 2021
Vintage2009 | natural gas combined cycle | TRUE | 3456 | N | . | Newman | El Paso Electric Co | 5701 | TX | WSC | WECC |  | 22 | 1 | Electric Utility | CT | NG | NG | EPE | 20484502 | 1428688 | 2021
| petroleum | FALSE | 3456 | N | . | Newman | El Paso Electric Co | 5701 | TX | WSC | WECC |  | 22 | 1 | Electric Utility | ST | DFO | DFO | EPE | 0 | 0 | 2021
Vintage1966 | natural gas steam turbine | TRUE | 3456 | N | . | Newman | El Paso Electric Co | 5701 | TX | WSC | WECC |  | 22 | 1 | Electric Utility | ST | NG | NG | EPE | 8977407 | 744368 | 2021
Vintage1971 | natural gas steam turbine | TRUE | 3457 | N | . | Lewis Creek | Entergy Texas Inc. | 55937 | TX | WSC | SERC |  | 22 | 1 | Electric Utility | ST | NG | NG | MISO | 15024803 | 1298768 | 2021
Vintage0 | petroleum | FALSE | 3459 | N | . | Sabine | Entergy Texas Inc. | 55937 | TX | WSC | SERC |  | 22 | 1 | Electric Utility | ST | DFO | DFO | MISO | 120 | 9.132 | 2021
Vintage1979 | natural gas steam turbine | TRUE | 3459 | N | . | Sabine | Entergy Texas Inc. | 55937 | TX | WSC | SERC |  | 22 | 1 | Electric Utility | ST | NG | NG | MISO | 41042035 | 3290383.9 | 2021
Vintage1972 | natural gas steam turbine | TRUE | 3460 | N | . | Cedar Bayou | NRG Texas Power LLC | 54888 | TX | WSC | TRE |  | 22 | 2 | NAICS-22 Non-Cogen | ST | NG | NG | ERCO | 32215213 | 2765884 | 2021
Vintage1976 | natural gas peaker | TRUE | 3464 | N | . | Greens Bayou | NRG Texas Power LLC | 54888 | TX | WSC | TRE |  | 22 | 2 | NAICS-22 Non-Cogen | GT | NG | NG | ERCO | 3288583 | 213273 | 2021
| natural gas combined cycle | FALSE | 3469 | N | . | T H Wharton | NRG Texas Power LLC | 54888 | TX | WSC | TRE |  | 22 | 2 | NAICS-22 Non-Cogen | CA | NG | NG | ERCO | 0 | 356515 | 2021
Vintage1974 | natural gas combined cycle | TRUE | 3469 | N | . | T H Wharton | NRG Texas Power LLC | 54888 | TX | WSC | TRE |  | 22 | 2 | NAICS-22 Non-Cogen | CT | NG | NG | ERCO | 11597961 | 906992 | 2021
Vintage1975 | natural gas peaker | TRUE | 3469 | N | . | T H Wharton | NRG Texas Power LLC | 54888 | TX | WSC | TRE |  | 22 | 2 | NAICS-22 Non-Cogen | GT | NG | NG | ERCO | 4013228 | 294474 | 2021
Vintage1967 | natural gas peaker | TRUE | 3470 | N | . | W A Parish | NRG Texas Power LLC | 54888 | TX | WSC | TRE |  | 22 | 2 | NAICS-22 Non-Cogen | GT | NG | NG | ERCO | 39413 | 1933 | 2021
Vintage1968 | natural gas steam turbine | TRUE | 3470 | N | . | W A Parish | NRG Texas Power LLC | 54888 | TX | WSC | TRE |  | 22 | 2 | NAICS-22 Non-Cogen | ST | NG | NG | ERCO | 20687937 | 1880713.1 | 2021
Vintage1982 | hard coal | TRUE | 3470 | N | . | W A Parish | NRG Texas Power LLC | 54888 | TX | WSC | TRE |  | 22 | 2 | NAICS-22 Non-Cogen | ST | SUB | COL | ERCO | 141970946 | 12934117 | 2021
| petroleum | FALSE | 3476 | N | . | Knox Lee | Southwestern Electric Power Co | 17698 | TX | WSC | MRO |  | 22 | 1 | Electric Utility | ST | DFO | DFO | SWPP | 0 | 0 | 2021
Vintage1974 | natural gas steam turbine | TRUE | 3476 | N | . | Knox Lee | Southwestern Electric Power Co | 17698 | TX | WSC | MRO |  | 22 | 1 | Electric Utility | ST | NG | NG | SWPP | 2226192 | 185165 | 2021
| petroleum | FALSE | 3476 | N | . | Knox Lee | Southwestern Electric Power Co | 17698 | TX | WSC | MRO |  | 22 | 1 | Electric Utility | ST | RFO | RFO | SWPP | 0 | 0 | 2021
Vintage0 | petroleum | FALSE | 3478 | N | . | Wilkes | Southwestern Electric Power Co | 17698 | TX | WSC | MRO |  | 22 | 1 | Electric Utility | ST | DFO | DFO | SWPP | 76 | 6.764 | 2021
Vintage1971 | natural gas steam turbine | TRUE | 3478 | N | . | Wilkes | Southwestern Electric Power Co | 17698 | TX | WSC | MRO |  | 22 | 1 | Electric Utility | ST | NG | NG | SWPP | 10180896 | 885565.24 | 2021
| petroleum | FALSE | 3478 | N | . | Wilkes | Southwestern Electric Power Co | 17698 | TX | WSC | MRO |  | 22 | 1 | Electric Utility | ST | RFO | RFO | SWPP | 0 | 0 | 2021
Vintage2013 | natural gas peaker | TRUE | 3482 | N | . | Jones | Southwestern Public Service Co | 17718 | TX | WSC | MRO |  | 22 | 1 | Electric Utility | GT | NG | NG | SWPP | 5958507 | 552736 | 2021
Vintage0 | petroleum | FALSE | 3482 | N | . | Jones | Southwestern Public Service Co | 17718 | TX | WSC | MRO |  | 22 | 1 | Electric Utility | ST | DFO | DFO | SWPP | 90369 | 8532.252 | 2021
Vintage1974 | natural gas steam turbine | TRUE | 3482 | N | . | Jones | Southwestern Public Service Co | 17718 | TX | WSC | MRO |  | 22 | 1 | Electric Utility | ST | NG | NG | SWPP | 7261964 | 632985.75 | 2021
Vintage1968 | natural gas steam turbine | TRUE | 3484 | N | . | Nichols | Southwestern Public Service Co | 17718 | TX | WSC | MRO |  | 22 | 1 | Electric Utility | ST | NG | NG | SWPP | 7258808 | 582238 | 2021
Vintage0 | petroleum | FALSE | 3485 | N | . | Plant X | Southwestern Public Service Co | 17718 | TX | WSC | MRO |  | 22 | 1 | Electric Utility | ST | DFO | DFO | SWPP | 84000 | 7512.974 | 2021
Vintage1964 | natural gas steam turbine | TRUE | 3485 | N | . | Plant X | Southwestern Public Service Co | 17718 | TX | WSC | MRO |  | 22 | 1 | Electric Utility | ST | NG | NG | SWPP | 3893660 | 334300.03 | 2021
Vintage1969 | natural gas steam turbine | TRUE | 3490 | N | . | Graham | Luminant Generation Company LLC | 55983 | TX | WSC | TRE |  | 22 | 2 | NAICS-22 Non-Cogen | ST | NG | NG | ERCO | 3346874 | 279338 | 2021
| petroleum | FALSE | 3491 | N | . | Handley | Exelon Power | 6035 | TX | WSC | TRE |  | 22 | 2 | NAICS-22 Non-Cogen | ST | DFO | DFO | ERCO | 0 | 0 | 2021
Vintage1977 | natural gas steam turbine | TRUE | 3491 | N | . | Handley | Exelon Power | 6035 | TX | WSC | TRE |  | 22 | 2 | NAICS-22 Non-Cogen | ST | NG | NG | ERCO | 14213139 | 1085581 | 2021
Vintage0 | petroleum | FALSE | 3492 | N | . | Morgan Creek | Luminant Generation Company LLC | 55983 | TX | WSC | TRE |  | 22 | 2 | NAICS-22 Non-Cogen | GT | DFO | DFO | ERCO | 291232 | 21061.005 | 2021
Vintage1988 | natural gas peaker | TRUE | 3492 | N | . | Morgan Creek | Luminant Generation Company LLC | 55983 | TX | WSC | TRE |  | 22 | 2 | NAICS-22 Non-Cogen | GT | NG | NG | ERCO | 579753 | 41925.992 | 2021
Vintage0 | petroleum | FALSE | 3494 | N | . | Permian Basin | Luminant Generation Company LLC | 55983 | TX | WSC | TRE |  | 22 | 2 | NAICS-22 Non-Cogen | GT | DFO | DFO | ERCO | 295879 | 20903.522 | 2021
Vintage1990 | natural gas peaker | TRUE | 3494 | N | . | Permian Basin | Luminant Generation Company LLC | 55983 | TX | WSC | TRE |  | 22 | 2 | NAICS-22 Non-Cogen | GT | NG | NG | ERCO | 653803 | 46188.478 | 2021
Vintage1966 | petroleum | TRUE | 3504 | N | . | Stryker Creek | Luminant Generation Company LLC | 55983 | TX | WSC | TRE |  | 22 | 2 | NAICS-22 Non-Cogen | IC | DFO | DFO | ERCO | 563 | 39 | 2021
Vintage1965 | natural gas steam turbine | TRUE | 3504 | N | . | Stryker Creek | Luminant Generation Company LLC | 55983 | TX | WSC | TRE |  | 22 | 2 | NAICS-22 Non-Cogen | ST | NG | NG | ERCO | 3914181 | 307916 | 2021
Vintage1966 | petroleum | TRUE | 3507 | N | . | Trinidad (TX) | Luminant Generation Company LLC | 55983 | TX | WSC | TRE |  | 22 | 2 | NAICS-22 Non-Cogen | IC | DFO | DFO | ERCO | 941 | 11 | 2021
| petroleum | FALSE | 3507 | N | . | Trinidad (TX) | Luminant Generation Company LLC | 55983 | TX | WSC | TRE |  | 22 | 2 | NAICS-22 Non-Cogen | ST | DFO | DFO | ERCO | 0 | 0 | 2021
Vintage1965 | natural gas steam turbine | TRUE | 3507 | N | . | Trinidad (TX) | Luminant Generation Company LLC | 55983 | TX | WSC | TRE |  | 22 | 2 | NAICS-22 Non-Cogen | ST | NG | NG | ERCO | 1367599 | 112022 | 2021
| petroleum | FALSE | 3548 | N | . | Decker Creek | Austin Energy | 1015 | TX | WSC | TRE |  | 22 | 1 | Electric Utility | GT | JF | WOO | ERCO | 0 | 0 | 2021
Vintage1988 | natural gas peaker | TRUE | 3548 | N | . | Decker Creek | Austin Energy | 1015 | TX | WSC | TRE |  | 22 | 1 | Electric Utility | GT | NG | NG | ERCO | 569565 | 42399 | 2021
| petroleum | FALSE | 3548 | N | . | Decker Creek | Austin Energy | 1015 | TX | WSC | TRE |  | 22 | 1 | Electric Utility | ST | DFO | DFO | ERCO | 0 | 0 | 2021
| petroleum | FALSE | 3548 | N | . | Decker Creek | Austin Energy | 1015 | TX | WSC | TRE |  | 22 | 1 | Electric Utility | ST | JF | WOO | ERCO | 0 | 0 | 2021
Vintage1978 | natural gas steam turbine | TRUE | 3548 | N | . | Decker Creek | Austin Energy | 1015 | TX | WSC | TRE |  | 22 | 1 | Electric Utility | ST | NG | NG | ERCO | 7797579 | 630062 | 2021
| petroleum | FALSE | 3559 | N | . | Silas Ray | Brownsville Public Utilities Board | 2409 | TX | WSC | TRE |  | 22 | 1 | Electric Utility | CA | DFO | DFO | ERCO | 0 | 0 | 2021
| natural gas combined cycle | FALSE | 3559 | N | . | Silas Ray | Brownsville Public Utilities Board | 2409 | TX | WSC | TRE |  | 22 | 1 | Electric Utility | CA | NG | NG | ERCO | 0 | 9901 | 2021
| petroleum | FALSE | 3559 | N | . | Silas Ray | Brownsville Public Utilities Board | 2409 | TX | WSC | TRE |  | 22 | 1 | Electric Utility | CT | DFO | DFO | ERCO | 0 | 0 | 2021
Vintage1996 | natural gas combined cycle | TRUE | 3559 | N | . | Silas Ray | Brownsville Public Utilities Board | 2409 | TX | WSC | TRE |  | 22 | 1 | Electric Utility | CT | NG | NG | ERCO | 595350 | 43914 | 2021
Vintage2004 | natural gas peaker | TRUE | 3559 | N | . | Silas Ray | Brownsville Public Utilities Board | 2409 | TX | WSC | TRE |  | 22 | 1 | Electric Utility | GT | NG | NG | ERCO | 268329 | 22770 | 2021
| petroleum | FALSE | 3559 | N | . | Silas Ray | Brownsville Public Utilities Board | 2409 | TX | WSC | TRE |  | 22 | 1 | Electric Utility | IC | DFO | DFO | ERCO | 0 | 0 | 2021
| petroleum | FALSE | 3561 | N | . | Bryan (TX) | City of Bryan - (TX) | 2442 | TX | WSC | TRE |  | 22 | 1 | Electric Utility | GT | DFO | DFO | ERCO | 0 | 0 | 2021
Vintage1975 | natural gas peaker | TRUE | 3561 | N | . | Bryan (TX) | City of Bryan - (TX) | 2442 | TX | WSC | TRE |  | 22 | 1 | Electric Utility | GT | NG | NG | ERCO | 34910 | 1865 | 2021
Vintage2001 | natural gas peaker | TRUE | 3576 | N | . | Ray Olinger | City of Garland - (TX) | 6958 | TX | WSC | TRE |  | 22 | 1 | Electric Utility | GT | NG | NG | ERCO | 152859 | 12264 | 2021
Vintage1976 | natural gas steam turbine | TRUE | 3576 | N | . | Ray Olinger | City of Garland - (TX) | 6958 | TX | WSC | TRE |  | 22 | 1 | Electric Utility | ST | NG | NG | ERCO | 744572 | 53576 | 2021
Vintage1927 | hydro | TRUE | 3581 | N | . | Abbott TP 3 | Guadalupe Blanco River Authority | 7751 | TX | WSC | TRE |  | 22 | 1 | Electric Utility | HY | WAT | HYC | ERCO | 64353 | 7276.5 | 2021
Vintage1931 | hydro | TRUE | 3583 | N | . | H 4 | Guadalupe Blanco River Authority | 7751 | TX | WSC | TRE |  | 22 | 1 | Electric Utility | HY | WAT | HYC | ERCO | 30004 | 3392.73 | 2021
Vintage1927 | hydro | TRUE | 3585 | N | . | Nolte | Guadalupe Blanco River Authority | 7751 | TX | WSC | TRE |  | 22 | 1 | Electric Utility | HY | WAT | HYC | ERCO | 44800 | 5065.83 | 2021
Vintage1932 | hydro | TRUE | 3586 | N | . | TP 4 | Guadalupe Blanco River Authority | 7751 | TX | WSC | TRE |  | 22 | 1 | Electric Utility | HY | WAT | HYC | ERCO | 40974 | 4633.2 | 2021
Vintage1940 | hydro | TRUE | 3594 | N | . | Austin | Lower Colorado River Authority | 11269 | TX | WSC | TRE |  | 22 | 1 | Electric Utility | HY | WAT | HYC | ERCO | 66835 | 7557 | 2021
Vintage1950 | hydro | TRUE | 3595 | N | . | Buchanan Dam (TX) | Lower Colorado River Authority | 11269 | TX | WSC | TRE |  | 22 | 1 | Electric Utility | HY | WAT | HYC | ERCO | 93916 | 10619 | 2021
Vintage1951 | hydro | TRUE | 3597 | N | . | Granite Shoals | Lower Colorado River Authority | 11269 | TX | WSC | TRE |  | 22 | 1 | Electric Utility | HY | WAT | HYC | ERCO | 143263 | 16199 | 2021
Vintage1938 | hydro | TRUE | 3598 | N | . | Inks | Lower Colorado River Authority | 11269 | TX | WSC | TRE |  | 22 | 1 | Electric Utility | HY | WAT | HYC | ERCO | 48818 | 5520 | 2021
Vintage1951 | hydro | TRUE | 3599 | N | . | Marble Falls | Lower Colorado River Authority | 11269 | TX | WSC | TRE |  | 22 | 1 | Electric Utility | HY | WAT | HYC | ERCO | 100274 | 11338 | 2021
Vintage1941 | hydro | TRUE | 3600 | N | . | Marshall Ford | Lower Colorado River Authority | 11269 | TX | WSC | TRE |  | 22 | 1 | Electric Utility | HY | WAT | HYC | ERCO | 284645 | 32185 | 2021
Vintage1972 | natural gas steam turbine | TRUE | 3601 | N | . | Sim Gideon | Lower Colorado River Authority | 11269 | TX | WSC | TRE |  | 22 | 1 | Electric Utility | ST | NG | NG | ERCO | 7450346 | 662018 | 2021
| petroleum | FALSE | 3602 | N | . | Ty Cooke | City of Lubbock - (TX) | 11292 | TX | WSC | MRO |  | 22 | 1 | Electric Utility | GT | DFO | DFO | SWPP | 0 | 0 | 2021
Vintage1974 | natural gas peaker | TRUE | 3602 | N | . | Ty Cooke | City of Lubbock - (TX) | 11292 | TX | WSC | MRO |  | 22 | 1 | Electric Utility | GT | NG | NG | SWPP | 66888 | 4717 | 2021
| natural gas steam turbine | FALSE | 3602 | N | . | Ty Cooke | City of Lubbock - (TX) | 11292 | TX | WSC | MRO |  | 22 | 1 | Electric Utility | ST | NG | NG | SWPP | 0 | 0 | 2021
| natural gas combined cycle | FALSE | 3604 | N | . | J Robert Massengale | City of Lubbock - (TX) | 11292 | TX | WSC | MRO |  | 22 | 1 | Electric Utility | CA | NG | NG | SWPP | 0 | 9325 | 2021
Vintage2000 | natural gas combined cycle | TRUE | 3604 | N | . | J Robert Massengale | City of Lubbock - (TX) | 11292 | TX | WSC | MRO |  | 22 | 1 | Electric Utility | CT | NG | NG | SWPP | 556166 | 52888 | 2021
Vintage2004 | natural gas peaker | TRUE | 3609 | N | . | Leon Creek | City of San Antonio - (TX) | 16604 | TX | WSC | TRE |  | 22 | 1 | Electric Utility | GT | NG | NG | ERCO | 871596 | 80355 | 2021
| petroleum | FALSE | 3611 | N | . | O W Sommers | City of San Antonio - (TX) | 16604 | TX | WSC | TRE |  | 22 | 1 | Electric Utility | ST | DFO | DFO | ERCO | 0 | 0 | 2021
Vintage1974 | natural gas steam turbine | TRUE | 3611 | N | . | O W Sommers | City of San Antonio - (TX) | 16604 | TX | WSC | TRE |  | 22 | 1 | Electric Utility | ST | NG | NG | ERCO | 13867163 | 1166289 | 2021
Vintage0 | petroleum | FALSE | 3612 | N | . | V H Braunig | City of San Antonio - (TX) | 16604 | TX | WSC | TRE |  | 22 | 1 | Electric Utility | GT | DFO | DFO | ERCO | 76770 | 7314.247 | 2021
Vintage2010 | natural gas peaker | TRUE | 3612 | N | . | V H Braunig | City of San Antonio - (TX) | 16604 | TX | WSC | TRE |  | 22 | 1 | Electric Utility | GT | NG | NG | ERCO | 948611 | 85094.753 | 2021
| petroleum | FALSE | 3612 | N | . | V H Braunig | City of San Antonio - (TX) | 16604 | TX | WSC | TRE |  | 22 | 1 | Electric Utility | ST | DFO | DFO | ERCO | 0 | 0 | 2021
Vintage1970 | natural gas steam turbine | TRUE | 3612 | N | . | V H Braunig | City of San Antonio - (TX) | 16604 | TX | WSC | TRE |  | 22 | 1 | Electric Utility | ST | NG | NG | ERCO | 9607275 | 836306 | 2021
Vintage0 | petroleum | FALSE | 3628 | N | . | R W Miller | Brazos Electric Power Coop Inc | 2172 | TX | WSC | TRE |  | 22 | 1 | Electric Utility | GT | DFO | DFO | ERCO | 103436 | 8233.777 | 2021
Vintage1994 | natural gas peaker | TRUE | 3628 | N | . | R W Miller | Brazos Electric Power Coop Inc | 2172 | TX | WSC | TRE |  | 22 | 1 | Electric Utility | GT | NG | NG | ERCO | 395764 | 24203.223 | 2021
Vintage0 | petroleum | FALSE | 3628 | N | . | R W Miller | Brazos Electric Power Coop Inc | 2172 | TX | WSC | TRE |  | 22 | 1 | Electric Utility | ST | DFO | DFO | ERCO | 278217 | 24101.3 | 2021
Vintage1975 | natural gas steam turbine | TRUE | 3628 | N | . | R W Miller | Brazos Electric Power Coop Inc | 2172 | TX | WSC | TRE |  | 22 | 1 | Electric Utility | ST | NG | NG | ERCO | 2409486 | 200102.7 | 2021
Vintage2010 | natural gas peaker | TRUE | 3630 | N | . | Pearsall | South Texas Electric Coop, Inc | 17583 | TX | WSC | TRE |  | 22 | 1 | Electric Utility | IC | NG | NG | ERCO | 3214199 | 377418 | 2021
| petroleum | FALSE | 3631 | N | . | Sam Rayburn | South Texas Electric Coop, Inc | 17583 | TX | WSC | TRE |  | 22 | 1 | Electric Utility | CA | DFO | DFO | ERCO | 0 | 2405.935 | 2021
| natural gas combined cycle | FALSE | 3631 | N | . | Sam Rayburn | South Texas Electric Coop, Inc | 17583 | TX | WSC | TRE |  | 22 | 1 | Electric Utility | CA | NG | NG | ERCO | 0 | 43984.065 | 2021
Vintage0 | petroleum | FALSE | 3631 | N | . | Sam Rayburn | South Texas Electric Coop, Inc | 17583 | TX | WSC | TRE |  | 22 | 1 | Electric Utility | CT | DFO | DFO | ERCO | 108014 | 9754.427 | 2021
Vintage2003 | natural gas combined cycle | TRUE | 3631 | N | . | Sam Rayburn | South Texas Electric Coop, Inc | 17583 | TX | WSC | TRE |  | 22 | 1 | Electric Utility | CT | NG | NG | ERCO | 1987161 | 159441.57 | 2021
| petroleum | FALSE | 3631 | N | . | Sam Rayburn | South Texas Electric Coop, Inc | 17583 | TX | WSC | TRE |  | 22 | 1 | Electric Utility | GT | DFO | DFO | ERCO | 0 | 0 | 2021
Vintage0 | natural gas peaker | FALSE | 3631 | N | . | Sam Rayburn | South Texas Electric Coop, Inc | 17583 | TX | WSC | TRE |  | 22 | 1 | Electric Utility | GT | NG | NG | ERCO | 486 | -1020 | 2021
Vintage1991 | petroleum | TRUE | 3631 | N | . | Sam Rayburn | South Texas Electric Coop, Inc | 17583 | TX | WSC | TRE |  | 22 | 1 | Electric Utility | IC | DFO | DFO | ERCO | 4729 | 449 | 2021
Vintage1907 | hydro | TRUE | 3643 | N | . | Upper Beaver | Beaver City Corporation | 1434 | UT | MTN | WECC |  | 22 | 1 | Electric Utility | HY | WAT | HYC | PACE | 95002 | 10742 | 2021
Vintage1927 | hydro | TRUE | 3646 | N | . | Cutler Hydro | PacifiCorp | 14354 | UT | MTN | WECC |  | 22 | 1 | Electric Utility | HY | WAT | HYC | PACE | 213768 | 24171 | 2021
Vintage2002 | natural gas peaker | TRUE | 3648 | N | . | Gadsby | PacifiCorp | 14354 | UT | MTN | WECC |  | 22 | 1 | Electric Utility | GT | NG | NG | PACE | 143454 | 8403 | 2021
Vintage1955 | natural gas steam turbine | TRUE | 3648 | N | . | Gadsby | PacifiCorp | 14354 | UT | MTN | WECC |  | 22 | 1 | Electric Utility | ST | NG | NG | PACE | 1402076 | 74605 | 2021
Vintage1896 | hydro | TRUE | 3651 | N | . | Granite | PacifiCorp | 14354 | UT | MTN | WECC |  | 22 | 1 | Electric Utility | HY | WAT | HYC | PACE | 43415 | 4909 | 2021
Vintage1910 | hydro | TRUE | 3656 | N | . | Pioneer | PacifiCorp | 14354 | UT | MTN | WECC |  | 22 | 1 | Electric Utility | HY | WAT | HYC | PACE | 57343 | 6484 | 2021
Vintage1910 | hydro | TRUE | 3658 | N | . | Snake Creek | Heber Light & Power Company | 8366 | UT | MTN | WECC |  | 22 | 1 | Electric Utility | HY | WAT | HYC | PACE | 26337 | 2978 | 2021
Vintage1912 | hydro | TRUE | 3659 | N | . | Stairs | PacifiCorp | 14354 | UT | MTN | WECC |  | 22 | 1 | Electric Utility | HY | WAT | HYC | PACE | 29416 | 3326 | 2021
Vintage1911 | hydro | TRUE | 3661 | N | . | Weber | PacifiCorp | 14354 | UT | MTN | WECC |  | 22 | 1 | Electric Utility | HY | WAT | HYC | PACE | 32776 | 3706 | 2021
| petroleum | FALSE | 3665 | N | . | Bountiful City | City of Bountiful | 2010 | UT | MTN | WECC |  | 22 | 1 | Electric Utility | GT | DFO | DFO | PACE | 0 | 0 | 2021
Vintage2012 | natural gas peaker | TRUE | 3665 | N | . | Bountiful City | City of Bountiful | 2010 | UT | MTN | WECC |  | 22 | 1 | Electric Utility | GT | NG | NG | PACE | 321999 | 30313 | 2021
Vintage1964 | hydro | TRUE | 3666 | N | . | Brigham City | Brigham City Corporation | 2220 | UT | MTN | WECC |  | 22 | 1 | Electric Utility | HY | WAT | HYC | PACE | 50189 | 5675 | 2021
| hydro | FALSE | 3675 | N | . | Hydro III | City of Logan - (UT) | 11135 | UT | MTN | WECC |  | 22 | 1 | Electric Utility | HY | WAT | HYC | PACE | 0 | -57 | 2021
Vintage1988 | hydro | TRUE | 3676 | N | . | Manti Upper | City of Manti - (UT) | 11588 | UT | MTN | WECC |  | 22 | 1 | Electric Utility | HY | WAT | HYC | PACE | 9958 | 1126 | 2021
Vintage1988 | hydro | TRUE | 3688 | N | . | Bartholomew | City of Springville - (UT) | 17845 | UT | MTN | WECC |  | 22 | 1 | Electric Utility | HY | WAT | HYC | PACE | 5455 | 617 | 2021
Vintage1983 | hydro | TRUE | 3691 | N | . | Spanish Fork | Strawberry Water Users Assn | 18205 | UT | MTN | WECC |  | 22 | 1 | Electric Utility | HY | WAT | HYC | PACE | 29 | 3 | 2021
Vintage1958 | hydro | TRUE | 3697 | N | . | Gateway | Weber Basin Water Conserv Dist | 20255 | UT | MTN | WECC |  | 22 | 1 | Electric Utility | HY | WAT | HYC | PACE | 23720 | 2682 | 2021
Vintage1958 | hydro | TRUE | 3698 | N | . | Wanship | Weber Basin Water Conserv Dist | 20255 | UT | MTN | WECC |  | 22 | 1 | Electric Utility | HY | WAT | HYC | PACE | 24304 | 2748 | 2021
Vintage1961 | hydro | TRUE | 3699 | N | . | Boulder | Garkane Energy Coop, Inc | 6957 | UT | MTN | WECC |  | 22 | 1 | Electric Utility | HY | WAT | HYC | WACM | 212804 | 24062 | 2021
Vintage1940 | hydro | TRUE | 3704 | N | . | Uintah | Moon Lake Electric Assn Inc | 12866 | UT | MTN | WECC |  | 22 | 1 | Electric Utility | HY | WAT | HYC | WACM | 51641 | 5839 | 2021
Vintage1961 | petroleum | TRUE | 3708 | N | . | Ascutney | Green Mountain Power Corp | 7601 | VT | NEW | NPCC |  | 22 | 1 | Electric Utility | GT | DFO | DFO | ISNE | 7788 | 269 | 2021
Vintage1982 | hydro | TRUE | 3709 | N | . | Smith (VT) | Green Mountain Power Corp | 7601 | VT | NEW | NPCC |  | 22 | 1 | Electric Utility | HY | WAT | HYC | ISNE | 19979 | 2259 | 2021
Vintage1907 | hydro | TRUE | 3710 | N | . | Cavendish | Green Mountain Power Corp | 7601 | VT | NEW | NPCC |  | 22 | 1 | Electric Utility | HY | WAT | HYC | ISNE | 36277 | 4102 | 2021
Vintage1937 | hydro | TRUE | 3711 | N | . | Clark Falls | Green Mountain Power Corp | 7601 | VT | NEW | NPCC |  | 22 | 1 | Electric Utility | HY | WAT | HYC | ISNE | 107772 | 12186 | 2021
Vintage1919 | hydro | TRUE | 3712 | N | . | Fairfax Falls | Green Mountain Power Corp | 7601 | VT | NEW | NPCC |  | 22 | 1 | Electric Utility | HY | WAT | HYC | ISNE | 146838 | 16603 | 2021
Vintage1920 | hydro | TRUE | 3714 | N | . | Glen | Green Mountain Power Corp | 7601 | VT | NEW | NPCC |  | 22 | 1 | Electric Utility | HY | WAT | HYC | ISNE | 56938 | 6438 | 2021
Vintage1917 | hydro | TRUE | 3716 | N | . | Lower Middlebury | Green Mountain Power Corp | 7601 | VT | NEW | NPCC |  | 22 | 1 | Electric Utility | HY | WAT | HYC | ISNE | 55875 | 6318 | 2021
Vintage1929 | hydro | TRUE | 3717 | N | . | Milton | Green Mountain Power Corp | 7601 | VT | NEW | NPCC |  | 22 | 1 | Electric Utility | HY | WAT | HYC | ISNE | 236621 | 26755 | 2021
Vintage1948 | hydro | TRUE | 3720 | N | . | Peterson | Green Mountain Power Corp | 7601 | VT | NEW | NPCC |  | 22 | 1 | Electric Utility | HY | WAT | HYC | ISNE | 150594 | 17028 | 2021
Vintage1914 | hydro | TRUE | 3722 | N | . | Pittsford | Green Mountain Power Corp | 7601 | VT | NEW | NPCC |  | 22 | 1 | Electric Utility | HY | WAT | HYC | ISNE | 69939 | 7908 | 2021
Vintage1962 | petroleum | TRUE | 3723 | N | . | Rutland | Green Mountain Power Corp | 7601 | VT | NEW | NPCC |  | 22 | 1 | Electric Utility | GT | DFO | DFO | ISNE | 5359 | 172 | 2021
Vintage1917 | hydro | TRUE | 3724 | N | . | Salisbury | Green Mountain Power Corp | 7601 | VT | NEW | NPCC |  | 22 | 1 | Electric Utility | HY | WAT | HYC | ISNE | 23603 | 2669 | 2021
Vintage1917 | hydro | TRUE | 3725 | N | . | Silver Lake (VT) | Green Mountain Power Corp | 7601 | VT | NEW | NPCC |  | 22 | 1 | Electric Utility | HY | WAT | HYC | ISNE | 43415 | 4909 | 2021
Vintage1951 | hydro | TRUE | 3728 | N | . | Weybridge | Green Mountain Power Corp | 7601 | VT | NEW | NPCC |  | 22 | 1 | Electric Utility | HY | WAT | HYC | ISNE | 126903 | 14349 | 2021
Vintage1944 | hydro | TRUE | 3731 | N | . | Newport | Great Bay Hydro Corp | 49852 | VT | NEW | NPCC |  | 22 | 2 | NAICS-22 Non-Cogen | HY | WAT | HYC | ISNE | 76218 | 8618 | 2021
| petroleum | FALSE | 3734 | N | . | Berlin 5 | Green Mountain Power Corp | 7601 | VT | NEW | NPCC |  | 22 | 1 | Electric Utility | GT | DFO | DFO | ISNE | 0 | 0 | 2021
| petroleum | FALSE | 3734 | N | . | Berlin 5 | Green Mountain Power Corp | 7601 | VT | NEW | NPCC |  | 22 | 1 | Electric Utility | GT | JF | WOO | ISNE | 0 | 0 | 2021
Vintage1972 | other | TRUE | 3734 | N | . | Berlin 5 | Green Mountain Power Corp | 7601 | VT | NEW | NPCC |  | 22 | 1 | Electric Utility | GT | KER | WOO | ISNE | 26564 | 1325 | 2021
Vintage1965 | petroleum | TRUE | 3735 | N | . | Colchester 16 | Green Mountain Power Corp | 7601 | VT | NEW | NPCC |  | 22 | 1 | Electric Utility | GT | DFO | DFO | ISNE | 4659 | 147 | 2021
Vintage2008 | hydro | TRUE | 3737 | N | . | Essex Junction 19 | Green Mountain Power Corp | 7601 | VT | NEW | NPCC |  | 22 | 1 | Electric Utility | HY | WAT | HYC | ISNE | 304375 | 34416 | 2021
Vintage2007 | petroleum | TRUE | 3737 | N | . | Essex Junction 19 | Green Mountain Power Corp | 7601 | VT | NEW | NPCC |  | 22 | 1 | Electric Utility | IC | DFO | DFO | ISNE | 1306 | 124 | 2021
Vintage1927 | hydro | TRUE | 3739 | N | . | Marshfield 6 | Green Mountain Power Corp | 7601 | VT | NEW | NPCC |  | 22 | 1 | Electric Utility | HY | WAT | HYC | ISNE | 54868 | 6204 | 2021
Vintage1928 | hydro | TRUE | 3740 | N | . | Middlesex 2 | Green Mountain Power Corp | 7601 | VT | NEW | NPCC |  | 22 | 1 | Electric Utility | HY | WAT | HYC | ISNE | 75969 | 8590 | 2021
Vintage1917 | hydro | TRUE | 3743 | N | . | West Danville 15 | Green Mountain Power Corp | 7601 | VT | NEW | NPCC |  | 22 | 1 | Electric Utility | HY | WAT | HYC | ISNE | 20059 | 2268 | 2021
Vintage1928 | hydro | TRUE | 3745 | N | . | Bellows Falls | Great River Hydro, LLC | 61122 | VT | NEW | NPCC |  | 22 | 2 | NAICS-22 Non-Cogen | HY | WAT | HYC | ISNE | 2007181 | 226954 | 2021
Vintage1924 | hydro | TRUE | 3746 | N | . | Harriman | Great River Hydro, LLC | 61122 | VT | NEW | NPCC |  | 22 | 2 | NAICS-22 Non-Cogen | HY | WAT | HYC | ISNE | 988953 | 111822 | 2021
Vintage1927 | hydro | TRUE | 3750 | N | . | Canaan | Central Rivers Power NH, LLC | 62775 | VT | NEW | NPCC |  | 22 | 2 | NAICS-22 Non-Cogen | HY | WAT | HYC | ISNE | 36420 | 4118 | 2021
Vintage1948 | hydro | TRUE | 3753 | N | . | West Charleston | Barton Village, Inc | 1299 | VT | NEW | NPCC |  | 22 | 1 | Electric Utility | HY | WAT | HYC | ISNE | 36340 | 4109 | 2021
| petroleum | FALSE | 3753 | N | . | West Charleston | Barton Village, Inc | 1299 | VT | NEW | NPCC |  | 22 | 1 | Electric Utility | ST | DFO | DFO | ISNE | 0 | 0 | 2021
Vintage1971 | petroleum | TRUE | 3754 | N | . | Burlington GT | City of Burlington Electric - (VT) | 2548 | VT | NEW | NPCC |  | 22 | 1 | Electric Utility | GT | DFO | DFO | ISNE | 6994 | 375 | 2021
| petroleum | FALSE | 3754 | N | . | Burlington GT | City of Burlington Electric - (VT) | 2548 | VT | NEW | NPCC |  | 22 | 1 | Electric Utility | GT | RFO | RFO | ISNE | 0 | 0 | 2021
Vintage1979 | hydro | TRUE | 3762 | N | . | Great Falls (VT) | Village of Lyndonville - (VT) | 11359 | VT | NEW | NPCC |  | 22 | 1 | Electric Utility | HY | WAT | HYC | ISNE | 19193 | 2170 | 2021
Vintage1924 | hydro | TRUE | 3764 | N | . | Morrisville | Village of Morrisville - (VT) | 12989 | VT | NEW | NPCC |  | 22 | 1 | Electric Utility | HY | WAT | HYC | ISNE | 20288 | 2294 | 2021
Vintage1947 | hydro | TRUE | 3765 | N | . | Cadys Falls | Village of Morrisville - (VT) | 12989 | VT | NEW | NPCC |  | 22 | 1 | Electric Utility | HY | WAT | HYC | ISNE | 10012 | 1132 | 2021
Vintage1912 | hydro | TRUE | 3772 | N | . | Buck Hydro | Appalachian Power Co | 733 | VA | SAT | RFC |  | 22 | 1 | Electric Utility | HY | WAT | HYC | PJM | 343077 | 38792 | 2021
Vintage1912 | hydro | TRUE | 3773 | N | . | Byllesby 2 | Appalachian Power Co | 733 | VA | SAT | RFC |  | 22 | 1 | Electric Utility | HY | WAT | HYC | PJM | 317959 | 35952 | 2021
Vintage1939 | hydro | TRUE | 3774 | N | . | Claytor | Appalachian Power Co | 733 | VA | SAT | RFC |  | 22 | 1 | Electric Utility | HY | WAT | HYC | PJM | 2074883 | 234609 | 2021
| hard coal | FALSE | 3775 | N | . | Clinch River | Appalachian Power Co | 733 | VA | SAT | RFC |  | 22 | 1 | Electric Utility | ST | BIT | COL | PJM | 0 | 0 | 2021
| petroleum | FALSE | 3775 | N | . | Clinch River | Appalachian Power Co | 733 | VA | SAT | RFC |  | 22 | 1 | Electric Utility | ST | DFO | DFO | PJM | 0 | 0 | 2021
Vintage1958 | natural gas steam turbine | TRUE | 3775 | N | . | Clinch River | Appalachian Power Co | 733 | VA | SAT | RFC |  | 22 | 1 | Electric Utility | ST | NG | NG | PJM | 1622650 | 133136 | 2021
Vintage1964 | hydro | TRUE | 3777 | N | . | Leesville | Appalachian Power Co | 733 | VA | SAT | RFC |  | 22 | 1 | Electric Utility | HY | WAT | HYC | PJM | 539642 | 61018 | 2021
Vintage1954 | hydro | TRUE | 3778 | N | . | Niagara | Appalachian Power Co | 733 | VA | SAT | RFC |  | 22 | 1 | Electric Utility | HY | WAT | HYC | PJM | 79126 | 8947 | 2021
Vintage1903 | hydro | TRUE | 3779 | N | . | Reusens | Eagle Creek Renewable Energy, LLC | 57280 | VA | SAT | RFC |  | 22 | 2 | NAICS-22 Non-Cogen | HY | WAT | HYC | PJM | 231528 | 26179 | 2021
Vintage1966 | hydro | TRUE | 3780 | N | . | Smith Mountain | Appalachian Power Co | 733 | VA | SAT | RFC |  | 22 | 1 | Electric Utility | HY | WAT | HYC | PJM | 2361447 | 267011 | 2021
| other | FALSE | 3780 | N | . | Smith Mountain | Appalachian Power Co | 733 | VA | SAT | RFC |  | 22 | 1 | Electric Utility | PS | WAT | HPS | PJM | 0 | -288355 | 2021
Vintage1963 | petroleum | TRUE | 3782 | N | . | Bayview | Calpine Mid-Atlantic Generation LLC | 56609 | VA | SAT | RFC |  | 22 | 2 | NAICS-22 Non-Cogen | IC | DFO | DFO | PJM | 12222 | 1219 | 2021
Vintage1972 | petroleum | TRUE | 3785 | N | . | Tasley | Calpine Mid-Atlantic Generation LLC | 56609 | VA | SAT | RFC |  | 22 | 2 | NAICS-22 Non-Cogen | GT | DFO | DFO | PJM | 5433 | 291 | 2021
Vintage1927 | hydro | TRUE | 3789 | N | . | Luray Hydro Station | Eagle Creek Renewable Energy, LLC | 57280 | VA | SAT | RFC |  | 22 | 2 | NAICS-22 Non-Cogen | HY | WAT | HYC | PJM | 34925 | 3949 | 2021
Vintage1923 | hydro | TRUE | 3790 | N | . | Newport Hydro Station | Eagle Creek Renewable Energy, LLC | 57280 | VA | SAT | RFC |  | 22 | 2 | NAICS-22 Non-Cogen | HY | WAT | HYC | PJM | 37533 | 4244 | 2021
| petroleum | FALSE | 3797 | N | . | Chesterfield | Virginia Electric & Power Co | 19876 | VA | SAT | SERC |  | 22 | 1 | Electric Utility | CA | DFO | DFO | PJM | 29 | 0 | 2021
| natural gas combined cycle | FALSE | 3797 | N | . | Chesterfield | Virginia Electric & Power Co | 19876 | VA | SAT | SERC |  | 22 | 1 | Electric Utility | CA | NG | NG | PJM | 0 | 0 | 2021
Vintage0 | petroleum | FALSE | 3797 | N | . | Chesterfield | Virginia Electric & Power Co | 19876 | VA | SAT | SERC |  | 22 | 1 | Electric Utility | CT | DFO | DFO | PJM | 4179 | 547.043 | 2021
Vintage1992 | natural gas combined cycle | TRUE | 3797 | N | . | Chesterfield | Virginia Electric & Power Co | 19876 | VA | SAT | SERC |  | 22 | 1 | Electric Utility | CT | NG | NG | PJM | 14717577 | 1947961 | 2021
Vintage1969 | hard coal | TRUE | 3797 | N | . | Chesterfield | Virginia Electric & Power Co | 19876 | VA | SAT | SERC |  | 22 | 1 | Electric Utility | ST | BIT | COL | PJM | 10958682 | 1064729.3 | 2021
Vintage0 | petroleum | FALSE | 3797 | N | . | Chesterfield | Virginia Electric & Power Co | 19876 | VA | SAT | SERC |  | 22 | 1 | Electric Utility | ST | DFO | DFO | PJM | 252875 | 24612.654 | 2021
Vintage1930 | hydro | TRUE | 3798 | N | . | Cushaw | Cushaw Hydro LLC | 61891 | VA | SAT | SERC |  | 22 | 1 | Electric Utility | HY | WAT | HYC | PJM | 110371 | 12480 | 2021
Vintage1971 | petroleum | TRUE | 3799 | N | . | Low Moor | Virginia Electric & Power Co | 19876 | VA | SAT | SERC |  | 22 | 1 | Electric Utility | GT | DFO | DFO | PJM | 17384 | 996 | 2021
Vintage1971 | petroleum | TRUE | 3800 | N | . | Northern Neck | Virginia Electric & Power Co | 19876 | VA | SAT | SERC |  | 22 | 1 | Electric Utility | GT | DFO | DFO | PJM | 107595 | 6142 | 2021
| hard coal | FALSE | 3803 | N | . | Chesapeake | Virginia Electric & Power Co | 19876 | VA | SAT | SERC |  | 22 | 1 | Electric Utility | GT | BIT | COL | PJM | 0 | 0 | 2021
Vintage1969 | petroleum | TRUE | 3803 | N | . | Chesapeake | Virginia Electric & Power Co | 19876 | VA | SAT | SERC |  | 22 | 1 | Electric Utility | GT | DFO | DFO | PJM | 2224 | 116 | 2021
| petroleum | FALSE | 3804 | N | . | Possum Point | Virginia Electric & Power Co | 19876 | VA | SAT | SERC |  | 22 | 1 | Electric Utility | CA | DFO | DFO | PJM | 0 | 0 | 2021
| natural gas combined cycle | FALSE | 3804 | N | . | Possum Point | Virginia Electric & Power Co | 19876 | VA | SAT | SERC |  | 22 | 1 | Electric Utility | CA | NG | NG | PJM | 0 | 0 | 2021
Vintage0 | petroleum | FALSE | 3804 | N | . | Possum Point | Virginia Electric & Power Co | 19876 | VA | SAT | SERC |  | 22 | 1 | Electric Utility | CT | DFO | DFO | PJM | 18811 | 2521.528 | 2021
Vintage2003 | natural gas combined cycle | TRUE | 3804 | N | . | Possum Point | Virginia Electric & Power Co | 19876 | VA | SAT | SERC |  | 22 | 1 | Electric Utility | CT | NG | NG | PJM | 16700063 | 2313605.5 | 2021
| petroleum | FALSE | 3804 | N | . | Possum Point | Virginia Electric & Power Co | 19876 | VA | SAT | SERC |  | 22 | 1 | Electric Utility | CT | RFO | RFO | PJM | 0 | 0 | 2021
Vintage1968 | petroleum | TRUE | 3804 | N | . | Possum Point | Virginia Electric & Power Co | 19876 | VA | SAT | SERC |  | 22 | 1 | Electric Utility | GT | DFO | DFO | PJM | 13015 | 806 | 2021
| petroleum | FALSE | 3804 | N | . | Possum Point | Virginia Electric & Power Co | 19876 | VA | SAT | SERC |  | 22 | 1 | Electric Utility | ST | DFO | DFO | PJM | 0 | 0 | 2021
| petroleum | FALSE | 3804 | N | . | Possum Point | Virginia Electric & Power Co | 19876 | VA | SAT | SERC |  | 22 | 1 | Electric Utility | ST | RFO | RFO | PJM | 0 | 0 | 2021
Vintage1973 | nuclear | TRUE | 3806 | N | 2 | Surry | Virginia Electric & Power Co | 19876 | VA | SAT | SERC |  | 22 | 1 | Electric Utility | ST | NUC | NUC | PJM | 68413011 | 6559811 | 2021
Vintage1973 | nuclear | TRUE | 3806 | N | 1 | Surry | Virginia Electric & Power Co | 19876 | VA | SAT | SERC |  | 22 | 1 | Electric Utility | ST | NUC | NUC | PJM | 69249925 | 6640059 | 2021
| hard coal | FALSE | 3809 | N | . | Yorktown | Virginia Electric & Power Co | 19876 | VA | SAT | SERC |  | 22 | 1 | Electric Utility | ST | BIT | COL | PJM | 0 | 0 | 2021
Vintage1974 | petroleum | TRUE | 3809 | N | . | Yorktown | Virginia Electric & Power Co | 19876 | VA | SAT | SERC |  | 22 | 1 | Electric Utility | ST | DFO | DFO | PJM | 14423 | 328.708 | 2021
Vintage0 | natural gas steam turbine | FALSE | 3809 | N | . | Yorktown | Virginia Electric & Power Co | 19876 | VA | SAT | SERC |  | 22 | 1 | Electric Utility | ST | NG | NG | PJM | 333589 | 21769.75 | 2021
Vintage1974 | petroleum | TRUE | 3809 | N | . | Yorktown | Virginia Electric & Power Co | 19876 | VA | SAT | SERC |  | 22 | 1 | Electric Utility | ST | RFO | RFO | PJM | 349940 | 27129.542 | 2021
Vintage1987 | hydro | TRUE | 3821 | N | . | Snowden | Town of Bedford - (VA) | 1456 | VA | SAT | RFC |  | 22 | 1 | Electric Utility | HY | WAT | HYC | PJM | 77491 | 8762 | 2021
Vintage1938 | hydro | TRUE | 3825 | N | . | Pinnacles | Northbrook Virginia Hydro, LLC | 64642 | VA | SAT | RFC |  | 22 | 2 | NAICS-22 Non-Cogen | HY | WAT | HYC | PJM | 216694 | 24502 | 2021
Vintage1932 | hydro | TRUE | 3826 | N | . | Martinsville | City of Martinsville - (VA) | 11770 | VA | SAT | RFC |  | 22 | 1 | Electric Utility | HY | WAT | HYC | PJM | 3645 | 412 | 2021
Vintage1934 | hydro | TRUE | 3827 | N | . | Radford | City of Radford - (VA) | 15619 | VA | SAT | RFC |  | 22 | 1 | Electric Utility | HY | WAT | HYC | PJM | 19156 | 2166.12 | 2021
Vintage2008 | hydro | TRUE | 3833 | N | . | John H Kerr | USCE-Wilmington District | 18574 | VA | SAT | SERC |  | 22 | 1 | Electric Utility | HY | WAT | HYC | PJM | 4632735 | 523828 | 2021
Vintage0 | petroleum | FALSE | 3845 | N | . | Transalta Centralia Generation | TransAlta Centralia Gen LLC | 19099 | WA | PACC | WECC |  | 22 | 2 | NAICS-22 Non-Cogen | ST | DFO | DFO | BPAT | 81228 | 6825.776 | 2021
Vintage1973 | hard coal | TRUE | 3845 | N | . | Transalta Centralia Generation | TransAlta Centralia Gen LLC | 19099 | WA | PACC | WECC |  | 22 | 2 | NAICS-22 Non-Cogen | ST | RC | COL | BPAT | 34083559 | 2998258.7 | 2021
Vintage1973 | hard coal | TRUE | 3845 | N | . | Transalta Centralia Generation | TransAlta Centralia Gen LLC | 19099 | WA | PACC | WECC |  | 22 | 2 | NAICS-22 Non-Cogen | ST | SUB | COL | BPAT | 1379112 | 109046.42 | 2021
Vintage1973 | hard coal | TRUE | 3845 | N | . | Transalta Centralia Generation | TransAlta Centralia Gen LLC | 19099 | WA | PACC | WECC |  | 22 | 2 | NAICS-22 Non-Cogen | ST | WC | WOC | BPAT | 2225 | 184.064 | 2021
Vintage1958 | hydro | TRUE | 3847 | N | . | Merwin | PacifiCorp | 14354 | WA | PACC | WECC |  | 22 | 1 | Electric Utility | HY | WAT | HYC | PACW | 4118828 | 465720 | 2021
Vintage1958 | hydro | TRUE | 3850 | N | . | Swift 1 | PacifiCorp | 14354 | WA | PACC | WECC |  | 22 | 1 | Electric Utility | HY | WAT | HYC | PACW | 5229325 | 591285 | 2021
Vintage1953 | hydro | TRUE | 3852 | N | . | Yale | PacifiCorp | 14354 | WA | PACC | WECC |  | 22 | 1 | Electric Utility | HY | WAT | HYC | PACW | 4554088 | 514935 | 2021
Vintage1969 | petroleum | TRUE | 3853 | N | . | Crystal Mountain | Puget Sound Energy Inc | 15500 | WA | PACC | WECC |  | 22 | 1 | Electric Utility | IC | DFO | DFO | PSEI | 5940 | 525 | 2021
| hydro | FALSE | 3854 | N | . | Electron | Electron Hydro LLC | 59866 | WA | PACC | WECC |  | 22 | 2 | NAICS-22 Non-Cogen | HY | WAT | HYC | PSEI | 0 | 0 | 2021
Vintage2013 | hydro | TRUE | 3855 | N | . | Lower Baker | Puget Sound Energy Inc | 15500 | WA | PACC | WECC |  | 22 | 1 | Electric Utility | HY | WAT | HYC | PSEI | 3329032 | 376417 | 2021
Vintage2013 | hydro | TRUE | 3860 | N | . | Snoqualmie | Puget Sound Energy Inc | 15500 | WA | PACC | WECC |  | 22 | 1 | Electric Utility | HY | WAT | HYC | PSEI | 288509 | 32622 | 2021
Vintage1959 | hydro | TRUE | 3861 | N | . | Upper Baker | Puget Sound Energy Inc | 15500 | WA | PACC | WECC |  | 22 | 1 | Electric Utility | HY | WAT | HYC | PSEI | 3278464 | 370699 | 2021
Vintage1911 | hydro | TRUE | 3866 | N | . | Little Falls (WA) | Avista Corp | 20169 | WA | PACC | WECC |  | 22 | 1 | Electric Utility | HY | WAT | HYC | AVA | 1830904 | 207022 | 2021
Vintage1924 | hydro | TRUE | 3867 | N | . | Long Lake | Avista Corp | 20169 | WA | PACC | WECC |  | 22 | 1 | Electric Utility | HY | WAT | HYC | AVA | 4227547 | 478013 | 2021
Vintage2006 | hydro | TRUE | 3868 | N | . | Meyers Falls | Hydro Technology Systems Inc | 9143 | WA | PACC | WECC |  | 22 | 2 | NAICS-22 Non-Cogen | HY | WAT | HYC | AVA | 61985 | 7009 | 2021
Vintage1994 | hydro | TRUE | 3869 | N | . | Nine Mile | Avista Corp | 20169 | WA | PACC | WECC |  | 22 | 1 | Electric Utility | HY | WAT | HYC | AVA | 1158980 | 131047 | 2021
Vintage1955 | hydro | TRUE | 3878 | N | . | Yelm | City of Centralia - (WA) | 3295 | WA | PACC | WECC |  | 22 | 1 | Electric Utility | HY | WAT | HYC | BPAT | 272068 | 30763 | 2021
Vintage1974 | hydro | TRUE | 3883 | N | . | Rocky Reach | PUD No 1 of Chelan County | 3413 | WA | PACC | WECC |  | 22 | 1 | Electric Utility | HY | WAT | HYC | CHPD | 50666646 | 5728929 | 2021
Vintage1969 | hydro | TRUE | 3886 | N | . | Wells | PUD No 1 of Douglas County | 5326 | WA | PACC | WECC |  | 22 | 1 | Electric Utility | HY | WAT | HYC | DOPD | 36033330 | 4074325 | 2021
Vintage1961 | hydro | TRUE | 3887 | N | . | Priest Rapids | PUD No 2 of Grant County | 14624 | WA | PACC | WECC |  | 22 | 1 | Electric Utility | HY | WAT | HYC | BPAT | 40158525 | 4540765 | 2021
Vintage2020 | hydro | TRUE | 3888 | N | . | Wanapum | PUD No 2 of Grant County | 14624 | WA | PACC | WECC |  | 22 | 1 | Electric Utility | HY | WAT | HYC | GCPD | 43942846 | 4968662 | 2021
Vintage1955 | hydro | TRUE | 3891 | N | . | Box Canyon | PUD No 1 of Pend Oreille County | 14653 | WA | PACC | WECC |  | 22 | 1 | Electric Utility | HY | WAT | HYC | AVA | 4202077 | 475133 | 2021
Vintage1973 | hydro | TRUE | 3895 | N | . | The Dalles | USACE Northwestern Division | 19400 | OR | PACC | WECC |  | 22 | 1 | Electric Utility | HY | WAT | HYC | BPAT | 52759147 | 5965530 | 2021
Vintage1947 | hydro | TRUE | 3913 | N | . | Alder | City of Tacoma - (WA) | 18429 | WA | PACC | WECC |  | 22 | 1 | Electric Utility | HY | WAT | HYC | TPWR | 1841621 | 208234 | 2021
Vintage1926 | hydro | TRUE | 3914 | N | . | Cushman 1 | City of Tacoma - (WA) | 18429 | WA | PACC | WECC |  | 22 | 1 | Electric Utility | HY | WAT | HYC | TPWR | 1207328 | 136514 | 2021
Vintage2013 | hydro | TRUE | 3915 | N | . | Cushman 2 | City of Tacoma - (WA) | 18429 | WA | PACC | WECC |  | 22 | 1 | Electric Utility | HY | WAT | HYC | TPWR | 1846497 | 208785 | 2021
Vintage1945 | hydro | TRUE | 3916 | N | . | LaGrande | City of Tacoma - (WA) | 18429 | WA | PACC | WECC |  | 22 | 1 | Electric Utility | HY | WAT | HYC | TPWR | 2977252 | 336641 | 2021
Vintage1983 | hydro | TRUE | 3917 | N | . | Mayfield | City of Tacoma - (WA) | 18429 | WA | PACC | WECC |  | 22 | 1 | Electric Utility | HY | WAT | HYC | TPWR | 6409989 | 724784 | 2021
Vintage1968 | hydro | TRUE | 3918 | N | . | Mossyrock | City of Tacoma - (WA) | 18429 | WA | PACC | WECC |  | 22 | 1 | Electric Utility | HY | WAT | HYC | TPWR | 9274067 | 1048628 | 2021
Vintage1979 | hydro | TRUE | 3921 | N | . | Chief Joseph | USACE Northwestern Division | 19400 | WA | PACC | WECC |  | 22 | 1 | Electric Utility | HY | WAT | HYC | BPAT | 97118317 | 10981266 | 2021
Vintage1976 | hydro | TRUE | 3925 | N | . | Ice Harbor | USACE Northwestern Division | 19400 | WA | PACC | WECC |  | 22 | 1 | Electric Utility | HY | WAT | HYC | BPAT | 12432853 | 1405795 | 2021
Vintage1978 | hydro | TRUE | 3926 | N | . | Little Goose | USACE Northwestern Division | 19400 | WA | PACC | WECC |  | 22 | 1 | Electric Utility | HY | WAT | HYC | BPAT | 11904015 | 1345999 | 2021
Vintage1979 | hydro | TRUE | 3927 | N | . | Lower Monumental | USACE Northwestern Division | 19400 | WA | PACC | WECC |  | 22 | 1 | Electric Utility | HY | WAT | HYC | BPAT | 11837411 | 1338468 | 2021
Vintage1964 | hydro | TRUE | 3929 | N | . | Packwood | Energy Northwest | 20160 | WA | PACC | WECC |  | 22 | 1 | Electric Utility | HY | WAT | HYC | BPAT | 780066 | 88203 | 2021
Vintage1973 | hard coal | TRUE | 3935 | N | . | John E Amos | Appalachian Power Co | 733 | WV | SAT | RFC |  | 22 | 1 | Electric Utility | ST | BIT | COL | PJM | 117926491 | 11956892 | 2021
Vintage0 | petroleum | FALSE | 3935 | N | . | John E Amos | Appalachian Power Co | 733 | WV | SAT | RFC |  | 22 | 1 | Electric Utility | ST | DFO | DFO | PJM | 541225 | 54218.982 | 2021
Vintage1968 | hard coal | TRUE | 3943 | N | . | FirstEnergy Fort Martin Power Station | Monongahela Power Co | 12796 | WV | SAT | RFC |  | 22 | 1 | Electric Utility | ST | BIT | COL | PJM | 56676225 | 5188393.6 | 2021
Vintage0 | petroleum | FALSE | 3943 | N | . | FirstEnergy Fort Martin Power Station | Monongahela Power Co | 12796 | WV | SAT | RFC |  | 22 | 1 | Electric Utility | ST | DFO | DFO | PJM | 219921 | 20104.388 | 2021
| hard coal | FALSE | 3943 | N | . | FirstEnergy Fort Martin Power Station | Monongahela Power Co | 12796 | WV | SAT | RFC |  | 22 | 1 | Electric Utility | ST | SUB | COL | PJM | 0 | 0 | 2021
| hard coal | FALSE | 3944 | N | . | FirstEnergy Harrison Power Station | Monongahela Power Co | 12796 | WV | SAT | RFC |  | 22 | 1 | Electric Utility | ST | BIT | COL | PJM | 0 | 0 | 2021
| petroleum | FALSE | 3944 | N | . | FirstEnergy Harrison Power Station | Monongahela Power Co | 12796 | WV | SAT | RFC |  | 22 | 1 | Electric Utility | ST | DFO | DFO | PJM | 0 | 0 | 2021
Vintage0 | natural gas steam turbine | FALSE | 3944 | N | . | FirstEnergy Harrison Power Station | Monongahela Power Co | 12796 | WV | SAT | RFC |  | 22 | 1 | Electric Utility | ST | NG | NG | PJM | 181237 | 18041.166 | 2021
Vintage1974 | hard coal | TRUE | 3944 | N | . | FirstEnergy Harrison Power Station | Monongahela Power Co | 12796 | WV | SAT | RFC |  | 22 | 1 | Electric Utility | ST | RC | COL | PJM | 115535231 | 11476110 | 2021
Vintage1971 | hard coal | TRUE | 3948 | N | . | Mitchell (WV) | Kentucky Power Co | 22053 | WV | SAT | RFC |  | 22 | 1 | Electric Utility | ST | BIT | COL | PJM | 49656162 | 4727065.4 | 2021
Vintage0 | petroleum | FALSE | 3948 | N | . | Mitchell (WV) | Kentucky Power Co | 22053 | WV | SAT | RFC |  | 22 | 1 | Electric Utility | ST | DFO | DFO | PJM | 449527 | 42038.565 | 2021
Vintage1967 | petroleum | TRUE | 3954 | N | . | Mt Storm | Virginia Electric & Power Co | 19876 | WV | SAT | RFC |  | 22 | 1 | Electric Utility | GT | JF | WOO | PJM | 7873 | 24 | 2021
Vintage1973 | hard coal | TRUE | 3954 | N | . | Mt Storm | Virginia Electric & Power Co | 19876 | WV | SAT | RFC |  | 22 | 1 | Electric Utility | ST | BIT | COL | PJM | 57367603 | 5478845.3 | 2021
Vintage0 | petroleum | FALSE | 3954 | N | . | Mt Storm | Virginia Electric & Power Co | 19876 | WV | SAT | RFC |  | 22 | 1 | Electric Utility | ST | DFO | DFO | PJM | 315229 | 29706.346 | 2021
| petroleum | FALSE | 3954 | N | . | Mt Storm | Virginia Electric & Power Co | 19876 | WV | SAT | RFC |  | 22 | 1 | Electric Utility | ST | RFO | RFO | PJM | 0 | 0 | 2021
Vintage0 | petroleum | FALSE | 3954 | N | . | Mt Storm | Virginia Electric & Power Co | 19876 | WV | SAT | RFC |  | 22 | 1 | Electric Utility | ST | WO | WOO | PJM | 1375 | 131.398 | 2021
Vintage1921 | hydro | TRUE | 3971 | N | . | Biron | Consolidated Water Power Co | 4247 | WI | ENC | MRO |  | 22 | 1 | Electric Utility | HY | WAT | HYC | MISO | 304911 | 34476.75 | 2021
Vintage1942 | hydro | TRUE | 3972 | N | . | Du Bay | Consolidated Water Power Co | 4247 | WI | ENC | MRO |  | 22 | 1 | Electric Utility | HY | WAT | HYC | MISO | 384825 | 43512.48 | 2021
Vintage1918 | hydro | TRUE | 3973 | N | . | Stevens Point | Consolidated Water Power Co | 4247 | WI | ENC | MRO |  | 22 | 1 | Electric Utility | HY | WAT | HYC | MISO | 264644 | 29923.74 | 2021
Vintage1920 | hydro | TRUE | 3974 | N | . | Wisconsin Rapids | Consolidated Water Power Co | 4247 | WI | ENC | MRO |  | 22 | 1 | Electric Utility | HY | WAT | HYC | MISO | 455185 | 51468.12 | 2021
Vintage1963 | hydro | TRUE | 3975 | N | . | Whiting | Consolidated Water Power Co | 4247 | WI | ENC | MRO |  | 22 | 1 | Electric Utility | HY | WAT | HYC | MISO | 219757 | 24848.01 | 2021
| petroleum | FALSE | 3976 | N | . | Gordon | Dahlberg Light & Power Co | 4715 | WI | ENC | MRO |  | 22 | 1 | Electric Utility | IC | DFO | DFO | MISO | 0 | 0 | 2021
| hard coal | FALSE | 3982 | N | . | Bay Front | Northern States Power Co - Minnesota | 13781 | WI | ENC | MRO |  | 22 | 1 | Electric Utility | ST | BIT | COL | MISO | 0 | 0 | 2021
| petroleum | FALSE | 3982 | N | . | Bay Front | Northern States Power Co - Minnesota | 13781 | WI | ENC | MRO |  | 22 | 1 | Electric Utility | ST | DFO | DFO | MISO | 0 | 0 | 2021
Vintage1957 | natural gas steam turbine | TRUE | 3982 | N | . | Bay Front | Northern States Power Co - Minnesota | 13781 | WI | ENC | MRO |  | 22 | 1 | Electric Utility | ST | NG | NG | MISO | 18379 | 1216.905 | 2021
| petroleum | FALSE | 3982 | N | . | Bay Front | Northern States Power Co - Minnesota | 13781 | WI | ENC | MRO |  | 22 | 1 | Electric Utility | ST | PC | PC | MISO | 0 | 0 | 2021
| hard coal | FALSE | 3982 | N | . | Bay Front | Northern States Power Co - Minnesota | 13781 | WI | ENC | MRO |  | 22 | 1 | Electric Utility | ST | SUB | COL | MISO | 0 | 0 | 2021
Vintage0 | other | FALSE | 3982 | N | . | Bay Front | Northern States Power Co - Minnesota | 13781 | WI | ENC | MRO |  | 22 | 1 | Electric Utility | ST | TDF | OTH | MISO | 111647 | 7323.262 | 2021
Vintage1952 | biomass | TRUE | 3982 | N | . | Bay Front | Northern States Power Co - Minnesota | 13781 | WI | ENC | MRO |  | 22 | 1 | Electric Utility | ST | WDS | WWW | MISO | 2713052 | 177882.83 | 2021
Vintage1993 | hydro | TRUE | 3983 | N | . | Big Falls | Northern States Power Co - Minnesota | 13781 | WI | ENC | MRO |  | 22 | 1 | Electric Utility | HY | WAT | HYC | MISO | 328042 | 37092 | 2021
Vintage1983 | hydro | TRUE | 3986 | N | . | Ladysmith Dam | Northern States Power Co - Minnesota | 13781 | WI | ENC | MRO |  | 22 | 1 | Electric Utility | HY | WAT | HYC | MISO | 97707 | 11048 | 2021
Vintage1929 | hydro | TRUE | 3988 | N | . | Thornapple | Northern States Power Co - Minnesota | 13781 | WI | ENC | MRO |  | 22 | 1 | Electric Utility | HY | WAT | HYC | MISO | 30795 | 3482 | 2021
Vintage1907 | hydro | TRUE | 3989 | N | . | White River (WI) | Northern States Power Co - Minnesota | 13781 | WI | ENC | MRO |  | 22 | 1 | Electric Utility | HY | WAT | HYC | MISO | 38579 | 4362 | 2021
| petroleum | FALSE | 3991 | N | . | Fitchburg | Madison Gas & Electric Co | 11479 | WI | ENC | MRO |  | 22 | 1 | Electric Utility | GT | DFO | DFO | MISO | 0 | 0 | 2021
Vintage1973 | natural gas peaker | TRUE | 3991 | N | . | Fitchburg | Madison Gas & Electric Co | 11479 | WI | ENC | MRO |  | 22 | 1 | Electric Utility | GT | NG | NG | MISO | 13163 | 586 | 2021
| hard coal | FALSE | 3992 | N | . | Blount Street | Madison Gas & Electric Co | 11479 | WI | ENC | MRO |  | 22 | 1 | Electric Utility | ST | BIT | COL | MISO | 0 | 0 | 2021
| petroleum | FALSE | 3992 | N | . | Blount Street | Madison Gas & Electric Co | 11479 | WI | ENC | MRO |  | 22 | 1 | Electric Utility | ST | DFO | DFO | MISO | 0 | 0 | 2021
Vintage1961 | natural gas steam turbine | TRUE | 3992 | N | . | Blount Street | Madison Gas & Electric Co | 11479 | WI | ENC | MRO |  | 22 | 1 | Electric Utility | ST | NG | NG | MISO | 142983 | 5260 | 2021
| petroleum | FALSE | 3993 | N | . | Sycamore (WI) | Madison Gas & Electric Co | 11479 | WI | ENC | MRO |  | 22 | 1 | Electric Utility | GT | DFO | DFO | MISO | 0 | 0 | 2021
Vintage1971 | natural gas peaker | FALSE | 3993 | N | . | Sycamore (WI) | Madison Gas & Electric Co | 11479 | WI | ENC | MRO |  | 22 | 1 | Electric Utility | GT | NG | NG | MISO | 1021 | -165 | 2021
Vintage1973 | hydro | TRUE | 3995 | N | . | Arpin Dam | Renewable World Energies LLC | 58149 | WI | ENC | MRO |  | 22 | 2 | NAICS-22 Non-Cogen | HY | WAT | HYC | MISO | 60741 | 6868 | 2021
Vintage1915 | hydro | TRUE | 3998 | N | . | Cedar Falls (WI) | Northern States Power Co - Minnesota | 13781 | WI | ENC | MRO |  | 22 | 1 | Electric Utility | HY | WAT | HYC | MISO | 310424 | 35100 | 2021
Vintage1928 | hydro | TRUE | 4000 | N | . | Chippewa Falls | Northern States Power Co - Minnesota | 13781 | WI | ENC | MRO |  | 22 | 1 | Electric Utility | HY | WAT | HYC | MISO | 549487 | 62131 | 2021
Vintage1924 | hydro | TRUE | 4002 | N | . | Dells | Northern States Power Co - Minnesota | 13781 | WI | ENC | MRO |  | 22 | 1 | Electric Utility | HY | WAT | HYC | MISO | 356820 | 40346 | 2021
Vintage1974 | petroleum | TRUE | 4005 | N | . | French Island | Northern States Power Co - Minnesota | 13781 | WI | ENC | MRO |  | 22 | 1 | Electric Utility | GT | DFO | DFO | MISO | 69910 | 4108 | 2021
Vintage0 | municipal solid waste | FALSE | 4005 | N | . | French Island | Northern States Power Co - Minnesota | 13781 | WI | ENC | MRO |  | 22 | 1 | Electric Utility | ST | MSB | MLG | MISO | 273823 | 12938.797 | 2021
Vintage0 | municipal solid waste | FALSE | 4005 | N | . | French Island | Northern States Power Co - Minnesota | 13781 | WI | ENC | MRO |  | 22 | 1 | Electric Utility | ST | MSN | OTH | MISO | 334676 | 15814.4 | 2021
Vintage0 | natural gas steam turbine | FALSE | 4005 | N | . | French Island | Northern States Power Co - Minnesota | 13781 | WI | ENC | MRO |  | 22 | 1 | Electric Utility | ST | NG | NG | MISO | 3414 | 161.697 | 2021
Vintage1948 | biomass | TRUE | 4005 | N | . | French Island | Northern States Power Co - Minnesota | 13781 | WI | ENC | MRO |  | 22 | 1 | Electric Utility | ST | WDS | WWW | MISO | 633650 | 29863.106 | 2021
Vintage1950 | hydro | TRUE | 4007 | N | . | Holcombe | Northern States Power Co - Minnesota | 13781 | WI | ENC | MRO |  | 22 | 1 | Electric Utility | HY | WAT | HYC | MISO | 824243 | 93198 | 2021
Vintage1988 | hydro | TRUE | 4008 | N | . | Jim Falls | Northern States Power Co - Minnesota | 13781 | WI | ENC | MRO |  | 22 | 1 | Electric Utility | HY | WAT | HYC | MISO | 1091802 | 123451 | 2021
Vintage1958 | hydro | TRUE | 4009 | N | . | Menomonie | Northern States Power Co - Minnesota | 13781 | WI | ENC | MRO |  | 22 | 1 | Electric Utility | HY | WAT | HYC | MISO | 217040 | 24541 | 2021
Vintage1923 | hydro | TRUE | 4011 | N | . | St Croix Falls | Northern States Power Co - Minnesota | 13781 | WI | ENC | MRO |  | 22 | 1 | Electric Utility | HY | WAT | HYC | MISO | 846079 | 95667 | 2021
Vintage1927 | hydro | TRUE | 4012 | N | . | Trego | Northern States Power Co - Minnesota | 13781 | WI | ENC | MRO |  | 22 | 1 | Electric Utility | HY | WAT | HYC | MISO | 68285 | 7721 | 2021
Vintage1973 | petroleum | TRUE | 4014 | N | . | Wheaton | Northern States Power Co - Minnesota | 13781 | WI | ENC | MRO |  | 22 | 1 | Electric Utility | GT | DFO | DFO | MISO | 93415 | 6345.791 | 2021
Vintage1973 | natural gas peaker | TRUE | 4014 | N | . | Wheaton | Northern States Power Co - Minnesota | 13781 | WI | ENC | MRO |  | 22 | 1 | Electric Utility | GT | NG | NG | MISO | 1905755 | 129476.21 | 2021
Vintage1917 | hydro | TRUE | 4015 | N | . | Wissota | Northern States Power Co - Minnesota | 13781 | WI | ENC | MRO |  | 22 | 1 | Electric Utility | HY | WAT | HYC | MISO | 1130546 | 127832 | 2021
Vintage1967 | hydro | TRUE | 4018 | N | . | Clam River Dam | Renewable World Energies LLC | 58149 | WI | ENC | MRO |  | 22 | 2 | NAICS-22 Non-Cogen | HY | WAT | HYC | MISO | 39702 | 4489 | 2021
Vintage1950 | hydro | TRUE | 4019 | N | . | Danbury Dam | Renewable World Energies LLC | 58149 | WI | ENC | MRO |  | 22 | 2 | NAICS-22 Non-Cogen | HY | WAT | HYC | MISO | 9286 | 1050 | 2021
| petroleum | FALSE | 4020 | N | . | Frederic Diesel | Northwestern Wisconsin Elec Co | 13815 | WI | ENC | MRO |  | 22 | 1 | Electric Utility | IC | DFO | DFO | MISO | 0 | 0 | 2021
Vintage2007 | petroleum | TRUE | 4021 | N | . | Grantsburg Diesel | Northwestern Wisconsin Elec Co | 13815 | WI | ENC | MRO |  | 22 | 1 | Electric Utility | IC | DFO | DFO | MISO | 657 | 65 | 2021
Vintage2008 | natural gas combined cycle | TRUE | 4040 | N | . | Port Washington Generating Station | Wisconsin Electric Power Co | 20847 | WI | ENC | RFC |  | 22 | 1 | Electric Utility | CA | NG | NG | MISO | 2526645 | 2580243 | 2021
Vintage2008 | natural gas combined cycle | TRUE | 4040 | N | . | Port Washington Generating Station | Wisconsin Electric Power Co | 20847 | WI | ENC | RFC |  | 22 | 1 | Electric Utility | CT | NG | NG | MISO | 45845886 | 4459279 | 2021
Vintage0 | natural gas steam turbine | FALSE | 4041 | N | . | South Oak Creek | Wisconsin Electric Power Co | 20847 | WI | ENC | RFC |  | 22 | 1 | Electric Utility | ST | NG | NG | MISO | 268508 | 25911.38 | 2021
Vintage1967 | hard coal | TRUE | 4041 | N | . | South Oak Creek | Wisconsin Electric Power Co | 20847 | WI | ENC | RFC |  | 22 | 1 | Electric Utility | ST | RC | COL | MISO | 46201959 | 4449883.6 | 2021
| hard coal | FALSE | 4041 | N | . | South Oak Creek | Wisconsin Electric Power Co | 20847 | WI | ENC | RFC |  | 22 | 1 | Electric Utility | ST | SUB | COL | MISO | 0 | 0 | 2021
| petroleum | FALSE | 4042 | Y | . | Valley (WI) | Wisconsin Electric Power Co | 20847 | WI | ENC | RFC |  | 22 | 1 | Electric Utility | IC | DFO | DFO | MISO | 0 | 0 | 2021
| hard coal | FALSE | 4042 | Y | . | Valley (WI) | Wisconsin Electric Power Co | 20847 | WI | ENC | RFC |  | 22 | 1 | Electric Utility | ST | BIT | COL | MISO | 0 | 0 | 2021
Vintage1969 | natural gas steam turbine | TRUE | 4042 | Y | . | Valley (WI) | Wisconsin Electric Power Co | 20847 | WI | ENC | RFC |  | 22 | 1 | Electric Utility | ST | NG | NG | MISO | 2761570 | 318670 | 2021
Vintage1980 | hydro | TRUE | 4043 | N | . | Appleton | Wisconsin Electric Power Co | 20847 | WI | ENC | RFC |  | 22 | 1 | Electric Utility | HY | WAT | HYC | MISO | 60704 | 6864 | 2021
Vintage1924 | hydro | TRUE | 4044 | N | . | Oconto Falls Upper | Eagle Creek Renewable Energy, LLC | 57280 | WI | ENC | MRO |  | 22 | 2 | NAICS-22 Non-Cogen | HY | WAT | HYC | MISO | 65286 | 7382 | 2021
Vintage1922 | hydro | TRUE | 4045 | N | . | Pine | Wisconsin Electric Power Co | 20847 | WI | ENC | RFC |  | 22 | 1 | Electric Utility | HY | WAT | HYC | MISO | 112964 | 12773 | 2021
Vintage1969 | petroleum | FALSE | 4046 | N | . | Point Beach Nuclear Plant | NextEra Energy Point Beach LLC | 55906 | WI | ENC | RFC |  | 22 | 2 | NAICS-22 Non-Cogen | GT | DFO | DFO | MISO | 3613 | -222 | 2021
Vintage1972 | nuclear | TRUE | 4046 | N | 2 | Point Beach Nuclear Plant | NextEra Energy Point Beach LLC | 55906 | WI | ENC | RFC |  | 22 | 2 | NAICS-22 Non-Cogen | ST | NUC | NUC | MISO | 50402974 | 4832911 | 2021
Vintage1972 | nuclear | TRUE | 4046 | N | 1 | Point Beach Nuclear Plant | NextEra Energy Point Beach LLC | 55906 | WI | ENC | RFC |  | 22 | 2 | NAICS-22 Non-Cogen | ST | NUC | NUC | MISO | 53577265 | 5137279 | 2021
Vintage0 | petroleum | FALSE | 4050 | N | . | Edgewater | Wisconsin Power & Light Co | 20856 | WI | ENC | MRO |  | 22 | 1 | Electric Utility | ST | DFO | DFO | MISO | 34163 | 3128.924 | 2021
Vintage1985 | hard coal | TRUE | 4050 | N | . | Edgewater | Wisconsin Power & Light Co | 20856 | WI | ENC | MRO |  | 22 | 1 | Electric Utility | ST | SUB | COL | MISO | 24850514 | 2307419.1 | 2021
Vintage1939 | hydro | TRUE | 4053 | N | . | Kilbourn | Wisconsin Power & Light Co | 20856 | WI | ENC | MRO |  | 22 | 1 | Electric Utility | HY | WAT | HYC | MISO | 564124 | 63786 | 2021
Vintage1940 | hydro | TRUE | 4056 | N | . | Prairie Du Sac | Wisconsin Power & Light Co | 20856 | WI | ENC | MRO |  | 22 | 1 | Electric Utility | HY | WAT | HYC | MISO | 1283423 | 145118 | 2021
Vintage1925 | hydro | TRUE | 4060 | N | . | Alexander | Wisconsin Public Service Corp | 20860 | WI | ENC | MRO |  | 22 | 1 | Electric Utility | HY | WAT | HYC | MISO | 201607 | 22796 | 2021
Vintage1924 | hydro | TRUE | 4061 | N | . | Caldron Falls | Wisconsin Public Service Corp | 20860 | WI | ENC | MRO |  | 22 | 1 | Electric Utility | HY | WAT | HYC | MISO | 129052 | 14592 | 2021
Vintage1938 | hydro | TRUE | 4063 | N | . | Grandfather Falls | Wisconsin Public Service Corp | 20860 | WI | ENC | MRO |  | 22 | 1 | Electric Utility | HY | WAT | HYC | MISO | 816357 | 92306 | 2021
Vintage1984 | hydro | TRUE | 4064 | N | . | Hat Rapids | Wisconsin Public Service Corp | 20860 | WI | ENC | MRO |  | 22 | 1 | Electric Utility | HY | WAT | HYC | MISO | 72671 | 8217 | 2021
Vintage1910 | hydro | TRUE | 4065 | N | . | High Falls (WI) | Wisconsin Public Service Corp | 20860 | WI | ENC | MRO |  | 22 | 1 | Electric Utility | HY | WAT | HYC | MISO | 247880 | 28028 | 2021
Vintage1923 | hydro | TRUE | 4067 | N | . | Johnson Falls | Wisconsin Public Service Corp | 20860 | WI | ENC | MRO |  | 22 | 1 | Electric Utility | HY | WAT | HYC | MISO | 95746 | 10826 | 2021
Vintage1984 | hydro | TRUE | 4068 | N | . | Merrill | Wisconsin Public Service Corp | 20860 | WI | ENC | MRO |  | 22 | 1 | Electric Utility | HY | WAT | HYC | MISO | 82098 | 9283 | 2021
Vintage1926 | hydro | TRUE | 4071 | N | . | Potato Rapids | Wisconsin Public Service Corp | 20860 | WI | ENC | MRO |  | 22 | 1 | Electric Utility | HY | WAT | HYC | MISO | 45000 | 5088 | 2021
| petroleum | FALSE | 4072 | N | . | Pulliam | Wisconsin Public Service Corp | 20860 | WI | ENC | MRO |  | 22 | 1 | Electric Utility | GT | DFO | DFO | MISO | 0 | 0 | 2021
Vintage2003 | natural gas peaker | TRUE | 4072 | N | . | Pulliam | Wisconsin Public Service Corp | 20860 | WI | ENC | MRO |  | 22 | 1 | Electric Utility | GT | NG | NG | MISO | 1123679 | 90526 | 2021
Vintage1925 | hydro | TRUE | 4074 | N | . | Sandstone Rapids | Wisconsin Public Service Corp | 20860 | WI | ENC | MRO |  | 22 | 1 | Electric Utility | HY | WAT | HYC | MISO | 98716 | 11162 | 2021
Vintage1938 | hydro | TRUE | 4075 | N | . | Tomahawk | Wisconsin Public Service Corp | 20860 | WI | ENC | MRO |  | 22 | 1 | Electric Utility | HY | WAT | HYC | MISO | 119157 | 13473 | 2021
| petroleum | FALSE | 4076 | N | . | West Marinette | Wisconsin Public Service Corp | 20860 | WI | ENC | MRO |  | 22 | 1 | Electric Utility | GT | DFO | DFO | MISO | 0 | 0 | 2021
Vintage1993 | natural gas peaker | TRUE | 4076 | N | . | West Marinette | Wisconsin Public Service Corp | 20860 | WI | ENC | MRO |  | 22 | 1 | Electric Utility | GT | NG | NG | MISO | 957150 | 66734 | 2021
Vintage1924 | hydro | TRUE | 4077 | N | . | Wausau | Wisconsin Public Service Corp | 20860 | WI | ENC | MRO |  | 22 | 1 | Electric Utility | HY | WAT | HYC | MISO | 269655 | 30490 | 2021
| petroleum | FALSE | 4078 | N | . | Weston | Wisconsin Public Service Corp | 20860 | WI | ENC | MRO |  | 22 | 1 | Electric Utility | GT | DFO | DFO | MISO | 0 | 0 | 2021
Vintage1973 | natural gas peaker | TRUE | 4078 | N | . | Weston | Wisconsin Public Service Corp | 20860 | WI | ENC | MRO |  | 22 | 1 | Electric Utility | GT | NG | NG | MISO | 186265 | 12876 | 2021
| petroleum | FALSE | 4078 | N | . | Weston | Wisconsin Public Service Corp | 20860 | WI | ENC | MRO |  | 22 | 1 | Electric Utility | ST | DFO | DFO | MISO | 0 | 0 | 2021
Vintage1960 | natural gas steam turbine | TRUE | 4078 | N | . | Weston | Wisconsin Public Service Corp | 20860 | WI | ENC | MRO |  | 22 | 1 | Electric Utility | ST | NG | NG | MISO | 248198 | 25566.234 | 2021
Vintage2008 | hard coal | TRUE | 4078 | N | . | Weston | Wisconsin Public Service Corp | 20860 | WI | ENC | MRO |  | 22 | 1 | Electric Utility | ST | RC | COL | MISO | 46037993 | 4728401.8 | 2021
| hard coal | FALSE | 4078 | N | . | Weston | Wisconsin Public Service Corp | 20860 | WI | ENC | MRO |  | 22 | 1 | Electric Utility | ST | SUB | COL | MISO | 0 | 0 | 2021
Vintage1951 | hydro | TRUE | 4079 | N | . | Castle Rock | Wisconsin River Power Company | 20863 | WI | ENC | MRO |  | 22 | 1 | Electric Utility | HY | WAT | HYC | MISO | 847910 | 95874 | 2021
Vintage1950 | hydro | TRUE | 4080 | N | . | Petenwell | Wisconsin River Power Company | 20863 | WI | ENC | MRO |  | 22 | 1 | Electric Utility | HY | WAT | HYC | MISO | 957273 | 108240 | 2021
Vintage2007 | petroleum | TRUE | 4100 | N | . | Arcadia Electric | City of Arcadia - (WI) | 765 | WI | ENC | MRO |  | 22 | 1 | Electric Utility | IC | DFO | DFO | MISO | 5414 | 205.319 | 2021
Vintage1987 | natural gas peaker | TRUE | 4100 | N | . | Arcadia Electric | City of Arcadia - (WI) | 765 | WI | ENC | MRO |  | 22 | 1 | Electric Utility | IC | NG | NG | MISO | 2074 | 78.681 | 2021
Vintage1923 | hydro | TRUE | 4102 | N | . | Barron | City of Barron - (WI) | 1278 | WI | ENC | MRO |  | 22 | 1 | Electric Utility | HY | WAT | HYC | MISO | 3070 | 347 | 2021
| petroleum | FALSE | 4102 | N | . | Barron | City of Barron - (WI) | 1278 | WI | ENC | MRO |  | 22 | 1 | Electric Utility | IC | DFO | DFO | MISO | 23 | 0 | 2021
| petroleum | FALSE | 4107 | N | . | Cashton | Village of Cashton - (WI) | 3156 | WI | ENC | MRO |  | 22 | 1 | Electric Utility | IC | DFO | DFO | MISO | 151 | 0 | 2021
| natural gas peaker | FALSE | 4107 | N | . | Cashton | Village of Cashton - (WI) | 3156 | WI | ENC | MRO |  | 22 | 1 | Electric Utility | IC | NG | NG | MISO | 0 | 0 | 2021
Vintage1979 | petroleum | TRUE | 4112 | N | . | Cumberland (WI) | City of Cumberland - (WI) | 4627 | WI | ENC | MRO |  | 22 | 1 | Electric Utility | IC | DFO | DFO | MISO | 1506 | 149.562 | 2021
Vintage2001 | natural gas peaker | TRUE | 4112 | N | . | Cumberland (WI) | City of Cumberland - (WI) | 4627 | WI | ENC | MRO |  | 22 | 1 | Electric Utility | IC | NG | NG | MISO | 810 | 80.438 | 2021
Vintage2005 | petroleum | TRUE | 4113 | N | . | Elroy | City of Elroy - (WI) | 5834 | WI | ENC | MRO |  | 22 | 1 | Electric Utility | IC | DFO | DFO | MISO | 910 | 91 | 2021
| natural gas peaker | FALSE | 4113 | N | . | Elroy | City of Elroy - (WI) | 5834 | WI | ENC | MRO |  | 22 | 1 | Electric Utility | IC | NG | NG | MISO | 0 | 0 | 2021
Vintage1999 | petroleum | TRUE | 4114 | N | . | Fennimore | City of Fennimore - (WI) | 6274 | WI | ENC | MRO |  | 22 | 1 | Electric Utility | IC | DFO | DFO | MISO | 442 | 46 | 2021
Vintage1969 | natural gas peaker | TRUE | 4118 | N | . | Kaukauna Gas Turbine | City of Kaukauna | 10056 | WI | ENC | MRO |  | 22 | 1 | Electric Utility | GT | NG | NG | MISO | 38235 | 2268 | 2021
Vintage1948 | hydro | TRUE | 4119 | N | . | Little Chute | City of Kaukauna | 10056 | WI | ENC | MRO |  | 22 | 1 | Electric Utility | HY | WAT | HYC | MISO | 220252 | 24904 | 2021
Vintage2014 | hydro | TRUE | 4120 | N | . | New Badger | City of Kaukauna | 10056 | WI | ENC | MRO |  | 22 | 1 | Electric Utility | HY | WAT | HYC | MISO | 301015 | 34036 | 2021
Vintage1926 | hydro | TRUE | 4122 | N | . | Rapide Croche | City of Kaukauna | 10056 | WI | ENC | MRO |  | 22 | 1 | Electric Utility | HY | WAT | HYC | MISO | 159582 | 18044 | 2021
Vintage1990 | petroleum | TRUE | 4124 | N | . | La Farge | La Farge Municipal Electric Co | 10525 | WI | ENC | MRO |  | 22 | 1 | Electric Utility | IC | DFO | DFO | MISO | 118 | 6 | 2021
| natural gas peaker | FALSE | 4125 | Y | . | Manitowoc | Manitowoc Public Utilities | 11571 | WI | ENC | MRO |  | 22 | 1 | Electric Utility | IC | NG | NG | MISO | 0 | 0 | 2021
Vintage0 | hard coal | FALSE | 4125 | Y | . | Manitowoc | Manitowoc Public Utilities | 11571 | WI | ENC | MRO |  | 22 | 1 | Electric Utility | ST | BIT | COL | MISO | 308414 | 27116.71 | 2021
Vintage0 | natural gas steam turbine | FALSE | 4125 | Y | . | Manitowoc | Manitowoc Public Utilities | 11571 | WI | ENC | MRO |  | 22 | 1 | Electric Utility | ST | NG | NG | MISO | 8313 | 721.72 | 2021
Vintage2007 | petroleum | TRUE | 4125 | Y | . | Manitowoc | Manitowoc Public Utilities | 11571 | WI | ENC | MRO |  | 22 | 1 | Electric Utility | ST | PC | PC | MISO | 1747383 | 153716.3 | 2021
| hard coal | FALSE | 4125 | Y | . | Manitowoc | Manitowoc Public Utilities | 11571 | WI | ENC | MRO |  | 22 | 1 | Electric Utility | ST | SUB | COL | MISO | 0 | 0 | 2021
Vintage1962 | biomass | TRUE | 4125 | Y | . | Manitowoc | Manitowoc Public Utilities | 11571 | WI | ENC | MRO |  | 22 | 1 | Electric Utility | ST | WDS | WWW | MISO | 658417 | 56971.274 | 2021
Vintage2005 | petroleum | TRUE | 4130 | N | . | New Lisbon | City of New Lisbon | 13466 | WI | ENC | MRO |  | 22 | 1 | Electric Utility | IC | DFO | DFO | MISO | 458 | 46 | 2021
| natural gas peaker | FALSE | 4130 | N | . | New Lisbon | City of New Lisbon | 13466 | WI | ENC | MRO |  | 22 | 1 | Electric Utility | IC | NG | NG | MISO | 0 | 0 | 2021
Vintage2002 | petroleum | TRUE | 4139 | N | . | Viola | Village of Viola - (WI) | 19867 | WI | ENC | MRO |  | 22 | 1 | Electric Utility | IC | DFO | DFO | MISO | 102 | 9 | 2021
Vintage1951 | hydro | TRUE | 4142 | N | . | Flambeau Hydroelectric Station | Dairyland Power Coop | 4716 | WI | ENC | MRO |  | 22 | 1 | Electric Utility | HY | WAT | HYC | MISO | 534824 | 60473 | 2021
| hard coal | FALSE | 4143 | N | . | Genoa | Dairyland Power Coop | 4716 | WI | ENC | MRO |  | 22 | 1 | Electric Utility | ST | BIT | COL | MISO | 0 | 0 | 2021
Vintage0 | petroleum | FALSE | 4143 | N | . | Genoa | Dairyland Power Coop | 4716 | WI | ENC | MRO |  | 22 | 1 | Electric Utility | ST | DFO | DFO | MISO | 1311 | 112.815 | 2021
Vintage0 | hard coal | FALSE | 4143 | N | . | Genoa | Dairyland Power Coop | 4716 | WI | ENC | MRO |  | 22 | 1 | Electric Utility | ST | SUB | COL | MISO | 4477500 | 406755.19 | 2021
Vintage1949 | hydro | TRUE | 4147 | N | . | Stiles | Oconto Electric Cooperative | 13964 | WI | ENC | MRO |  | 22 | 1 | Electric Utility | HY | WAT | HYC | MISO | 36748 | 4155 | 2021
Vintage1997 | petroleum | TRUE | 4148 | N | . | Washington Island | Washington Island El Coop, Inc | 20153 | WI | ENC | RFC |  | 22 | 1 | Electric Utility | IC | DFO | DFO | MISO | 216 | 15 | 2021
Vintage0 | petroleum | FALSE | 4158 | N | . | Dave Johnston | PacifiCorp | 14354 | WY | MTN | WECC |  | 22 | 1 | Electric Utility | ST | DFO | DFO | PACE | 115764 | 10068.566 | 2021
Vintage1972 | hard coal | TRUE | 4158 | N | . | Dave Johnston | PacifiCorp | 14354 | WY | MTN | WECC |  | 22 | 1 | Electric Utility | ST | RC | COL | PACE | 38739821 | 3372973 | 2021
Vintage1972 | hard coal | TRUE | 4158 | N | . | Dave Johnston | PacifiCorp | 14354 | WY | MTN | WECC |  | 22 | 1 | Electric Utility | ST | SUB | COL | PACE | 2463518 | 218200.43 | 2021
Vintage1971 | natural gas steam turbine | TRUE | 4162 | N | . | Naughton | PacifiCorp | 14354 | WY | MTN | WECC |  | 22 | 1 | Electric Utility | ST | NG | NG | PACE | 4373726 | 388781.47 | 2021
Vintage1968 | hard coal | TRUE | 4162 | N | . | Naughton | PacifiCorp | 14354 | WY | MTN | WECC |  | 22 | 1 | Electric Utility | ST | SUB | COL | PACE | 24288445 | 2207664.5 | 2021
Vintage1961 | hydro | TRUE | 4176 | N | . | Fremont Canyon | U S Bureau of Reclamation | 2518 | WY | MTN | WECC |  | 22 | 1 | Electric Utility | HY | WAT | HYC | WAUW | 1695087 | 191665 | 2021
Vintage1959 | hydro | TRUE | 4177 | N | . | Glendo | U S Bureau of Reclamation | 2518 | WY | MTN | WECC |  | 22 | 1 | Electric Utility | HY | WAT | HYC | WAUW | 617568 | 69829 | 2021
Vintage1928 | hydro | TRUE | 4178 | N | . | Guernsey | U S Bureau of Reclamation | 2518 | WY | MTN | WECC |  | 22 | 1 | Electric Utility | HY | WAT | HYC | WAUW | 129937 | 14692 | 2021
Vintage1951 | hydro | TRUE | 4180 | N | . | Kortes | U S Bureau of Reclamation | 2518 | WY | MTN | WECC |  | 22 | 1 | Electric Utility | HY | WAT | HYC | WAUW | 1144893 | 129454 | 2021
Vintage1939 | hydro | TRUE | 4182 | N | . | Seminoe | U S Bureau of Reclamation | 2518 | WY | MTN | WECC |  | 22 | 1 | Electric Utility | HY | WAT | HYC | WAUW | 805653 | 91096 | 2021
Vintage1922 | hydro | TRUE | 4183 | N | . | Shoshone (WY) | U S Bureau of Reclamation | 2518 | WY | MTN | WECC |  | 22 | 1 | Electric Utility | HY | WAT | HYC | WAUW | 166921 | 18874 | 2021
Vintage1968 | hydro | TRUE | 4185 | N | . | Fontenelle | U S Bureau of Reclamation | 2518 | WY | MTN | WECC |  | 22 | 1 | Electric Utility | HY | WAT | HYC | WAUW | 301412 | 34081 | 2021
Vintage2010 | natural gas peaker | TRUE | 4195 | N | . | Powerlane Plant | City of Greenville - (TX) | 7634 | TX | WSC | TRE |  | 22 | 1 | Electric Utility | IC | NG | NG | ERCO | 384155 | 35824 | 2021
Vintage0 | petroleum | FALSE | 4195 | N | . | Powerlane Plant | City of Greenville - (TX) | 7634 | TX | WSC | TRE |  | 22 | 1 | Electric Utility | ST | DFO | DFO | ERCO | 42588 | 2505.259 | 2021
Vintage1978 | natural gas steam turbine | TRUE | 4195 | N | . | Powerlane Plant | City of Greenville - (TX) | 7634 | TX | WSC | TRE |  | 22 | 1 | Electric Utility | ST | NG | NG | ERCO | 248860 | 8794.741 | 2021
Vintage1988 | hydro | TRUE | 4201 | N | . | Combined Locks | City of Kaukauna | 10056 | WI | ENC | MRO |  | 22 | 1 | Electric Utility | HY | WAT | HYC | MISO | 357077 | 40375 | 2021
Vintage1994 | hydro | TRUE | 4204 | N | . | Island Park | Fall River Rural Elec Coop Inc | 6169 | ID | MTN | WECC |  | 22 | 1 | Electric Utility | HY | WAT | HYC | BPAT | 109418 | 12372 | 2021
Vintage1982 | hydro | TRUE | 4213 | N | . | PHP 1 | Portland City of | 25835 | OR | PACC | WECC |  | 22 | 1 | Electric Utility | HY | WAT | HYC | PGE | 335126 | 37893 | 2021
Vintage1982 | hydro | TRUE | 4214 | N | . | PHP 2 | Portland City of | 25835 | OR | PACC | WECC |  | 22 | 1 | Electric Utility | HY | WAT | HYC | PGE | 280239 | 31687 | 2021
Vintage2002 | natural gas peaker | TRUE | 4251 | N | . | Logan City | City of Logan - (UT) | 11135 | UT | MTN | WECC |  | 22 | 1 | Electric Utility | GT | NG | NG | PACE | 77282 | 4880 | 2021
Vintage0 | petroleum | FALSE | 4256 | N | . | Walnut | Turlock Irrigation District | 19281 | CA | PACC | WECC |  | 22 | 1 | Electric Utility | GT | DFO | DFO | TIDC | 2463 | 47.164 | 2021
Vintage1986 | natural gas peaker | TRUE | 4256 | N | . | Walnut | Turlock Irrigation District | 19281 | CA | PACC | WECC |  | 22 | 1 | Electric Utility | GT | NG | NG | TIDC | 13312 | 254.836 | 2021
Vintage2004 | petroleum | TRUE | 4257 | N | . | Easton 2 | Easton Utilities Comm | 5625 | MD | SAT | RFC |  | 22 | 1 | Electric Utility | GT | DFO | DFO | PJM | 5023 | 242 | 2021
| natural gas peaker | FALSE | 4257 | N | . | Easton 2 | Easton Utilities Comm | 5625 | MD | SAT | RFC |  | 22 | 1 | Electric Utility | GT | NG | NG | PJM | 0 | 0 | 2021
Vintage1995 | petroleum | FALSE | 4257 | N | . | Easton 2 | Easton Utilities Comm | 5625 | MD | SAT | RFC |  | 22 | 1 | Electric Utility | IC | DFO | DFO | PJM | 12346 | -229 | 2021
| petroleum | FALSE | 4257 | N | . | Easton 2 | Easton Utilities Comm | 5625 | MD | SAT | RFC |  | 22 | 1 | Electric Utility | IC | RFO | RFO | PJM | 0 | 0 | 2021
Vintage1982 | hydro | TRUE | 4258 | N | . | Greenup Hydro | City of Hamilton - (OH) | 7977 | OH | ENC | RFC |  | 22 | 1 | Electric Utility | HY | WAT | HYC | PJM | 3135923 | 354582 | 2021
Vintage1987 | hydro | TRUE | 4263 | N | . | Echo Dam | City of Bountiful | 2010 | UT | MTN | WECC |  | 22 | 1 | Electric Utility | HY | WAT | HYC | PACE | 10197 | 1153 | 2021
| petroleum | FALSE | 4266 | N | . | Spencer | City of Garland - (TX) | 6958 | TX | WSC | TRE |  | 22 | 1 | Electric Utility | ST | DFO | DFO | ERCO | 0 | 0 | 2021
Vintage1973 | natural gas steam turbine | TRUE | 4266 | N | . | Spencer | City of Garland - (TX) | 6958 | TX | WSC | TRE |  | 22 | 1 | Electric Utility | ST | NG | NG | ERCO | 115883 | 7025 | 2021
Vintage1985 | nuclear | TRUE | 4270 | N | 3 | Waterford 3 | Entergy Louisiana LLC | 11241 | LA | WSC | SERC |  | 22 | 1 | Electric Utility | ST | NUC | NUC | MISO | 102276215 | 9806799 | 2021
Vintage0 | petroleum | FALSE | 4271 | N | . | John P Madgett | Dairyland Power Coop | 4716 | WI | ENC | MRO |  | 22 | 1 | Electric Utility | ST | DFO | DFO | MISO | 42271 | 3713.244 | 2021
Vintage1979 | hard coal | TRUE | 4271 | N | . | John P Madgett | Dairyland Power Coop | 4716 | WI | ENC | MRO |  | 22 | 1 | Electric Utility | ST | SUB | COL | MISO | 19521131 | 1717915.8 | 2021
| natural gas combined cycle | FALSE | 4937 | N | . | Thomas C Ferguson | Lower Colorado River Authority | 11269 | TX | WSC | TRE |  | 22 | 1 | Electric Utility | CA | NG | NG | ERCO | 0 | 1259207 | 2021
Vintage2014 | natural gas combined cycle | TRUE | 4937 | N | . | Thomas C Ferguson | Lower Colorado River Authority | 11269 | TX | WSC | TRE |  | 22 | 1 | Electric Utility | CT | NG | NG | ERCO | 22673587 | 2086119 | 2021
Vintage1976 | natural gas combined cycle | TRUE | 4939 | N | . | Barney M Davis | Talen Texas, LLC | 49979 | TX | WSC | TRE |  | 22 | 2 | NAICS-22 Non-Cogen | CA | NG | NG | ERCO | 68594 | 84763 | 2021
Vintage2010 | natural gas combined cycle | TRUE | 4939 | N | . | Barney M Davis | Talen Texas, LLC | 49979 | TX | WSC | TRE |  | 22 | 2 | NAICS-22 Non-Cogen | CT | NG | NG | ERCO | 7063106 | 818079 | 2021
Vintage1974 | natural gas steam turbine | TRUE | 4939 | N | . | Barney M Davis | Talen Texas, LLC | 49979 | TX | WSC | TRE |  | 22 | 2 | NAICS-22 Non-Cogen | ST | NG | NG | ERCO | 2116198 | 154988 | 2021
Vintage2008 | natural gas peaker | TRUE | 4940 | N | . | Riverside (OK) | Public Service Co of Oklahoma | 15474 | OK | WSC | MRO |  | 22 | 1 | Electric Utility | GT | NG | NG | SWPP | 847109 | 67012 | 2021
| petroleum | FALSE | 4940 | N | . | Riverside (OK) | Public Service Co of Oklahoma | 15474 | OK | WSC | MRO |  | 22 | 1 | Electric Utility | IC | DFO | DFO | SWPP | 0 | 0 | 2021
| petroleum | FALSE | 4940 | N | . | Riverside (OK) | Public Service Co of Oklahoma | 15474 | OK | WSC | MRO |  | 22 | 1 | Electric Utility | ST | DFO | DFO | SWPP | 0 | 0 | 2021
Vintage1976 | natural gas steam turbine | TRUE | 4940 | N | . | Riverside (OK) | Public Service Co of Oklahoma | 15474 | OK | WSC | MRO |  | 22 | 1 | Electric Utility | ST | NG | NG | SWPP | 2604843 | 213498 | 2021
Vintage0 | other | FALSE | 5083 | N | . | Cumberland (NJ) | Calpine New Jersey Generation LLC | 56606 | NJ | MAT | RFC |  | 22 | 2 | NAICS-22 Non-Cogen | GT | KER | WOO | PJM | 1727 | 166.72 | 2021
Vintage2009 | natural gas peaker | TRUE | 5083 | N | . | Cumberland (NJ) | Calpine New Jersey Generation LLC | 56606 | NJ | MAT | RFC |  | 22 | 2 | NAICS-22 Non-Cogen | GT | NG | NG | PJM | 622775 | 60086.283 | 2021
Vintage1978 | nuclear | TRUE | 6000 | N | 2 | Donald C Cook | Indiana Michigan Power Co | 9324 | MI | ENC | RFC |  | 22 | 1 | Electric Utility | ST | NUC | NUC | PJM | 92234210 | 8843917 | 2021
Vintage1978 | nuclear | TRUE | 6000 | N | 1 | Donald C Cook | Indiana Michigan Power Co | 9324 | MI | ENC | RFC |  | 22 | 1 | Electric Utility | ST | NUC | NUC | PJM | 95009917 | 9110067 | 2021
Vintage1981 | nuclear | TRUE | 6001 | N | 2 | Joseph M Farley | Alabama Power Co | 195 | AL | ESC | SERC |  | 22 | 1 | Electric Utility | ST | NUC | NUC | SOCO | 82061705 | 7868522 | 2021
Vintage1981 | nuclear | TRUE | 6001 | N | 1 | Joseph M Farley | Alabama Power Co | 195 | AL | ESC | SERC |  | 22 | 1 | Electric Utility | ST | NUC | NUC | SOCO | 74197037 | 7114415 | 2021
Vintage0 | natural gas steam turbine | FALSE | 6002 | N | . | James H Miller Jr | Alabama Power Co | 195 | AL | ESC | SERC |  | 22 | 1 | Electric Utility | ST | NG | NG | SOCO | 2779139 | 276912.62 | 2021
Vintage1991 | hard coal | TRUE | 6002 | N | . | James H Miller Jr | Alabama Power Co | 195 | AL | ESC | SERC |  | 22 | 1 | Electric Utility | ST | SUB | COL | SOCO | 202298064 | 20252052 | 2021
Vintage1980 | hard coal | TRUE | 6004 | N | . | Pleasants Power Station | Energy Harbor Generation LLC | 64226 | WV | SAT | RFC |  | 22 | 2 | NAICS-22 Non-Cogen | ST | BIT | COL | PJM | 8253006 | 791784.23 | 2021
Vintage0 | natural gas steam turbine | FALSE | 6004 | N | . | Pleasants Power Station | Energy Harbor Generation LLC | 64226 | WV | SAT | RFC |  | 22 | 2 | NAICS-22 Non-Cogen | ST | NG | NG | PJM | 240252 | 22956.595 | 2021
| petroleum | FALSE | 6004 | N | . | Pleasants Power Station | Energy Harbor Generation LLC | 64226 | WV | SAT | RFC |  | 22 | 2 | NAICS-22 Non-Cogen | ST | PC | PC | PJM | 0 | 0 | 2021
Vintage1980 | hard coal | TRUE | 6004 | N | . | Pleasants Power Station | Energy Harbor Generation LLC | 64226 | WV | SAT | RFC |  | 22 | 2 | NAICS-22 Non-Cogen | ST | RC | COL | PJM | 70740507 | 6768030.2 | 2021
Vintage1983 | hydro | TRUE | 6006 | N | . | Racine | Eagle Creek Renewable Energy, LLC | 57280 | OH | ENC | RFC |  | 22 | 2 | NAICS-22 Non-Cogen | HY | WAT | HYC | PJM | 1838039 | 207829 | 2021
Vintage1988 | nuclear | TRUE | 6008 | N | 3 | Palo Verde | Arizona Public Service Co | 803 | AZ | MTN | WECC |  | 22 | 1 | Electric Utility | ST | NUC | NUC | SRP | 104186255 | 9989944 | 2021
Vintage1988 | nuclear | TRUE | 6008 | N | 2 | Palo Verde | Arizona Public Service Co | 803 | AZ | MTN | WECC |  | 22 | 1 | Electric Utility | ST | NUC | NUC | SRP | 105583912 | 10123959 | 2021
Vintage1988 | nuclear | TRUE | 6008 | N | 1 | Palo Verde | Arizona Public Service Co | 803 | AZ | MTN | WECC |  | 22 | 1 | Electric Utility | ST | NUC | NUC | SRP | 120101238 | 11515959 | 2021
Vintage0 | petroleum | FALSE | 6009 | N | . | White Bluff | Entergy Arkansas LLC | 814 | AR | WSC | SERC |  | 22 | 1 | Electric Utility | ST | DFO | DFO | MISO | 200931 | 20138.856 | 2021
Vintage1981 | hard coal | TRUE | 6009 | N | . | White Bluff | Entergy Arkansas LLC | 814 | AR | WSC | SERC |  | 22 | 1 | Electric Utility | ST | SUB | COL | MISO | 68142374 | 7040119.1 | 2021
Vintage1977 | nuclear | TRUE | 6011 | N | 2 | Calvert Cliffs Nuclear Power Plant | Exelon Nuclear | 55951 | MD | SAT | RFC |  | 22 | 2 | NAICS-22 Non-Cogen | ST | NUC | NUC | PJM | 74023967 | 7097820 | 2021
Vintage1977 | nuclear | TRUE | 6011 | N | 1 | Calvert Cliffs Nuclear Power Plant | Exelon Nuclear | 55951 | MD | SAT | RFC |  | 22 | 2 | NAICS-22 Non-Cogen | ST | NUC | NUC | PJM | 82346326 | 7895813 | 2021
Vintage1926 | hydro | TRUE | 6012 | N | . | Sherman | Great River Hydro, LLC | 61122 | MA | NEW | NPCC |  | 22 | 2 | NAICS-22 Non-Cogen | HY | WAT | HYC | ISNE | 296486 | 33524 | 2021
| natural gas steam turbine | FALSE | 6013 | N | . | Olive | City of Burbank Water and Power | 2507 | CA | PACC | WECC |  | 22 | 1 | Electric Utility | ST | NG | NG | LDWP | 0 | 0 | 2021
Vintage1977 | nuclear | TRUE | 6014 | N | 2 | Brunswick Nuclear | Duke Energy Progress - (NC) | 3046 | NC | SAT | SERC |  | 22 | 1 | Electric Utility | ST | NUC | NUC | CPLE | 77821405 | 7461939 | 2021
Vintage1977 | nuclear | TRUE | 6014 | N | 1 | Brunswick Nuclear | Duke Energy Progress - (NC) | 3046 | NC | SAT | SERC |  | 22 | 1 | Electric Utility | ST | NUC | NUC | CPLE | 83505085 | 8006921 | 2021
Vintage1987 | nuclear | TRUE | 6015 | N | 1 | Harris | Duke Energy Progress - (NC) | 3046 | NC | SAT | SERC |  | 22 | 1 | Electric Utility | ST | NUC | NUC | CPLE | 83294540 | 7986733 | 2021
| hard coal | FALSE | 6017 | N | . | Newton | Illinois Power Generating Co | 520 | IL | ENC | SERC |  | 22 | 2 | NAICS-22 Non-Cogen | ST | BIT | COL | MISO | 0 | 0 | 2021
Vintage0 | petroleum | FALSE | 6017 | N | . | Newton | Illinois Power Generating Co | 520 | IL | ENC | SERC |  | 22 | 2 | NAICS-22 Non-Cogen | ST | DFO | DFO | MISO | 28008 | 2562.104 | 2021
Vintage1977 | hard coal | TRUE | 6017 | N | . | Newton | Illinois Power Generating Co | 520 | IL | ENC | SERC |  | 22 | 2 | NAICS-22 Non-Cogen | ST | RC | COL | MISO | 22999714 | 2115362.9 | 2021
Vintage1977 | hard coal | TRUE | 6017 | N | . | Newton | Illinois Power Generating Co | 520 | IL | ENC | SERC |  | 22 | 2 | NAICS-22 Non-Cogen | ST | SUB | COL | MISO | 15697131 | 1448475 | 2021
Vintage1981 | hard coal | TRUE | 6018 | N | . | East Bend | Duke Energy Kentucky Inc | 55729 | KY | ESC | RFC |  | 22 | 1 | Electric Utility | ST | BIT | COL | PJM | 27952999 | 2532680.6 | 2021
Vintage0 | petroleum | FALSE | 6018 | N | . | East Bend | Duke Energy Kentucky Inc | 55729 | KY | ESC | RFC |  | 22 | 1 | Electric Utility | ST | DFO | DFO | PJM | 117913 | 9992.447 | 2021
Vintage1991 | hard coal | TRUE | 6019 | N | . | W H Zimmer | Dynegy W H Zimmer | 59920 | OH | ENC | RFC |  | 22 | 2 | NAICS-22 Non-Cogen | ST | BIT | COL | PJM | 18705319 | 1845609.5 | 2021
| petroleum | FALSE | 6019 | N | . | W H Zimmer | Dynegy W H Zimmer | 59920 | OH | ENC | RFC |  | 22 | 2 | NAICS-22 Non-Cogen | ST | DFO | DFO | PJM | 0 | 0 | 2021
Vintage0 | natural gas steam turbine | FALSE | 6019 | N | . | W H Zimmer | Dynegy W H Zimmer | 59920 | OH | ENC | RFC |  | 22 | 2 | NAICS-22 Non-Cogen | ST | NG | NG | PJM | 523343 | 34918.875 | 2021
Vintage1991 | hard coal | TRUE | 6019 | N | . | W H Zimmer | Dynegy W H Zimmer | 59920 | OH | ENC | RFC |  | 22 | 2 | NAICS-22 Non-Cogen | ST | RC | COL | PJM | 27060841 | 2694714.7 | 2021
Vintage1987 | nuclear | TRUE | 6020 | N | 1 | Perry | Energy Harbor Nuclear Generation LLC | 64225 | OH | ENC | RFC |  | 22 | 2 | NAICS-22 Non-Cogen | ST | NUC | NUC | PJM | 101202736 | 9703868 | 2021
Vintage1984 | hard coal | TRUE | 6021 | N | . | Craig (CO) | Tri-State G & T Assn, Inc | 30151 | CO | MTN | WECC |  | 22 | 1 | Electric Utility | ST | BIT | COL | WACM | 1553533 | 150002.47 | 2021
Vintage0 | petroleum | FALSE | 6021 | N | . | Craig (CO) | Tri-State G & T Assn, Inc | 30151 | CO | MTN | WECC |  | 22 | 1 | Electric Utility | ST | DFO | DFO | WACM | 1025 | 97.883 | 2021
Vintage0 | natural gas steam turbine | FALSE | 6021 | N | . | Craig (CO) | Tri-State G & T Assn, Inc | 30151 | CO | MTN | WECC |  | 22 | 1 | Electric Utility | ST | NG | NG | WACM | 241641 | 23126.603 | 2021
Vintage1984 | hard coal | TRUE | 6021 | N | . | Craig (CO) | Tri-State G & T Assn, Inc | 30151 | CO | MTN | WECC |  | 22 | 1 | Electric Utility | ST | SUB | COL | WACM | 74140240 | 7110613 | 2021
Vintage1988 | nuclear | TRUE | 6022 | N | 2 | Braidwood Generation Station | Exelon Nuclear | 55951 | IL | ENC | RFC |  | 22 | 2 | NAICS-22 Non-Cogen | ST | NUC | NUC | PJM | 99981435 | 9586763 | 2021
Vintage1988 | nuclear | TRUE | 6022 | N | 1 | Braidwood Generation Station | Exelon Nuclear | 55951 | IL | ENC | RFC |  | 22 | 2 | NAICS-22 Non-Cogen | ST | NUC | NUC | PJM | 103118732 | 9887584 | 2021
Vintage1987 | nuclear | TRUE | 6023 | N | 2 | Byron Generating Station | Exelon Nuclear | 55951 | IL | ENC | RFC |  | 22 | 2 | NAICS-22 Non-Cogen | ST | NUC | NUC | PJM | 106304532 | 10193056 | 2021
Vintage1987 | nuclear | TRUE | 6023 | N | 1 | Byron Generating Station | Exelon Nuclear | 55951 | IL | ENC | RFC |  | 22 | 2 | NAICS-22 Non-Cogen | ST | NUC | NUC | PJM | 101961225 | 9776596 | 2021
Vintage1984 | nuclear | TRUE | 6026 | N | 2 | LaSalle Generating Station | Exelon Nuclear | 55951 | IL | ENC | RFC |  | 22 | 2 | NAICS-22 Non-Cogen | ST | NUC | NUC | PJM | 87731869 | 8412208 | 2021
Vintage1984 | nuclear | TRUE | 6026 | N | 1 | LaSalle Generating Station | Exelon Nuclear | 55951 | IL | ENC | RFC |  | 22 | 2 | NAICS-22 Non-Cogen | ST | NUC | NUC | PJM | 105256209 | 10092537 | 2021
Vintage2016 | petroleum | TRUE | 6030 | Y | . | Coal Creek | Great River Energy | 7570 | ND | WNC | MRO |  | 22 | 1 | Electric Utility | IC | DFO | DFO | MISO | 228 | 28 | 2021
Vintage0 | petroleum | FALSE | 6030 | Y | . | Coal Creek | Great River Energy | 7570 | ND | WNC | MRO |  | 22 | 1 | Electric Utility | ST | DFO | DFO | MISO | 47396 | 4769.366 | 2021
| lignite | FALSE | 6030 | Y | . | Coal Creek | Great River Energy | 7570 | ND | WNC | MRO |  | 22 | 1 | Electric Utility | ST | LIG | COL | MISO | 0 | 0 | 2021
Vintage1980 | hard coal | TRUE | 6030 | Y | . | Coal Creek | Great River Energy | 7570 | ND | WNC | MRO |  | 22 | 1 | Electric Utility | ST | RC | COL | MISO | 89139870 | 8966220.6 | 2021
Vintage1999 | natural gas peaker | TRUE | 6034 | N | . | Belle River | DTE Electric Company | 5109 | MI | ENC | RFC |  | 22 | 1 | Electric Utility | GT | NG | NG | MISO | 1910360 | 145919 | 2021
Vintage1981 | petroleum | FALSE | 6034 | N | . | Belle River | DTE Electric Company | 5109 | MI | ENC | RFC |  | 22 | 1 | Electric Utility | IC | DFO | DFO | MISO | 3462 | -71 | 2021
Vintage0 | petroleum | FALSE | 6034 | N | . | Belle River | DTE Electric Company | 5109 | MI | ENC | RFC |  | 22 | 1 | Electric Utility | ST | DFO | DFO | MISO | 187542 | 17458.253 | 2021
Vintage1985 | hard coal | TRUE | 6034 | N | . | Belle River | DTE Electric Company | 5109 | MI | ENC | RFC |  | 22 | 1 | Electric Utility | ST | RC | COL | MISO | 73316045 | 6868146.7 | 2021
| hard coal | FALSE | 6034 | N | . | Belle River | DTE Electric Company | 5109 | MI | ENC | RFC |  | 22 | 1 | Electric Utility | ST | SUB | COL | MISO | 0 | 0 | 2021
Vintage1999 | natural gas peaker | TRUE | 6035 | N | . | Greenwood (MI) | DTE Electric Company | 5109 | MI | ENC | RFC |  | 22 | 1 | Electric Utility | GT | NG | NG | MISO | 2103481 | 168314 | 2021
Vintage0 | petroleum | FALSE | 6035 | N | . | Greenwood (MI) | DTE Electric Company | 5109 | MI | ENC | RFC |  | 22 | 1 | Electric Utility | ST | DFO | DFO | MISO | 1393 | 116.902 | 2021
Vintage1979 | natural gas steam turbine | TRUE | 6035 | N | . | Greenwood (MI) | DTE Electric Company | 5109 | MI | ENC | RFC |  | 22 | 1 | Electric Utility | ST | NG | NG | MISO | 6765864 | 627259.84 | 2021
Vintage0 | petroleum | FALSE | 6035 | N | . | Greenwood (MI) | DTE Electric Company | 5109 | MI | ENC | RFC |  | 22 | 1 | Electric Utility | ST | RFO | RFO | MISO | 1238 | 103.73 | 2021
Vintage0 | petroleum | FALSE | 6035 | N | . | Greenwood (MI) | DTE Electric Company | 5109 | MI | ENC | RFC |  | 22 | 1 | Electric Utility | ST | WO | WOO | MISO | 6 | 0.528 | 2021
Vintage1986 | nuclear | TRUE | 6036 | N | 2 | Catawba | Duke Energy Carolinas, LLC | 5416 | SC | SAT | SERC |  | 22 | 1 | Electric Utility | ST | NUC | NUC | DUK | 94065144 | 9014422 | 2021
Vintage1986 | nuclear | TRUE | 6036 | N | 1 | Catawba | Duke Energy Carolinas, LLC | 5416 | SC | SAT | SERC |  | 22 | 1 | Electric Utility | ST | NUC | NUC | DUK | 99820138 | 9571297 | 2021
Vintage1984 | nuclear | TRUE | 6038 | N | 2 | McGuire | Duke Energy Carolinas, LLC | 5416 | NC | SAT | SERC |  | 22 | 1 | Electric Utility | ST | NUC | NUC | DUK | 96999908 | 9300878 | 2021
Vintage1984 | nuclear | TRUE | 6038 | N | 1 | McGuire | Duke Energy Carolinas, LLC | 5416 | NC | SAT | SERC |  | 22 | 1 | Electric Utility | ST | NUC | NUC | DUK | 108058503 | 10361236 | 2021
Vintage1987 | nuclear | TRUE | 6040 | N | 2 | Beaver Valley | Energy Harbor Nuclear Generation LLC | 64225 | PA | MAT | RFC |  | 22 | 2 | NAICS-22 Non-Cogen | ST | NUC | NUC | PJM | 73259357 | 7024505 | 2021
Vintage1987 | nuclear | TRUE | 6040 | N | 1 | Beaver Valley | Energy Harbor Nuclear Generation LLC | 64225 | PA | MAT | RFC |  | 22 | 2 | NAICS-22 Non-Cogen | ST | NUC | NUC | PJM | 76725848 | 7356891 | 2021
Vintage2009 | hard coal | TRUE | 6041 | Y | . | H L Spurlock | East Kentucky Power Coop, Inc | 5580 | KY | ESC | SERC |  | 22 | 1 | Electric Utility | ST | BIT | COL | PJM | 83032641 | 8339893.2 | 2021
Vintage0 | petroleum | FALSE | 6041 | Y | . | H L Spurlock | East Kentucky Power Coop, Inc | 5580 | KY | ESC | SERC |  | 22 | 1 | Electric Utility | ST | DFO | DFO | PJM | 186454 | 18605.471 | 2021
Vintage0 | other | FALSE | 6041 | Y | . | H L Spurlock | East Kentucky Power Coop, Inc | 5580 | KY | ESC | SERC |  | 22 | 1 | Electric Utility | ST | TDF | OTH | PJM | 702151 | 70430.325 | 2021
| hard coal | FALSE | 6041 | Y | . | H L Spurlock | East Kentucky Power Coop, Inc | 5580 | KY | ESC | SERC |  | 22 | 1 | Electric Utility | ST | WC | WOC | PJM | 0 | 0 | 2021
| biomass | FALSE | 6041 | Y | . | H L Spurlock | East Kentucky Power Coop, Inc | 5580 | KY | ESC | SERC |  | 22 | 1 | Electric Utility | ST | WDS | WWW | PJM | 0 | 0 | 2021
| petroleum | FALSE | 6042 | N | . | Manatee | Florida Power & Light Co | 6452 | FL | SAT | SERC |  | 22 | 1 | Electric Utility | CA | DFO | DFO | FPL | 0 | 0 | 2021
| natural gas combined cycle | FALSE | 6042 | N | . | Manatee | Florida Power & Light Co | 6452 | FL | SAT | SERC |  | 22 | 1 | Electric Utility | CA | NG | NG | FPL | 0 | 1852539 | 2021
| petroleum | FALSE | 6042 | N | . | Manatee | Florida Power & Light Co | 6452 | FL | SAT | SERC |  | 22 | 1 | Electric Utility | CT | DFO | DFO | FPL | 0 | 0 | 2021
Vintage2005 | natural gas combined cycle | TRUE | 6042 | N | . | Manatee | Florida Power & Light Co | 6452 | FL | SAT | SERC |  | 22 | 1 | Electric Utility | CT | NG | NG | FPL | 44761511 | 4502918 | 2021
Vintage1977 | natural gas steam turbine | TRUE | 6042 | N | . | Manatee | Florida Power & Light Co | 6452 | FL | SAT | SERC |  | 22 | 1 | Electric Utility | ST | NG | NG | FPL | 24788068 | 2028793.6 | 2021
Vintage0 | petroleum | FALSE | 6042 | N | . | Manatee | Florida Power & Light Co | 6452 | FL | SAT | SERC |  | 22 | 1 | Electric Utility | ST | RFO | RFO | FPL | 876870 | 72771.369 | 2021
| petroleum | FALSE | 6043 | N | . | Martin | Florida Power & Light Co | 6452 | FL | SAT | SERC |  | 22 | 1 | Electric Utility | CA | DFO | DFO | FPL | 0 | 678.847 | 2021
| natural gas combined cycle | FALSE | 6043 | N | . | Martin | Florida Power & Light Co | 6452 | FL | SAT | SERC |  | 22 | 1 | Electric Utility | CA | NG | NG | FPL | 0 | 3600644.2 | 2021
Vintage0 | solar thermal | FALSE | 6043 | N | . | Martin | Florida Power & Light Co | 6452 | FL | SAT | SERC |  | 22 | 1 | Electric Utility | CA | SUN | SUN | FPL | 252637 | 28566 | 2021
Vintage0 | petroleum | FALSE | 6043 | N | . | Martin | Florida Power & Light Co | 6452 | FL | SAT | SERC |  | 22 | 1 | Electric Utility | CT | DFO | DFO | FPL | 13311 | 1169.955 | 2021
Vintage2005 | natural gas combined cycle | TRUE | 6043 | N | . | Martin | Florida Power & Light Co | 6452 | FL | SAT | SERC |  | 22 | 1 | Electric Utility | CT | NG | NG | FPL | 70519352 | 6211313 | 2021
| petroleum | FALSE | 6043 | N | . | Martin | Florida Power & Light Co | 6452 | FL | SAT | SERC |  | 22 | 1 | Electric Utility | CT | RFO | RFO | FPL | 0 | 0 | 2021
Vintage1983 | nuclear | TRUE | 6045 | N | 2 | St Lucie | Florida Power & Light Co | 6452 | FL | SAT | SERC |  | 22 | 1 | Electric Utility | ST | NUC | NUC | FPL | 82409257 | 7901847 | 2021
Vintage1983 | nuclear | TRUE | 6045 | N | 1 | St Lucie | Florida Power & Light Co | 6452 | FL | SAT | SERC |  | 22 | 1 | Electric Utility | ST | NUC | NUC | FPL | 80392224 | 7708443 | 2021
Vintage1992 | petroleum | TRUE | 6046 | N | . | DeBary | Duke Energy Florida, LLC | 6455 | FL | SAT | SERC |  | 22 | 1 | Electric Utility | GT | DFO | DFO | FPC | 348630 | 24946.231 | 2021
Vintage1992 | natural gas peaker | TRUE | 6046 | N | . | DeBary | Duke Energy Florida, LLC | 6455 | FL | SAT | SERC |  | 22 | 1 | Electric Utility | GT | NG | NG | FPC | 1868162 | 133674.77 | 2021
Vintage1913 | hydro | TRUE | 6047 | N | . | Deerfield 2 | Great River Hydro, LLC | 61122 | MA | NEW | NPCC |  | 22 | 2 | NAICS-22 Non-Cogen | HY | WAT | HYC | ISNE | 332739 | 37623 | 2021
Vintage1975 | petroleum | TRUE | 6049 | N | . | West Tisbury Generating Facility | Vineyard Reliability LLC | 64488 | MA | NEW | NPCC |  | 22 | 2 | NAICS-22 Non-Cogen | IC | DFO | DFO | ISNE | 11238 | 1103 | 2021
Vintage1979 | nuclear | TRUE | 6051 | N | 2 | Edwin I Hatch | Georgia Power Co | 7140 | GA | SAT | SERC |  | 22 | 1 | Electric Utility | ST | NUC | NUC | SOCO | 72608288 | 6962077 | 2021
Vintage1979 | nuclear | TRUE | 6051 | N | 1 | Edwin I Hatch | Georgia Power Co | 7140 | GA | SAT | SERC |  | 22 | 1 | Electric Utility | ST | NUC | NUC | SOCO | 75120809 | 7202991 | 2021
Vintage1980 | petroleum | FALSE | 6052 | N | . | Wansley | Georgia Power Co | 7140 | GA | SAT | SERC |  | 22 | 1 | Electric Utility | GT | DFO | DFO | SOCO | 768 | -504 | 2021
Vintage1978 | hard coal | TRUE | 6052 | N | . | Wansley | Georgia Power Co | 7140 | GA | SAT | SERC |  | 22 | 1 | Electric Utility | ST | BIT | COL | SOCO | 12022632 | 1139575.4 | 2021
Vintage0 | petroleum | FALSE | 6052 | N | . | Wansley | Georgia Power Co | 7140 | GA | SAT | SERC |  | 22 | 1 | Electric Utility | ST | DFO | DFO | SOCO | 107641 | -24180.37 | 2021
| petroleum | FALSE | 6055 | N | . | Big Cajun 2 | Louisiana Generating LLC | 11252 | LA | WSC | SERC |  | 22 | 2 | NAICS-22 Non-Cogen | ST | DFO | DFO | MISO | 0 | 0 | 2021
Vintage1982 | natural gas steam turbine | TRUE | 6055 | N | . | Big Cajun 2 | Louisiana Generating LLC | 11252 | LA | WSC | SERC |  | 22 | 2 | NAICS-22 Non-Cogen | ST | NG | NG | MISO | 3379234 | 274309.28 | 2021
Vintage1983 | hard coal | TRUE | 6055 | N | . | Big Cajun 2 | Louisiana Generating LLC | 11252 | LA | WSC | SERC |  | 22 | 2 | NAICS-22 Non-Cogen | ST | RC | COL | MISO | 27992582 | 2315402.8 | 2021
Vintage1983 | hard coal | TRUE | 6055 | N | . | Big Cajun 2 | Louisiana Generating LLC | 11252 | LA | WSC | SERC |  | 22 | 2 | NAICS-22 Non-Cogen | ST | SUB | COL | MISO | 1167236 | 103748.97 | 2021
| petroleum | FALSE | 6056 | N | . | Kahului | Maui Electric Co Ltd | 11843 | HI | PACN |  |  | 22 | 1 | Electric Utility | ST | DFO | DFO |  | 0 | 0 | 2021
| other | FALSE | 6056 | N | . | Kahului | Maui Electric Co Ltd | 11843 | HI | PACN |  |  | 22 | 1 | Electric Utility | ST | PG | WOO |  | 0 | 0 | 2021
Vintage1966 | petroleum | TRUE | 6056 | N | . | Kahului | Maui Electric Co Ltd | 11843 | HI | PACN |  |  | 22 | 1 | Electric Utility | ST | RFO | RFO |  | 2011659 | 132670 | 2021
Vintage0 | petroleum | FALSE | 6058 | N | . | Cascade Creek | Rochester Public Utilities | 16181 | MN | WNC | MRO |  | 22 | 1 | Electric Utility | GT | DFO | DFO | MISO | 28564 | 2593.973 | 2021
Vintage2002 | natural gas peaker | TRUE | 6058 | N | . | Cascade Creek | Rochester Public Utilities | 16181 | MN | WNC | MRO |  | 22 | 1 | Electric Utility | GT | NG | NG | MISO | 357953 | 32509.028 | 2021
Vintage0 | petroleum | FALSE | 6060 | N | . | Coachella | Imperial Irrigation District | 9216 | CA | PACC | WECC |  | 22 | 1 | Electric Utility | GT | DFO | DFO | IID | 16544 | 813.117 | 2021
Vintage1976 | natural gas peaker | TRUE | 6060 | N | . | Coachella | Imperial Irrigation District | 9216 | CA | PACC | WECC |  | 22 | 1 | Electric Utility | GT | NG | NG | IID | 63779 | 3134.883 | 2021
Vintage0 | petroleum | FALSE | 6063 | N | . | Electrifarm | MidAmerican Energy Co | 12341 | IA | WNC | MRO |  | 22 | 1 | Electric Utility | GT | DFO | DFO | MISO | 3918 | 214.753 | 2021
Vintage1978 | natural gas peaker | TRUE | 6063 | N | . | Electrifarm | MidAmerican Energy Co | 12341 | IA | WNC | MRO |  | 22 | 1 | Electric Utility | GT | NG | NG | MISO | 157506 | 8632.249 | 2021
Vintage0 | petroleum | FALSE | 6064 | N | . | Nearman Creek | City of Kansas City - (KS) | 9996 | KS | WNC | MRO |  | 22 | 1 | Electric Utility | GT | DFO | DFO | SWPP | 124601 | 7570.624 | 2021
Vintage2006 | natural gas peaker | TRUE | 6064 | N | . | Nearman Creek | City of Kansas City - (KS) | 9996 | KS | WNC | MRO |  | 22 | 1 | Electric Utility | GT | NG | NG | SWPP | 588535 | 46457.376 | 2021
Vintage0 | petroleum | FALSE | 6064 | N | . | Nearman Creek | City of Kansas City - (KS) | 9996 | KS | WNC | MRO |  | 22 | 1 | Electric Utility | ST | DFO | DFO | SWPP | 66649 | 5926.447 | 2021
Vintage1981 | hard coal | TRUE | 6064 | N | . | Nearman Creek | City of Kansas City - (KS) | 9996 | KS | WNC | MRO |  | 22 | 1 | Electric Utility | ST | SUB | COL | SWPP | 14126417 | 1266147.6 | 2021
Vintage0 | petroleum | FALSE | 6065 | N | . | Iatan | Evergy Metro | 10000 | MO | WNC | MRO |  | 22 | 1 | Electric Utility | ST | DFO | DFO | SWPP | 514812 | 53093.438 | 2021
Vintage2010 | hard coal | TRUE | 6065 | N | . | Iatan | Evergy Metro | 10000 | MO | WNC | MRO |  | 22 | 1 | Electric Utility | ST | SUB | COL | SWPP | 74848920 | 7798472.6 | 2021
Vintage0 | petroleum | FALSE | 6068 | N | . | Jeffrey Energy Center | Evergy Kansas Central, Inc | 22500 | KS | WNC | MRO |  | 22 | 1 | Electric Utility | ST | DFO | DFO | SWPP | 213744 | 18345.327 | 2021
Vintage1983 | hard coal | TRUE | 6068 | N | . | Jeffrey Energy Center | Evergy Kansas Central, Inc | 22500 | KS | WNC | MRO |  | 22 | 1 | Electric Utility | ST | SUB | COL | SWPP | 96384620 | 8322060.7 | 2021
Vintage2004 | natural gas peaker | TRUE | 6071 | N | . | Trimble County | Louisville Gas & Electric Co | 11249 | KY | ESC | SERC |  | 22 | 1 | Electric Utility | GT | NG | NG | LGEE | 9323846 | 823715 | 2021
Vintage2011 | hard coal | TRUE | 6071 | N | . | Trimble County | Louisville Gas & Electric Co | 11249 | KY | ESC | SERC |  | 22 | 1 | Electric Utility | ST | BIT | COL | LGEE | 18787235 | 1986757.1 | 2021
| petroleum | FALSE | 6071 | N | . | Trimble County | Louisville Gas & Electric Co | 11249 | KY | ESC | SERC |  | 22 | 1 | Electric Utility | ST | DFO | DFO | LGEE | 0 | 0 | 2021
Vintage0 | natural gas steam turbine | FALSE | 6071 | N | . | Trimble County | Louisville Gas & Electric Co | 11249 | KY | ESC | SERC |  | 22 | 1 | Electric Utility | ST | NG | NG | LGEE | 165697 | 17150.232 | 2021
| petroleum | FALSE | 6071 | N | . | Trimble County | Louisville Gas & Electric Co | 11249 | KY | ESC | SERC |  | 22 | 1 | Electric Utility | ST | PC | PC | LGEE | 0 | 0 | 2021
Vintage2011 | hard coal | TRUE | 6071 | N | . | Trimble County | Louisville Gas & Electric Co | 11249 | KY | ESC | SERC |  | 22 | 1 | Electric Utility | ST | RC | COL | LGEE | 56866234 | 5840700.8 | 2021
Vintage2011 | hard coal | TRUE | 6071 | N | . | Trimble County | Louisville Gas & Electric Co | 11249 | KY | ESC | SERC |  | 22 | 1 | Electric Utility | ST | SUB | COL | LGEE | 3697466 | 392818.95 | 2021
| hard coal | FALSE | 6071 | N | . | Trimble County | Louisville Gas & Electric Co | 11249 | KY | ESC | SERC |  | 22 | 1 | Electric Utility | ST | WC | WOC | LGEE | 0 | 0 | 2021
| petroleum | FALSE | 6071 | N | . | Trimble County | Louisville Gas & Electric Co | 11249 | KY | ESC | SERC |  | 22 | 1 | Electric Utility | ST | WO | WOO | LGEE | 0 | 0 | 2021
Vintage1985 | nuclear | TRUE | 6072 | N | 1 | Grand Gulf | System Energy Resources, Inc | 12465 | MS | ESC | SERC |  | 22 | 1 | Electric Utility | ST | NUC | NUC | MISO | 122772125 | 11772058 | 2021
Vintage2001 | natural gas combined cycle | TRUE | 6073 | N | . | Victor J Daniel Jr | Mississippi Power Co | 12686 | MS | ESC | SERC |  | 22 | 1 | Electric Utility | CA | NG | NG | SOCO | 1222473 | 3014769 | 2021
Vintage2001 | natural gas combined cycle | TRUE | 6073 | N | . | Victor J Daniel Jr | Mississippi Power Co | 12686 | MS | ESC | SERC |  | 22 | 1 | Electric Utility | CT | NG | NG | SOCO | 58627603 | 5487807 | 2021
Vintage1981 | hard coal | TRUE | 6073 | N | . | Victor J Daniel Jr | Mississippi Power Co | 12686 | MS | ESC | SERC |  | 22 | 1 | Electric Utility | ST | BIT | COL | SOCO | 2151293 | 196086.22 | 2021
Vintage0 | petroleum | FALSE | 6073 | N | . | Victor J Daniel Jr | Mississippi Power Co | 12686 | MS | ESC | SERC |  | 22 | 1 | Electric Utility | ST | DFO | DFO | SOCO | 57155 | 5133.122 | 2021
Vintage1981 | hard coal | TRUE | 6073 | N | . | Victor J Daniel Jr | Mississippi Power Co | 12686 | MS | ESC | SERC |  | 22 | 1 | Electric Utility | ST | SUB | COL | SOCO | 28418781 | 2581792.7 | 2021
Vintage0 | petroleum | FALSE | 6074 | N | . | Greenwood (MO) | Evergy Missouri West | 56211 | MO | WNC | MRO |  | 22 | 1 | Electric Utility | GT | DFO | DFO | SWPP | 278266 | 17810.039 | 2021
Vintage1979 | natural gas peaker | TRUE | 6074 | N | . | Greenwood (MO) | Evergy Missouri West | 56211 | MO | WNC | MRO |  | 22 | 1 | Electric Utility | GT | NG | NG | SWPP | 541393 | 20609.961 | 2021
Vintage2016 | solar pv | TRUE | 6074 | N | . | Greenwood (MO) | Evergy Missouri West | 56211 | MO | WNC | MRO |  | 22 | 1 | Electric Utility | PV | SUN | SUN | SWPP | 39781 | 4498 | 2021
Vintage0 | petroleum | FALSE | 6076 | N | . | Colstrip | Talen Montana LLC | 15298 | MT | MTN | WECC |  | 22 | 2 | NAICS-22 Non-Cogen | ST | DFO | DFO | NWMT | 83572 | 7750.062 | 2021
Vintage1986 | hard coal | TRUE | 6076 | N | . | Colstrip | Talen Montana LLC | 15298 | MT | MTN | WECC |  | 22 | 2 | NAICS-22 Non-Cogen | ST | SUB | COL | NWMT | 106990348 | 10002582 | 2021
| petroleum | FALSE | 6076 | N | . | Colstrip | Talen Montana LLC | 15298 | MT | MTN | WECC |  | 22 | 2 | NAICS-22 Non-Cogen | ST | WO | WOO | NWMT | 0 | 0 | 2021
Vintage0 | natural gas steam turbine | FALSE | 6077 | N | . | Gerald Gentleman | Nebraska Public Power District | 13337 | NE | WNC | MRO |  | 22 | 1 | Electric Utility | ST | NG | NG | SWPP | 330767 | 32613.182 | 2021
Vintage1982 | hard coal | TRUE | 6077 | N | . | Gerald Gentleman | Nebraska Public Power District | 13337 | NE | WNC | MRO |  | 22 | 1 | Electric Utility | ST | SUB | COL | SWPP | 71101753 | 7040624.8 | 2021
| petroleum | FALSE | 6081 | N | . | Stony Brook | Massachusetts Mun Wholes Electric Co | 11806 | MA | NEW | NPCC |  | 22 | 1 | Electric Utility | CA | DFO | DFO | ISNE | 0 | 444.716 | 2021
| natural gas combined cycle | FALSE | 6081 | N | . | Stony Brook | Massachusetts Mun Wholes Electric Co | 11806 | MA | NEW | NPCC |  | 22 | 1 | Electric Utility | CA | NG | NG | ISNE | 0 | 14933.284 | 2021
Vintage0 | petroleum | FALSE | 6081 | N | . | Stony Brook | Massachusetts Mun Wholes Electric Co | 11806 | MA | NEW | NPCC |  | 22 | 1 | Electric Utility | CT | DFO | DFO | ISNE | 16272 | 1196.346 | 2021
Vintage1981 | natural gas combined cycle | TRUE | 6081 | N | . | Stony Brook | Massachusetts Mun Wholes Electric Co | 11806 | MA | NEW | NPCC |  | 22 | 1 | Electric Utility | CT | NG | NG | ISNE | 499596 | 36256.654 | 2021
Vintage1982 | petroleum | TRUE | 6081 | N | . | Stony Brook | Massachusetts Mun Wholes Electric Co | 11806 | MA | NEW | NPCC |  | 22 | 1 | Electric Utility | GT | DFO | DFO | ISNE | 25359 | 1903 | 2021
| petroleum | FALSE | 6081 | N | . | Stony Brook | Massachusetts Mun Wholes Electric Co | 11806 | MA | NEW | NPCC |  | 22 | 1 | Electric Utility | IC | DFO | DFO | ISNE | 0 | 0 | 2021
| solar pv | FALSE | 6081 | N | . | Stony Brook | Massachusetts Mun Wholes Electric Co | 11806 | MA | NEW | NPCC |  | 22 | 1 | Electric Utility | PV | SUN | SUN | ISNE | 0 | 0 | 2021
Vintage1912 | hydro | TRUE | 6083 | N | . | Deerfield 3 | Great River Hydro, LLC | 61122 | MA | NEW | NPCC |  | 22 | 2 | NAICS-22 Non-Cogen | HY | WAT | HYC | ISNE | 295540 | 33417 | 2021
Vintage1979 | natural gas peaker | TRUE | 6085 | N | . | R M Schahfer | Northern Indiana Pub Serv Co | 13756 | IN | ENC | RFC |  | 22 | 1 | Electric Utility | GT | NG | NG | MISO | 181392 | 8825 | 2021
Vintage1986 | hard coal | TRUE | 6085 | N | . | R M Schahfer | Northern Indiana Pub Serv Co | 13756 | IN | ENC | RFC |  | 22 | 1 | Electric Utility | ST | BIT | COL | MISO | 28487923 | 2323224 | 2021
Vintage0 | natural gas steam turbine | FALSE | 6085 | N | . | R M Schahfer | Northern Indiana Pub Serv Co | 13756 | IN | ENC | RFC |  | 22 | 1 | Electric Utility | ST | NG | NG | MISO | 353227 | 28066.964 | 2021
Vintage1986 | hard coal | TRUE | 6085 | N | . | R M Schahfer | Northern Indiana Pub Serv Co | 13756 | IN | ENC | RFC |  | 22 | 1 | Electric Utility | ST | SUB | COL | MISO | 16126637 | 1318795.1 | 2021
Vintage1977 | hydro | TRUE | 6086 | N | . | Cornell | Northern States Power Co - Minnesota | 13781 | WI | ENC | MRO |  | 22 | 1 | Electric Utility | HY | WAT | HYC | MISO | 723890 | 81851 | 2021
Vintage1980 | hydro | TRUE | 6087 | N | . | Wallace Dam | Georgia Power Co | 7140 | GA | SAT | SERC |  | 22 | 1 | Electric Utility | HY | WAT | HYC | SOCO | 762220 | 86185 | 2021
| other | FALSE | 6087 | N | . | Wallace Dam | Georgia Power Co | 7140 | GA | SAT | SERC |  | 22 | 1 | Electric Utility | PS | WAT | HPS | SOCO | 0 | -33369 | 2021
| petroleum | FALSE | 6088 | N | . | North Loop | Tucson Electric Power Co | 24211 | AZ | MTN | WECC |  | 22 | 1 | Electric Utility | GT | DFO | DFO | TEPC | 0 | 0 | 2021
Vintage2001 | natural gas peaker | TRUE | 6088 | N | . | North Loop | Tucson Electric Power Co | 24211 | AZ | MTN | WECC |  | 22 | 1 | Electric Utility | GT | NG | NG | TEPC | 23452 | 1689 | 2021
| lignite | FALSE | 6089 | N | . | Lewis & Clark | Montana-Dakota Utilities Co | 12199 | MT | MTN | MRO |  | 22 | 1 | Electric Utility | IC | LIG | COL | MISO | 0 | 0 | 2021
Vintage2016 | natural gas peaker | TRUE | 6089 | N | . | Lewis & Clark | Montana-Dakota Utilities Co | 12199 | MT | MTN | MRO |  | 22 | 1 | Electric Utility | IC | NG | NG | MISO | 33190 | 2198 | 2021
| hard coal | FALSE | 6089 | N | . | Lewis & Clark | Montana-Dakota Utilities Co | 12199 | MT | MTN | MRO |  | 22 | 1 | Electric Utility | IC | SUB | COL | MISO | 0 | 0 | 2021
Vintage0 | lignite | FALSE | 6089 | N | . | Lewis & Clark | Montana-Dakota Utilities Co | 12199 | MT | MTN | MRO |  | 22 | 1 | Electric Utility | ST | LIG | COL | MISO | 840222 | 63892.789 | 2021
Vintage0 | natural gas steam turbine | FALSE | 6089 | N | . | Lewis & Clark | Montana-Dakota Utilities Co | 12199 | MT | MTN | MRO |  | 22 | 1 | Electric Utility | ST | NG | NG | MISO | 10905 | 847.831 | 2021
| hard coal | FALSE | 6089 | N | . | Lewis & Clark | Montana-Dakota Utilities Co | 12199 | MT | MTN | MRO |  | 22 | 1 | Electric Utility | ST | SUB | COL | MISO | 0 | -7.62 | 2021
Vintage0 | petroleum | FALSE | 6090 | Y | . | Sherburne County | Northern States Power Co - Minnesota | 13781 | MN | WNC | MRO |  | 22 | 1 | Electric Utility | ST | DFO | DFO | MISO | 176958 | 17383.437 | 2021
Vintage1987 | hard coal | TRUE | 6090 | Y | . | Sherburne County | Northern States Power Co - Minnesota | 13781 | MN | WNC | MRO |  | 22 | 1 | Electric Utility | ST | SUB | COL | MISO | 91645211 | 9184463.6 | 2021
Vintage1978 | petroleum | TRUE | 6092 | N | . | Spirit Mound | Basin Electric Power Coop | 1307 | SD | WNC | MRO |  | 22 | 1 | Electric Utility | GT | DFO | DFO | SWPP | 136422 | 10645 | 2021
Vintage0 | petroleum | FALSE | 6095 | N | . | Sooner | Oklahoma Gas & Electric Co | 14063 | OK | WSC | MRO |  | 22 | 1 | Electric Utility | ST | DFO | DFO | SWPP | 300456 | 27073.741 | 2021
Vintage1980 | hard coal | TRUE | 6095 | N | . | Sooner | Oklahoma Gas & Electric Co | 14063 | OK | WSC | MRO |  | 22 | 1 | Electric Utility | ST | SUB | COL | SWPP | 35207728 | 3167612.3 | 2021
Vintage0 | petroleum | FALSE | 6096 | N | . | Nebraska City | Omaha Public Power District | 14127 | NE | WNC | MRO |  | 22 | 1 | Electric Utility | ST | DFO | DFO | SWPP | 30578 | 2934.951 | 2021
Vintage0 | natural gas steam turbine | FALSE | 6096 | N | . | Nebraska City | Omaha Public Power District | 14127 | NE | WNC | MRO |  | 22 | 1 | Electric Utility | ST | NG | NG | SWPP | 273732 | 26335.105 | 2021
Vintage2009 | hard coal | TRUE | 6096 | N | . | Nebraska City | Omaha Public Power District | 14127 | NE | WNC | MRO |  | 22 | 1 | Electric Utility | ST | SUB | COL | SWPP | 71262270 | 6933993.9 | 2021
| petroleum | FALSE | 6098 | Y | . | Big Stone | Otter Tail Power Co | 14232 | SD | WNC | MRO |  | 22 | 1 | Electric Utility | IC | DFO | DFO | MISO | 0 | 0 | 2021
| biomass | FALSE | 6098 | Y | . | Big Stone | Otter Tail Power Co | 14232 | SD | WNC | MRO |  | 22 | 1 | Electric Utility | ST | AB | ORW | MISO | 0 | 0 | 2021
Vintage0 | petroleum | FALSE | 6098 | Y | . | Big Stone | Otter Tail Power Co | 14232 | SD | WNC | MRO |  | 22 | 1 | Electric Utility | ST | DFO | DFO | MISO | 22725 | 2204.925 | 2021
Vintage1975 | hard coal | TRUE | 6098 | Y | . | Big Stone | Otter Tail Power Co | 14232 | SD | WNC | MRO |  | 22 | 1 | Electric Utility | ST | SUB | COL | MISO | 16832545 | 1638390.1 | 2021
Vintage1986 | nuclear | TRUE | 6099 | N | 2 | Diablo Canyon | Pacific Gas & Electric Co. | 14328 | CA | PACC | WECC |  | 22 | 1 | Electric Utility | ST | NUC | NUC | CISO | 69108641 | 6622994 | 2021
Vintage1986 | nuclear | TRUE | 6099 | N | 1 | Diablo Canyon | Pacific Gas & Electric Co. | 14328 | CA | PACC | WECC |  | 22 | 1 | Electric Utility | ST | NUC | NUC | CISO | 102772360 | 9854372 | 2021
| other | FALSE | 6100 | N | . | Helms Pumped Storage | Pacific Gas & Electric Co. | 14328 | CA | PACC | WECC |  | 22 | 1 | Electric Utility | PS | WAT | HPS | CISO | 0 | -427878 | 2021
Vintage0 | petroleum | FALSE | 6101 | N | . | Wyodak | PacifiCorp | 14354 | WY | MTN | WECC |  | 22 | 1 | Electric Utility | ST | DFO | DFO | PACE | 35966 | 2835.725 | 2021
Vintage1978 | hard coal | TRUE | 6101 | N | . | Wyodak | PacifiCorp | 14354 | WY | MTN | WECC |  | 22 | 1 | Electric Utility | ST | SUB | COL | PACE | 21420632 | 1711987.3 | 2021
Vintage1985 | nuclear | TRUE | 6103 | N | 2 | TalenEnergy Susquehanna | TalenEnergy Susquehanna LLC | 14266 | PA | MAT | RFC |  | 22 | 2 | NAICS-22 Non-Cogen | ST | NUC | NUC | PJM | 96767505 | 9278594 | 2021
Vintage1985 | nuclear | TRUE | 6103 | N | 1 | TalenEnergy Susquehanna | TalenEnergy Susquehanna LLC | 14266 | PA | MAT | RFC |  | 22 | 2 | NAICS-22 Non-Cogen | ST | NUC | NUC | PJM | 111225990 | 10664952 | 2021
Vintage1990 | nuclear | TRUE | 6105 | N | 2 | Limerick | Exelon Nuclear | 55951 | PA | MAT | RFC |  | 22 | 2 | NAICS-22 Non-Cogen | ST | NUC | NUC | PJM | 96551812 | 9257912 | 2021
Vintage1990 | nuclear | TRUE | 6105 | N | 1 | Limerick | Exelon Nuclear | 55951 | PA | MAT | RFC |  | 22 | 2 | NAICS-22 Non-Cogen | ST | NUC | NUC | PJM | 104827353 | 10051416 | 2021
Vintage1976 | nuclear | TRUE | 6110 | N | 1 | James A Fitzpatrick | Exelon Nuclear | 55951 | NY | MAT | NPCC |  | 22 | 2 | NAICS-22 Non-Cogen | ST | NUC | NUC | NYIS | 77342958 | 7416063 | 2021
Vintage1998 | natural gas combined cycle | TRUE | 6112 | N | . | Fort St Vrain | Public Service Co of Colorado | 15466 | CO | MTN | WECC |  | 22 | 1 | Electric Utility | CA | NG | NG | PSCO | 532384 | 1156151 | 2021
Vintage2001 | natural gas combined cycle | TRUE | 6112 | N | . | Fort St Vrain | Public Service Co of Colorado | 15466 | CO | MTN | WECC |  | 22 | 1 | Electric Utility | CT | NG | NG | PSCO | 23661467 | 1880487 | 2021
Vintage2009 | natural gas peaker | TRUE | 6112 | N | . | Fort St Vrain | Public Service Co of Colorado | 15466 | CO | MTN | WECC |  | 22 | 1 | Electric Utility | GT | NG | NG | PSCO | 674060 | 54016 | 2021
Vintage1982 | hard coal | TRUE | 6113 | N | . | Gibson | Duke Energy Indiana, LLC | 15470 | IN | ENC | RFC |  | 22 | 1 | Electric Utility | ST | BIT | COL | MISO | 101080884 | 9191145.9 | 2021
Vintage0 | petroleum | FALSE | 6113 | N | . | Gibson | Duke Energy Indiana, LLC | 15470 | IN | ENC | RFC |  | 22 | 1 | Electric Utility | ST | DFO | DFO | MISO | 435609 | 39294.138 | 2021
Vintage1990 | nuclear | TRUE | 6115 | N | 1 | Seabrook | NextEra Energy Seabrook LLC | 6854 | NH | NEW | NPCC |  | 22 | 2 | NAICS-22 Non-Cogen | ST | NUC | NUC | ISNE | 102790560 | 9856117 | 2021
Vintage1986 | nuclear | TRUE | 6118 | N | 1 | PSEG Hope Creek Generating Station | PSEG Nuclear LLC | 15478 | NJ | MAT | RFC |  | 22 | 2 | NAICS-22 Non-Cogen | ST | NUC | NUC | PJM | 94696940 | 9080057 | 2021
Vintage1912 | hydro | TRUE | 6119 | N | . | Deerfield 4 | Great River Hydro, LLC | 61122 | MA | NEW | NPCC |  | 22 | 2 | NAICS-22 Non-Cogen | HY | WAT | HYC | ISNE | 254683 | 28797 | 2021
Vintage0 | petroleum | FALSE | 6120 | N | . | Whitehorn | Puget Sound Energy Inc | 15500 | WA | PACC | WECC |  | 22 | 1 | Electric Utility | GT | DFO | DFO | PSEI | 396 | 26.555 | 2021
Vintage1981 | natural gas peaker | TRUE | 6120 | N | . | Whitehorn | Puget Sound Energy Inc | 15500 | WA | PACC | WECC |  | 22 | 1 | Electric Utility | GT | NG | NG | PSEI | 261457 | 17513.445 | 2021
Vintage1970 | nuclear | TRUE | 6122 | N | 1 | R E Ginna Nuclear Power Plant | Exelon Nuclear | 55951 | NY | MAT | NPCC |  | 22 | 2 | NAICS-22 Non-Cogen | ST | NUC | NUC | NYIS | 49358145 | 4732727 | 2021
Vintage0 | petroleum | FALSE | 6124 | N | . | McIntosh | Georgia Power Co | 7140 | GA | SAT | SERC |  | 22 | 1 | Electric Utility | GT | DFO | DFO | SOCO | 23716 | 1136.279 | 2021
Vintage1995 | natural gas peaker | TRUE | 6124 | N | . | McIntosh | Georgia Power Co | 7140 | GA | SAT | SERC |  | 22 | 1 | Electric Utility | GT | NG | NG | SOCO | 458034 | 26111.721 | 2021
Vintage1978 | petroleum | FALSE | 6125 | N | . | Shrewsbury | Town of Shrewsbury - (MA) | 17127 | MA | NEW | NPCC |  | 22 | 1 | Electric Utility | IC | DFO | DFO | ISNE | 1134 | -135 | 2021
| natural gas peaker | FALSE | 6125 | N | . | Shrewsbury | Town of Shrewsbury - (MA) | 17127 | MA | NEW | NPCC |  | 22 | 1 | Electric Utility | IC | NG | NG | ISNE | 0 | 0 | 2021
| other | FALSE | 6126 | N | . | Fairfield Pumped Storage | Dominion Energy South Carolina, Inc | 17539 | SC | SAT | SERC |  | 22 | 1 | Electric Utility | PS | WAT | HPS | SCEG | 0 | -155377 | 2021
Vintage1984 | nuclear | TRUE | 6127 | N | 1 | V C Summer | Dominion Energy South Carolina, Inc | 17539 | SC | SAT | SERC |  | 22 | 1 | Electric Utility | ST | NUC | NUC | SCEG | 68339610 | 6552773 | 2021
Vintage1983 | hydro | TRUE | 6128 | N | . | Amistad Dam & Power | International Bound & Wtr Comm | 9339 | TX | WSC | TRE |  | 22 | 1 | Electric Utility | HY | WAT | HYC | ERCO | 526404 | 59521 | 2021
Vintage1975 | hydro | TRUE | 6130 | N | . | Carters | USCE-Mobile District | 27813 | GA | SAT | SERC |  | 22 | 1 | Electric Utility | HY | WAT | HYC | SOCO | 1812666 | 204960 | 2021
| other | FALSE | 6130 | N | . | Carters | USCE-Mobile District | 27813 | GA | SAT | SERC |  | 22 | 1 | Electric Utility | PS | WAT | HPS | SOCO | 0 | -41896 | 2021
Vintage1975 | hydro | TRUE | 6131 | N | . | Jones Bluff | USCE-Mobile District | 27813 | AL | ESC | SERC |  | 22 | 1 | Electric Utility | HY | WAT | HYC | SOCO | 3236047 | 365903 | 2021
Vintage1986 | hydro | TRUE | 6132 | N | . | Richard B Russell | USCE-Savannah District | 19375 | GA | SAT | SERC |  | 22 | 1 | Electric Utility | HY | WAT | HYC | SEPA | 2339132 | 264488 | 2021
| other | FALSE | 6132 | N | . | Richard B Russell | USCE-Savannah District | 19375 | GA | SAT | SERC |  | 22 | 1 | Electric Utility | PS | WAT | HPS | SEPA | 0 | 331867 | 2021
Vintage1975 | hydro | TRUE | 6133 | N | . | West Point (GA) | USCE-Mobile District | 27813 | GA | SAT | SERC |  | 22 | 1 | Electric Utility | HY | WAT | HYC | SOCO | 2123320 | 240086 | 2021
Vintage0 | petroleum | FALSE | 6137 | N | . | A B Brown | Southern Indiana Gas & Elec Co | 17633 | IN | ENC | RFC |  | 22 | 1 | Electric Utility | GT | DFO | DFO | MISO | 3685 | 257.567 | 2021
Vintage2002 | natural gas peaker | TRUE | 6137 | N | . | A B Brown | Southern Indiana Gas & Elec Co | 17633 | IN | ENC | RFC |  | 22 | 1 | Electric Utility | GT | NG | NG | MISO | 639525 | 45806.433 | 2021
Vintage1986 | hard coal | TRUE | 6137 | N | . | A B Brown | Southern Indiana Gas & Elec Co | 17633 | IN | ENC | RFC |  | 22 | 1 | Electric Utility | ST | BIT | COL | MISO | 30030089 | 2681766.3 | 2021
Vintage0 | natural gas steam turbine | FALSE | 6137 | N | . | A B Brown | Southern Indiana Gas & Elec Co | 17633 | IN | ENC | RFC |  | 22 | 1 | Electric Utility | ST | NG | NG | MISO | 266890 | 23751.661 | 2021
Vintage0 | petroleum | FALSE | 6138 | N | . | Flint Creek | Southwestern Electric Power Co | 17698 | AR | WSC | MRO |  | 22 | 1 | Electric Utility | ST | DFO | DFO | SWPP | 48955 | 4535.917 | 2021
Vintage1978 | hard coal | TRUE | 6138 | N | . | Flint Creek | Southwestern Electric Power Co | 17698 | AR | WSC | MRO |  | 22 | 1 | Electric Utility | ST | SUB | COL | SWPP | 30251965 | 2800839.1 | 2021
Vintage0 | petroleum | FALSE | 6139 | N | . | Welsh | Southwestern Electric Power Co | 17698 | TX | WSC | MRO |  | 22 | 1 | Electric Utility | ST | DFO | DFO | SWPP | 61683 | 5450.366 | 2021
Vintage1982 | hard coal | TRUE | 6139 | N | . | Welsh | Southwestern Electric Power Co | 17698 | TX | WSC | MRO |  | 22 | 1 | Electric Utility | ST | SUB | COL | SWPP | 48510475 | 4322698.6 | 2021
Vintage1984 | hydro | TRUE | 6140 | N | . | Clarence Cannon | USCE-St Louis District | 26618 | MO | WNC | SERC |  | 22 | 1 | Electric Utility | HY | WAT | HYC | AECI | 810022 | 91172 | 2021
| other | FALSE | 6140 | N | . | Clarence Cannon | USCE-St Louis District | 26618 | MO | WNC | SERC |  | 22 | 1 | Electric Utility | PS | WAT | HPS | AECI | 0 | 91244 | 2021
| other | FALSE | 6141 | N | . | Harry Truman | USCE-Kansas City District | 25477 | MO | WNC | MRO |  | 22 | 1 | Electric Utility | PS | WAT | HPS | SPA | 0 | -3692 | 2021
Vintage1974 | hydro | TRUE | 6142 | N | . | Ozark | USCE-Little Rock District | 19647 | AR | WSC | MRO |  | 22 | 1 | Electric Utility | HY | WAT | HYC | SPA | 2209436 | 249823 | 2021
Vintage1993 | nuclear | TRUE | 6145 | N | 2 | Comanche Peak | Luminant Generation Company LLC | 55983 | TX | WSC | TRE |  | 22 | 2 | NAICS-22 Non-Cogen | ST | NUC | NUC | ERCO | 92068919 | 8828068 | 2021
Vintage1993 | nuclear | TRUE | 6145 | N | 1 | Comanche Peak | Luminant Generation Company LLC | 55983 | TX | WSC | TRE |  | 22 | 2 | NAICS-22 Non-Cogen | ST | NUC | NUC | ERCO | 109799632 | 10528185 | 2021
Vintage0 | petroleum | FALSE | 6146 | N | . | Martin Lake | Luminant Generation Company LLC | 55983 | TX | WSC | TRE |  | 22 | 2 | NAICS-22 Non-Cogen | ST | DFO | DFO | ERCO | 174551 | 15091.614 | 2021
Vintage0 | lignite | FALSE | 6146 | N | . | Martin Lake | Luminant Generation Company LLC | 55983 | TX | WSC | TRE |  | 22 | 2 | NAICS-22 Non-Cogen | ST | LIG | COL | ERCO | 32520057 | 2840417.1 | 2021
Vintage1979 | hard coal | TRUE | 6146 | N | . | Martin Lake | Luminant Generation Company LLC | 55983 | TX | WSC | TRE |  | 22 | 2 | NAICS-22 Non-Cogen | ST | SUB | COL | ERCO | 117870370 | 10324001 | 2021
Vintage1977 | nuclear | TRUE | 6149 | N | 1 | Davis Besse | Energy Harbor Nuclear Generation LLC | 64225 | OH | ENC | RFC |  | 22 | 2 | NAICS-22 Non-Cogen | ST | NUC | NUC | PJM | 81129540 | 7779141 | 2021
| other | FALSE | 6151 | N | . | Raccoon Mountain | Tennessee Valley Authority | 18642 | TN | ESC | SERC |  | 22 | 1 | Electric Utility | PS | WAT | HPS | TVA | 0 | -577291 | 2021
Vintage1982 | nuclear | TRUE | 6152 | N | 2 | Sequoyah | Tennessee Valley Authority | 18642 | TN | ESC | SERC |  | 22 | 1 | Electric Utility | ST | NUC | NUC | TVA | 91667053 | 8789535 | 2021
Vintage1982 | nuclear | TRUE | 6152 | N | 1 | Sequoyah | Tennessee Valley Authority | 18642 | TN | ESC | SERC |  | 22 | 1 | Electric Utility | ST | NUC | NUC | TVA | 92456975 | 8865277 | 2021
Vintage1984 | nuclear | TRUE | 6153 | N | 1 | Callaway | Union Electric Co - (MO) | 19436 | MO | WNC | SERC |  | 22 | 1 | Electric Utility | ST | NUC | NUC | MISO | 45075774 | 4292433 | 2021
Vintage0 | petroleum | FALSE | 6155 | N | . | Rush Island | Union Electric Co - (MO) | 19436 | MO | WNC | SERC |  | 22 | 1 | Electric Utility | ST | DFO | DFO | MISO | 59698 | 6108.648 | 2021
Vintage1977 | hard coal | TRUE | 6155 | N | . | Rush Island | Union Electric Co - (MO) | 19436 | MO | WNC | SERC |  | 22 | 1 | Electric Utility | ST | RC | COL | MISO | 75104117 | 7601099.6 | 2021
Vintage1977 | hard coal | TRUE | 6155 | N | . | Rush Island | Union Electric Co - (MO) | 19436 | MO | WNC | SERC |  | 22 | 1 | Electric Utility | ST | SUB | COL | MISO | 5769723 | 596783.79 | 2021
Vintage2012 | other | TRUE | 6156 | N | . | New Haven Harbor | PSEG Power Connecticut LLC | 15452 | CT | NEW | NPCC |  | 22 | 2 | NAICS-22 Non-Cogen | GT | KER | WOO | ISNE | 36567 | 803.648 | 2021
| natural gas peaker | FALSE | 6156 | N | . | New Haven Harbor | PSEG Power Connecticut LLC | 15452 | CT | NEW | NPCC |  | 22 | 2 | NAICS-22 Non-Cogen | GT | NG | NG | ISNE | 0 | -28.648 | 2021
Vintage0 | petroleum | FALSE | 6156 | N | . | New Haven Harbor | PSEG Power Connecticut LLC | 15452 | CT | NEW | NPCC |  | 22 | 2 | NAICS-22 Non-Cogen | ST | DFO | DFO | ISNE | 31098 | -10075.95 | 2021
Vintage1975 | natural gas steam turbine | TRUE | 6156 | N | . | New Haven Harbor | PSEG Power Connecticut LLC | 15452 | CT | NEW | NPCC |  | 22 | 2 | NAICS-22 Non-Cogen | ST | NG | NG | ISNE | 334342 | 15647.672 | 2021
Vintage0 | petroleum | FALSE | 6156 | N | . | New Haven Harbor | PSEG Power Connecticut LLC | 15452 | CT | NEW | NPCC |  | 22 | 2 | NAICS-22 Non-Cogen | ST | RFO | RFO | ISNE | 64090 | 3159.273 | 2021
Vintage1979 | hydro | TRUE | 6158 | N | . | New Melones | U S Bureau of Reclamation | 2518 | CA | PACC | WECC |  | 22 | 1 | Electric Utility | HY | WAT | HYC | BANC | 3355413 | 379400 | 2021
Vintage1978 | hydro | TRUE | 6159 | N | . | Crystal | U S Bureau of Reclamation | 2518 | CO | MTN | WECC |  | 22 | 1 | Electric Utility | HY | WAT | HYC | WACM | 1183381 | 133806 | 2021
Vintage1980 | hydro | TRUE | 6163 | N | . | Grand Coulee | U S Bureau of Reclamation | 2518 | WA | PACC | WECC |  | 22 | 1 | Electric Utility | HY | WAT | HYC | BPAT | 162051548 | 18323332 | 2021
| other | FALSE | 6163 | N | . | Grand Coulee | U S Bureau of Reclamation | 2518 | WA | PACC | WECC |  | 22 | 1 | Electric Utility | PS | WAT | HPS | BPAT | 0 | 1986 | 2021
Vintage1983 | hard coal | TRUE | 6165 | N | . | Hunter | PacifiCorp | 14354 | UT | MTN | WECC |  | 22 | 1 | Electric Utility | ST | BIT | COL | PACE | 4548223 | 444030.31 | 2021
Vintage0 | petroleum | FALSE | 6165 | N | . | Hunter | PacifiCorp | 14354 | UT | MTN | WECC |  | 22 | 1 | Electric Utility | ST | DFO | DFO | PACE | 82229 | 8016.014 | 2021
Vintage1983 | hard coal | TRUE | 6165 | N | . | Hunter | PacifiCorp | 14354 | UT | MTN | WECC |  | 22 | 1 | Electric Utility | ST | RC | COL | PACE | 90228045 | 8796916.7 | 2021
Vintage1989 | hard coal | TRUE | 6166 | N | . | Rockport | Indiana Michigan Power Co | 9324 | IN | ENC | RFC |  | 22 | 1 | Electric Utility | ST | BIT | COL | PJM | 2844552 | 269911.75 | 2021
Vintage0 | petroleum | FALSE | 6166 | N | . | Rockport | Indiana Michigan Power Co | 9324 | IN | ENC | RFC |  | 22 | 1 | Electric Utility | ST | DFO | DFO | PJM | 455982 | 35920.628 | 2021
Vintage1989 | hard coal | TRUE | 6166 | N | . | Rockport | Indiana Michigan Power Co | 9324 | IN | ENC | RFC |  | 22 | 1 | Electric Utility | ST | SUB | COL | PJM | 48026912 | 4496330.6 | 2021
| other | FALSE | 6167 | N | . | Bath County | Virginia Electric & Power Co | 19876 | VA | SAT | SERC |  | 22 | 1 | Electric Utility | PS | WAT | HPS | PJM | 0 | -750348 | 2021
Vintage1987 | hydro | TRUE | 6168 | N | . | North Anna | Virginia Electric & Power Co | 19876 | VA | SAT | SERC |  | 22 | 1 | Electric Utility | HY | WAT | HYC | PJM | 1053 | 119 | 2021
Vintage1980 | nuclear | TRUE | 6168 | N | 2 | North Anna | Virginia Electric & Power Co | 19876 | VA | SAT | SERC |  | 22 | 1 | Electric Utility | ST | NUC | NUC | PJM | 88150201 | 8452320 | 2021
Vintage1980 | nuclear | TRUE | 6168 | N | 1 | North Anna | Virginia Electric & Power Co | 19876 | VA | SAT | SERC |  | 22 | 1 | Electric Utility | ST | NUC | NUC | PJM | 72162434 | 6919326 | 2021
Vintage1977 | hydro | TRUE | 6171 | N | . | Laurel Dam | USCE-Nashville District | 19462 | KY | ESC | SERC |  | 22 | 1 | Electric Utility | HY | WAT | HYC | PJM | 806096 | 91146 | 2021
Vintage1984 | hydro | TRUE | 6172 | N | . | Libby | USACE Northwestern Division | 19400 | MT | MTN | WECC |  | 22 | 1 | Electric Utility | HY | WAT | HYC | BPAT | 16319425 | 1845254 | 2021
Vintage1977 | hydro | TRUE | 6174 | N | . | Lost Creek | USACE Northwestern Division | 19400 | OR | PACC | WECC |  | 22 | 1 | Electric Utility | HY | WAT | HYC | PACW | 1714748 | 193888 | 2021
Vintage1978 | hydro | TRUE | 6175 | N | . | Lower Granite | USACE Northwestern Division | 19400 | WA | PACC | WECC |  | 22 | 1 | Electric Utility | HY | WAT | HYC | BPAT | 11918556 | 1347643 | 2021
Vintage0 | petroleum | FALSE | 6177 | N | . | Coronado | Salt River Project | 16572 | AZ | MTN | WECC |  | 22 | 1 | Electric Utility | ST | DFO | DFO | SRP | 155477 | 13209.269 | 2021
Vintage1980 | hard coal | TRUE | 6177 | N | . | Coronado | Salt River Project | 16572 | AZ | MTN | WECC |  | 22 | 1 | Electric Utility | ST | RC | COL | SRP | 37919605 | 3388988.7 | 2021
| hard coal | FALSE | 6177 | N | . | Coronado | Salt River Project | 16572 | AZ | MTN | WECC |  | 22 | 1 | Electric Utility | ST | SUB | COL | SRP | 0 | 0 | 2021
Vintage0 | petroleum | FALSE | 6178 | N | . | Coleto Creek | Coleto Creek Power LP | 56570 | TX | WSC | TRE |  | 22 | 2 | NAICS-22 Non-Cogen | ST | DFO | DFO | ERCO | 59039 | 5084.676 | 2021
Vintage1980 | hard coal | TRUE | 6178 | N | . | Coleto Creek | Coleto Creek Power LP | 56570 | TX | WSC | TRE |  | 22 | 2 | NAICS-22 Non-Cogen | ST | RC | COL | ERCO | 32249814 | 3028728.9 | 2021
Vintage1980 | hard coal | TRUE | 6178 | N | . | Coleto Creek | Coleto Creek Power LP | 56570 | TX | WSC | TRE |  | 22 | 2 | NAICS-22 Non-Cogen | ST | SUB | COL | ERCO | 3902922 | 379048.38 | 2021
Vintage0 | petroleum | FALSE | 6179 | N | . | Fayette Power Project | Lower Colorado River Authority | 11269 | TX | WSC | TRE |  | 22 | 1 | Electric Utility | ST | DFO | DFO | ERCO | 160171 | 14858.95 | 2021
Vintage1988 | hard coal | TRUE | 6179 | N | . | Fayette Power Project | Lower Colorado River Authority | 11269 | TX | WSC | TRE |  | 22 | 1 | Electric Utility | ST | RC | COL | ERCO | 108479797 | 10150438 | 2021
Vintage1988 | hard coal | TRUE | 6179 | N | . | Fayette Power Project | Lower Colorado River Authority | 11269 | TX | WSC | TRE |  | 22 | 1 | Electric Utility | ST | SUB | COL | ERCO | 1292320 | 116068.68 | 2021
Vintage0 | lignite | FALSE | 6180 | N | . | Oak Grove (TX) | Luminant Generation Company LLC | 55983 | TX | WSC | TRE |  | 22 | 2 | NAICS-22 Non-Cogen | ST | LIG | COL | ERCO | 4523755 | 434464.99 | 2021
Vintage0 | natural gas steam turbine | FALSE | 6180 | N | . | Oak Grove (TX) | Luminant Generation Company LLC | 55983 | TX | WSC | TRE |  | 22 | 2 | NAICS-22 Non-Cogen | ST | NG | NG | ERCO | 1291868 | 122499.84 | 2021
Vintage2011 | hard coal | TRUE | 6180 | N | . | Oak Grove (TX) | Luminant Generation Company LLC | 55983 | TX | WSC | TRE |  | 22 | 2 | NAICS-22 Non-Cogen | ST | RC | COL | ERCO | 121228211 | 11777169 | 2021
| natural gas steam turbine | FALSE | 6181 | N | . | J T Deely | City of San Antonio - (TX) | 16604 | TX | WSC | TRE |  | 22 | 1 | Electric Utility | ST | NG | NG | ERCO | 0 | -2559 | 2021
| hard coal | FALSE | 6181 | N | . | J T Deely | City of San Antonio - (TX) | 16604 | TX | WSC | TRE |  | 22 | 1 | Electric Utility | ST | SUB | COL | ERCO | 0 | -2559 | 2021
Vintage0 | petroleum | FALSE | 6183 | N | . | San Miguel | San Miguel Electric Coop, Inc | 16624 | TX | WSC | TRE |  | 22 | 1 | Electric Utility | ST | DFO | DFO | ERCO | 40945 | 3155.82 | 2021
Vintage1982 | lignite | TRUE | 6183 | N | . | San Miguel | San Miguel Electric Coop, Inc | 16624 | TX | WSC | TRE |  | 22 | 1 | Electric Utility | ST | LIG | COL | ERCO | 26089082 | 1899906.2 | 2021
Vintage1983 | hydro | TRUE | 6188 | N | . | Harris Dam | Alabama Power Co | 195 | AL | ESC | SERC |  | 22 | 1 | Electric Utility | HY | WAT | HYC | SOCO | 1372578 | 155199 | 2021
| other | FALSE | 6189 | N | . | Rocky Mountain Hydroelectric Plant | Oglethorpe Power Corporation | 13994 | GA | SAT | SERC |  | 22 | 1 | Electric Utility | PS | WAT | HPS | SOCO | 0 | -390330 | 2021
Vintage1982 | hard coal | TRUE | 6190 | N | . | Brame Energy Center | Cleco Power LLC | 3265 | LA | WSC | SERC |  | 22 | 1 | Electric Utility | ST | BIT | COL | MISO | 7902898 | 758257.59 | 2021
| petroleum | FALSE | 6190 | N | . | Brame Energy Center | Cleco Power LLC | 3265 | LA | WSC | SERC |  | 22 | 1 | Electric Utility | ST | DFO | DFO | MISO | 0 | 0 | 2021
| lignite | FALSE | 6190 | N | . | Brame Energy Center | Cleco Power LLC | 3265 | LA | WSC | SERC |  | 22 | 1 | Electric Utility | ST | LIG | COL | MISO | 0 | 0 | 2021
Vintage1975 | natural gas steam turbine | TRUE | 6190 | N | . | Brame Energy Center | Cleco Power LLC | 3265 | LA | WSC | SERC |  | 22 | 1 | Electric Utility | ST | NG | NG | MISO | 5272707 | 496953.19 | 2021
Vintage2010 | petroleum | TRUE | 6190 | N | . | Brame Energy Center | Cleco Power LLC | 3265 | LA | WSC | SERC |  | 22 | 1 | Electric Utility | ST | PC | PC | MISO | 25593114 | 2455937 | 2021
| petroleum | FALSE | 6190 | N | . | Brame Energy Center | Cleco Power LLC | 3265 | LA | WSC | SERC |  | 22 | 1 | Electric Utility | ST | RFO | RFO | MISO | 0 | 0 | 2021
Vintage1982 | hard coal | TRUE | 6190 | N | . | Brame Energy Center | Cleco Power LLC | 3265 | LA | WSC | SERC |  | 22 | 1 | Electric Utility | ST | SUB | COL | MISO | 24802860 | 2328512.2 | 2021
Vintage0 | natural gas steam turbine | FALSE | 6193 | N | . | Harrington | Southwestern Public Service Co | 17718 | TX | WSC | MRO |  | 22 | 1 | Electric Utility | ST | NG | NG | SWPP | 355455 | 32683.292 | 2021
Vintage1980 | hard coal | TRUE | 6193 | N | . | Harrington | Southwestern Public Service Co | 17718 | TX | WSC | MRO |  | 22 | 1 | Electric Utility | ST | SUB | COL | SWPP | 52152717 | 4848193.7 | 2021
Vintage0 | natural gas steam turbine | FALSE | 6194 | N | . | Tolk | Southwestern Public Service Co | 17718 | TX | WSC | MRO |  | 22 | 1 | Electric Utility | ST | NG | NG | SWPP | 361347 | 31841.86 | 2021
Vintage1985 | hard coal | TRUE | 6194 | N | . | Tolk | Southwestern Public Service Co | 17718 | TX | WSC | MRO |  | 22 | 1 | Electric Utility | ST | SUB | COL | SWPP | 26283288 | 2460042.1 | 2021
| petroleum | FALSE | 6195 | N | . | John Twitty Energy Center | City Utilities of Springfield - (MO) | 17833 | MO | WNC | MRO |  | 22 | 1 | Electric Utility | GT | DFO | DFO | SWPP | 0 | 0 | 2021
Vintage1983 | natural gas peaker | TRUE | 6195 | N | . | John Twitty Energy Center | City Utilities of Springfield - (MO) | 17833 | MO | WNC | MRO |  | 22 | 1 | Electric Utility | GT | NG | NG | SWPP | 759538 | 48996 | 2021
| hard coal | FALSE | 6195 | N | . | John Twitty Energy Center | City Utilities of Springfield - (MO) | 17833 | MO | WNC | MRO |  | 22 | 1 | Electric Utility | ST | BIT | COL | SWPP | 0 | 0 | 2021
| petroleum | FALSE | 6195 | N | . | John Twitty Energy Center | City Utilities of Springfield - (MO) | 17833 | MO | WNC | MRO |  | 22 | 1 | Electric Utility | ST | DFO | DFO | SWPP | 0 | 0 | 2021
Vintage0 | natural gas steam turbine | FALSE | 6195 | N | . | John Twitty Energy Center | City Utilities of Springfield - (MO) | 17833 | MO | WNC | MRO |  | 22 | 1 | Electric Utility | ST | NG | NG | SWPP | 589418 | 57757.233 | 2021
Vintage2011 | hard coal | TRUE | 6195 | N | . | John Twitty Energy Center | City Utilities of Springfield - (MO) | 17833 | MO | WNC | MRO |  | 22 | 1 | Electric Utility | ST | SUB | COL | SWPP | 24214851 | 2371363.8 | 2021
Vintage1983 | hydro | TRUE | 6196 | N | . | W E Warne | California Dept. of Water Resources | 3255 | CA | PACC | WECC |  | 22 | 1 | Electric Utility | HY | WAT | HYC | CISO | 1956064 | 221174 | 2021
Vintage1979 | hydro | TRUE | 6200 | N | . | Rock Island | PUD No 1 of Chelan County | 3413 | WA | PACC | WECC |  | 22 | 1 | Electric Utility | HY | WAT | HYC | CHPD | 21073200 | 2382768 | 2021
Vintage1956 | hydro | TRUE | 6202 | N | . | Ross | City of Seattle - (WA) | 16868 | WA | PACC | WECC |  | 22 | 1 | Electric Utility | HY | WAT | HYC | SCL | 7272482 | 822307 | 2021
Vintage0 | petroleum | FALSE | 6204 | N | . | Laramie River Station | Basin Electric Power Coop | 1307 | WY | MTN | WECC |  | 22 | 1 | Electric Utility | ST | DFO | DFO | WACM | 368334 | 34710.29 | 2021
Vintage1982 | hard coal | TRUE | 6204 | N | . | Laramie River Station | Basin Electric Power Coop | 1307 | WY | MTN | WECC |  | 22 | 1 | Electric Utility | ST | RC | COL | WACM | 74746996 | 7067718.4 | 2021
Vintage1982 | hard coal | TRUE | 6204 | N | . | Laramie River Station | Basin Electric Power Coop | 1307 | WY | MTN | WECC |  | 22 | 1 | Electric Utility | ST | SUB | COL | WACM | 12838995 | 1212123.4 | 2021
| hydro | FALSE | 6206 | N | . | Tacoma | Public Service Co of Colorado | 15466 | CO | MTN | WECC |  | 22 | 1 | Electric Utility | HY | WAT | HYC | WACM | 0 | -153 | 2021
Vintage1906 | hydro | TRUE | 6207 | N | . | Ames Hydro | Public Service Co of Colorado | 15466 | CO | MTN | WECC |  | 22 | 1 | Electric Utility | HY | WAT | HYC | WACM | 46529 | 5261 | 2021
| other | FALSE | 6208 | N | . | Mount Elbert | U S Bureau of Reclamation | 2518 | CO | MTN | WECC |  | 22 | 1 | Electric Utility | PS | WAT | HPS | WACM | 0 | -31911 | 2021
Vintage1978 | natural gas peaker | TRUE | 6210 | N | . | Northeast (WA) | Avista Corp | 20169 | WA | PACC | WECC |  | 22 | 1 | Electric Utility | GT | NG | NG | AVA | 20803 | 1668 | 2021
| petroleum | FALSE | 6211 | N | . | Dynegy Oakland Power Plant | Dynegy Oakland, LLC | 54803 | CA | PACC | WECC |  | 22 | 2 | NAICS-22 Non-Cogen | GT | DFO | DFO | CISO | 0 | 0 | 2021
Vintage1978 | petroleum | TRUE | 6211 | N | . | Dynegy Oakland Power Plant | Dynegy Oakland, LLC | 54803 | CA | PACC | WECC |  | 22 | 2 | NAICS-22 Non-Cogen | GT | JF | WOO | CISO | 125280 | 8109 | 2021
Vintage1983 | hard coal | TRUE | 6213 | N | . | Merom | Hoosier Energy R E C, Inc | 9267 | IN | ENC | RFC |  | 22 | 1 | Electric Utility | ST | BIT | COL | MISO | 54938501 | 5266376.3 | 2021
Vintage0 | petroleum | FALSE | 6213 | N | . | Merom | Hoosier Energy R E C, Inc | 9267 | IN | ENC | RFC |  | 22 | 1 | Electric Utility | ST | DFO | DFO | MISO | 55881 | 5421.69 | 2021
Vintage2011 | petroleum | TRUE | 6220 | N | . | Durant | City of Durant - (IA) | 5529 | IA | WNC | MRO |  | 22 | 1 | Electric Utility | IC | DFO | DFO | MISO | 454 | 46.06 | 2021
| natural gas peaker | FALSE | 6220 | N | . | Durant | City of Durant - (IA) | 5529 | IA | WNC | MRO |  | 22 | 1 | Electric Utility | IC | NG | NG | MISO | 0 | 0 | 2021
| petroleum | FALSE | 6223 | N | . | Empire Energy Center | Empire District Electric Co | 5860 | MO | WNC | MRO |  | 22 | 1 | Electric Utility | GT | DFO | DFO | SWPP | 0 | 0 | 2021
Vintage0 | petroleum | FALSE | 6223 | N | . | Empire Energy Center | Empire District Electric Co | 5860 | MO | WNC | MRO |  | 22 | 1 | Electric Utility | GT | JF | WOO | SWPP | 520617 | 37836.771 | 2021
Vintage2003 | natural gas peaker | TRUE | 6223 | N | . | Empire Energy Center | Empire District Electric Co | 5860 | MO | WNC | MRO |  | 22 | 1 | Electric Utility | GT | NG | NG | SWPP | 2657134 | 193110.23 | 2021
Vintage1996 | petroleum | TRUE | 6229 | N | . | Mobile | Nebraska Public Power District | 13337 | NE | WNC | MRO |  | 22 | 1 | Electric Utility | IC | DFO | DFO | SWPP | 4211 | 323 | 2021
Vintage1901 | hydro | TRUE | 6231 | N | . | Apple River | Northern States Power Co - Minnesota | 13781 | WI | ENC | MRO |  | 22 | 1 | Electric Utility | HY | WAT | HYC | MISO | 119270 | 13486 | 2021
| hard coal | FALSE | 6238 | N | . | Pearl Station | Prairie Power, Inc | 40307 | IL | ENC | SERC |  | 22 | 1 | Electric Utility | GT | BIT | COL | MISO | 0 | 0 | 2021
Vintage1973 | petroleum | TRUE | 6238 | N | . | Pearl Station | Prairie Power, Inc | 40307 | IL | ENC | SERC |  | 22 | 1 | Electric Utility | GT | DFO | DFO | MISO | 19737 | 1216 | 2021
Vintage2010 | natural gas peaker | TRUE | 6243 | N | . | Dansby | City of Bryan - (TX) | 2442 | TX | WSC | TRE |  | 22 | 1 | Electric Utility | GT | NG | NG | ERCO | 679354 | 67924 | 2021
Vintage1978 | natural gas steam turbine | TRUE | 6243 | N | . | Dansby | City of Bryan - (TX) | 2442 | TX | WSC | TRE |  | 22 | 1 | Electric Utility | ST | NG | NG | ERCO | 1775076 | 117362 | 2021
Vintage0 | natural gas steam turbine | FALSE | 6248 | N | . | Pawnee | Public Service Co of Colorado | 15466 | CO | MTN | WECC |  | 22 | 1 | Electric Utility | ST | NG | NG | PSCO | 135621 | 12146.823 | 2021
Vintage1981 | hard coal | TRUE | 6248 | N | . | Pawnee | Public Service Co of Colorado | 15466 | CO | MTN | WECC |  | 22 | 1 | Electric Utility | ST | SUB | COL | PSCO | 31872682 | 2859375.2 | 2021
| hard coal | FALSE | 6249 | N | . | Winyah | South Carolina Public Service Authority | 17543 | SC | SAT | SERC |  | 22 | 1 | Electric Utility | ST | BIT | COL | SC | 0 | 0 | 2021
Vintage0 | petroleum | FALSE | 6249 | N | . | Winyah | South Carolina Public Service Authority | 17543 | SC | SAT | SERC |  | 22 | 1 | Electric Utility | ST | DFO | DFO | SC | 95807 | 8714.097 | 2021
Vintage1981 | hard coal | TRUE | 6249 | N | . | Winyah | South Carolina Public Service Authority | 17543 | SC | SAT | SERC |  | 22 | 1 | Electric Utility | ST | RC | COL | SC | 33559725 | 3074707.7 | 2021
Vintage0 | petroleum | FALSE | 6249 | N | . | Winyah | South Carolina Public Service Authority | 17543 | SC | SAT | SERC |  | 22 | 1 | Electric Utility | ST | WO | WOO | SC | 9070 | 844.172 | 2021
Vintage1983 | hard coal | TRUE | 6250 | N | . | Mayo | Duke Energy Progress - (NC) | 3046 | NC | SAT | SERC |  | 22 | 1 | Electric Utility | ST | BIT | COL | CPLE | 16505265 | 1292017.3 | 2021
Vintage0 | petroleum | FALSE | 6250 | N | . | Mayo | Duke Energy Progress - (NC) | 3046 | NC | SAT | SERC |  | 22 | 1 | Electric Utility | ST | DFO | DFO | CPLE | 142955 | 11149.666 | 2021
Vintage1989 | nuclear | TRUE | 6251 | N | 2 | South Texas Project | STP Nuclear Operating Co | 21535 | TX | WSC | TRE |  | 22 | 2 | NAICS-22 Non-Cogen | ST | NUC | NUC | ERCO | 109420545 | 10491836 | 2021
Vintage1989 | nuclear | TRUE | 6251 | N | 1 | South Texas Project | STP Nuclear Operating Co | 21535 | TX | WSC | TRE |  | 22 | 2 | NAICS-22 Non-Cogen | ST | NUC | NUC | ERCO | 108078652 | 10363168 | 2021
Vintage1978 | petroleum | TRUE | 6253 | N | . | Germantown | Wisconsin Electric Power Co | 20847 | WI | ENC | RFC |  | 22 | 1 | Electric Utility | GT | DFO | DFO | MISO | 191458 | 12294.088 | 2021
Vintage2000 | natural gas peaker | TRUE | 6253 | N | . | Germantown | Wisconsin Electric Power Co | 20847 | WI | ENC | RFC |  | 22 | 1 | Electric Utility | GT | NG | NG | MISO | 232473 | 14927.912 | 2021
Vintage0 | petroleum | FALSE | 6254 | N | . | Ottumwa | Interstate Power and Light Co | 9417 | IA | WNC | MRO |  | 22 | 1 | Electric Utility | ST | DFO | DFO | MISO | 104788 | 10021.521 | 2021
Vintage1981 | hard coal | TRUE | 6254 | N | . | Ottumwa | Interstate Power and Light Co | 9417 | IA | WNC | MRO |  | 22 | 1 | Electric Utility | ST | SUB | COL | MISO | 43946386 | 4165463.5 | 2021
Vintage0 | petroleum | FALSE | 6257 | N | . | Scherer | Georgia Power Co | 7140 | GA | SAT | SERC |  | 22 | 1 | Electric Utility | ST | DFO | DFO | SOCO | 176144 | 15673.972 | 2021
Vintage1989 | hard coal | TRUE | 6257 | N | . | Scherer | Georgia Power Co | 7140 | GA | SAT | SERC |  | 22 | 1 | Electric Utility | ST | SUB | COL | SOCO | 91845354 | 8323638 | 2021
Vintage1973 | petroleum | TRUE | 6258 | N | . | Wilson | Georgia Power Co | 7140 | GA | SAT | SERC |  | 22 | 1 | Electric Utility | GT | DFO | DFO | SOCO | 45466 | 275 | 2021
Vintage1972 | petroleum | FALSE | 6258 | N | . | Wilson | Georgia Power Co | 7140 | GA | SAT | SERC |  | 22 | 1 | Electric Utility | IC | DFO | DFO | SOCO | 479 | -58 | 2021
Vintage1980 | hard coal | TRUE | 6264 | N | . | Mountaineer | Appalachian Power Co | 733 | WV | SAT | RFC |  | 22 | 1 | Electric Utility | ST | BIT | COL | PJM | 69031122 | 7116471.7 | 2021
Vintage0 | petroleum | FALSE | 6264 | N | . | Mountaineer | Appalachian Power Co | 733 | WV | SAT | RFC |  | 22 | 1 | Electric Utility | ST | DFO | DFO | PJM | 159646 | 16286.275 | 2021
| hard coal | FALSE | 6264 | N | . | Mountaineer | Appalachian Power Co | 733 | WV | SAT | RFC |  | 22 | 1 | Electric Utility | ST | SUB | COL | PJM | 0 | 0 | 2021
Vintage1931 | hydro | TRUE | 6280 | N | . | Ozark Beach | Empire District Electric Co | 5860 | MO | WNC | MRO |  | 22 | 1 | Electric Utility | HY | WAT | HYC | SWPP | 446480 | 50484 | 2021
| petroleum | FALSE | 6281 | N | . | Kodiak Microgrid | Kodiak Electric Assn Inc | 10433 | AK | PACN |  |  | 22 | 1 | Electric Utility | IC | DFO | DFO |  | 4756 | 0 | 2021
Vintage2017 | petroleum | TRUE | 6283 | N | . | Seldovia | Homer Electric Assn Inc | 19558 | AK | PACN |  |  | 22 | 1 | Electric Utility | IC | DFO | DFO |  | 2055 | 224 | 2021
| petroleum | FALSE | 6285 | N | . | North Pole | Golden Valley Elec Assn Inc | 7353 | AK | PACN |  |  | 22 | 1 | Electric Utility | CA | DFO | DFO |  | 0 | 43.718 | 2021
| petroleum | FALSE | 6285 | N | . | North Pole | Golden Valley Elec Assn Inc | 7353 | AK | PACN |  |  | 22 | 1 | Electric Utility | CA | WO | WOO |  | 0 | 66331.282 | 2021
Vintage2007 | petroleum | TRUE | 6285 | N | . | North Pole | Golden Valley Elec Assn Inc | 7353 | AK | PACN |  |  | 22 | 1 | Electric Utility | CT | DFO | DFO |  | 1910 | 207.995 | 2021
| petroleum | FALSE | 6285 | N | . | North Pole | Golden Valley Elec Assn Inc | 7353 | AK | PACN |  |  | 22 | 1 | Electric Utility | CT | JF | WOO |  | 0 | 0 | 2021
Vintage2007 | petroleum | TRUE | 6285 | N | . | North Pole | Golden Valley Elec Assn Inc | 7353 | AK | PACN |  |  | 22 | 1 | Electric Utility | CT | WO | WOO |  | 2761067 | 309201.01 | 2021
Vintage1977 | petroleum | TRUE | 6285 | N | . | North Pole | Golden Valley Elec Assn Inc | 7353 | AK | PACN |  |  | 22 | 1 | Electric Utility | GT | DFO | DFO |  | 1105035 | 89193 | 2021
| petroleum | FALSE | 6285 | N | . | North Pole | Golden Valley Elec Assn Inc | 7353 | AK | PACN |  |  | 22 | 1 | Electric Utility | GT | RFO | RFO |  | 0 | 0 | 2021
Vintage1972 | petroleum | TRUE | 6286 | N | . | Fairbanks | Golden Valley Elec Assn Inc | 7353 | AK | PACN |  |  | 22 | 1 | Electric Utility | GT | DFO | DFO |  | 174060 | 9141 | 2021
| petroleum | FALSE | 6286 | N | . | Fairbanks | Golden Valley Elec Assn Inc | 7353 | AK | PACN |  |  | 22 | 1 | Electric Utility | GT | RFO | RFO |  | 0 | 0 | 2021
Vintage1970 | petroleum | FALSE | 6286 | N | . | Fairbanks | Golden Valley Elec Assn Inc | 7353 | AK | PACN |  |  | 22 | 1 | Electric Utility | IC | DFO | DFO |  | 145 | -117 | 2021
| petroleum | FALSE | 6288 | N | . | Healy | Golden Valley Elec Assn Inc | 7353 | AK | PACN |  |  | 22 | 1 | Electric Utility | IC | DFO | DFO |  | 0 | 0 | 2021
Vintage0 | petroleum | FALSE | 6288 | N | . | Healy | Golden Valley Elec Assn Inc | 7353 | AK | PACN |  |  | 22 | 1 | Electric Utility | ST | DFO | DFO |  | 104883 | 7531.203 | 2021
Vintage1998 | lignite | TRUE | 6288 | N | . | Healy | Golden Valley Elec Assn Inc | 7353 | AK | PACN |  |  | 22 | 1 | Electric Utility | ST | LIG | COL |  | 3846071 | 273652.05 | 2021
Vintage0 | hard coal | FALSE | 6288 | N | . | Healy | Golden Valley Elec Assn Inc | 7353 | AK | PACN |  |  | 22 | 1 | Electric Utility | ST | WC | WOC |  | 1299434 | 92789.743 | 2021
Vintage1961 | hydro | TRUE | 6291 | N | . | Cooper Lake | Chugach Electric Assn Inc | 3522 | AK | PACN |  |  | 22 | 1 | Electric Utility | HY | WAT | HYC |  | 321752 | 36381 | 2021
Vintage1981 | natural gas peaker | TRUE | 6292 | N | . | Bernice Lake | Homer Electric Assn Inc | 19558 | AK | PACN |  |  | 22 | 1 | Electric Utility | GT | NG | NG |  | 44342 | 785 | 2021
| natural gas peaker | FALSE | 6293 | N | . | International | Chugach Electric Assn Inc | 3522 | AK | PACN |  |  | 22 | 1 | Electric Utility | GT | NG | NG |  | 0 | 0 | 2021
Vintage2010 | petroleum | TRUE | 6299 | N | . | Unalakleet | Unalakleet Valley Elec Coop | 40548 | AK | PACN |  |  | 22 | 1 | Electric Utility | IC | DFO | DFO |  | 32579 | 3597 | 2021
Vintage2019 | petroleum | TRUE | 6301 | Y | . | Naknek | Naknek Electric Assn, Inc | 13201 | AK | PACN |  |  | 22 | 1 | Electric Utility | IC | DFO | DFO |  | 118225 | 23769.9 | 2021
Vintage1962 | hydro | TRUE | 6302 | N | . | Purple Lake | Metlakatla Power & Light | 12385 | AK | PACN |  |  | 22 | 1 | Electric Utility | HY | WAT | HYC |  | 123425 | 13956 | 2021
| other | FALSE | 6304 | N | . | Kotzebue Hybrid | Kotzebue Electric Assn Inc | 10451 | AK | PACN |  |  | 22 | 1 | Electric Utility | BA | MWH | OTH |  | 0 | -86 | 2021
Vintage2016 | petroleum | TRUE | 6304 | N | . | Kotzebue Hybrid | Kotzebue Electric Assn Inc | 10451 | AK | PACN |  |  | 22 | 1 | Electric Utility | IC | DFO | DFO |  | 170638 | 16190 | 2021
| solar pv | FALSE | 6304 | N | . | Kotzebue Hybrid | Kotzebue Electric Assn Inc | 10451 | AK | PACN |  |  | 22 | 1 | Electric Utility | PV | SUN | SUN |  | 0 | 0 | 2021
Vintage2012 | onshore wind | TRUE | 6304 | N | . | Kotzebue Hybrid | Kotzebue Electric Assn Inc | 10451 | AK | PACN |  |  | 22 | 1 | Electric Utility | WT | WND | WND |  | 23428 | 2649 | 2021
Vintage2010 | petroleum | TRUE | 6305 | N | . | Glennallen | Copper Valley Elec Assn, Inc | 4329 | AK | PACN |  |  | 22 | 1 | Electric Utility | IC | DFO | DFO |  | 88158 | 8490 | 2021
Vintage2017 | petroleum | TRUE | 6306 | N | . | Valdez | Copper Valley Elec Assn, Inc | 4329 | AK | PACN |  |  | 22 | 1 | Electric Utility | IC | DFO | DFO |  | 41831 | 3642 | 2021
Vintage2009 | petroleum | TRUE | 6311 | N | . | Chevak | Alaska Village Elec Coop, Inc | 221 | AK | PACN |  |  | 22 | 1 | Electric Utility | IC | DFO | DFO |  | 23082 | 2561 | 2021
Vintage2016 | petroleum | TRUE | 6314 | N | . | Emmonak | Alaska Village Elec Coop, Inc | 221 | AK | PACN |  |  | 22 | 1 | Electric Utility | IC | DFO | DFO |  | 51280 | 5929 | 2021
| petroleum | FALSE | 6314 | N | . | Emmonak | Alaska Village Elec Coop, Inc | 221 | AK | PACN |  |  | 22 | 1 | Electric Utility | IC | JF | WOO |  | 0 | 0 | 2021
Vintage2018 | petroleum | TRUE | 6319 | N | . | Hooper Bay | Alaska Village Elec Coop, Inc | 221 | AK | PACN |  |  | 22 | 1 | Electric Utility | IC | DFO | DFO |  | 32583 | 3638 | 2021
| petroleum | FALSE | 6319 | N | . | Hooper Bay | Alaska Village Elec Coop, Inc | 221 | AK | PACN |  |  | 22 | 1 | Electric Utility | IC | JF | WOO |  | 0 | 0 | 2021
Vintage2019 | petroleum | TRUE | 6323 | N | . | Kiana | Alaska Village Elec Coop, Inc | 221 | AK | PACN |  |  | 22 | 1 | Electric Utility | IC | DFO | DFO |  | 18641 | 1670 | 2021
| petroleum | FALSE | 6323 | N | . | Kiana | Alaska Village Elec Coop, Inc | 221 | AK | PACN |  |  | 22 | 1 | Electric Utility | IC | JF | WOO |  | 0 | 0 | 2021
Vintage2015 | petroleum | TRUE | 6329 | N | . | Mountain Village | Alaska Village Elec Coop, Inc | 221 | AK | PACN |  |  | 22 | 1 | Electric Utility | IC | DFO | DFO |  | 10076 | 805 | 2021
| petroleum | FALSE | 6329 | N | . | Mountain Village | Alaska Village Elec Coop, Inc | 221 | AK | PACN |  |  | 22 | 1 | Electric Utility | IC | JF | WOO |  | 0 | 0 | 2021
Vintage2017 | petroleum | TRUE | 6330 | N | . | Noorvik | Alaska Village Elec Coop, Inc | 221 | AK | PACN |  |  | 22 | 1 | Electric Utility | IC | DFO | DFO |  | 21229 | 2007 | 2021
| petroleum | FALSE | 6330 | N | . | Noorvik | Alaska Village Elec Coop, Inc | 221 | AK | PACN |  |  | 22 | 1 | Electric Utility | IC | JF | WOO |  | 0 | 0 | 2021
Vintage2006 | petroleum | TRUE | 6338 | N | . | St Marys IC | Alaska Village Elec Coop, Inc | 221 | AK | PACN |  |  | 22 | 1 | Electric Utility | IC | DFO | DFO |  | 26438 | 5689 | 2021
| petroleum | FALSE | 6338 | N | . | St Marys IC | Alaska Village Elec Coop, Inc | 221 | AK | PACN |  |  | 22 | 1 | Electric Utility | IC | JF | WOO |  | 0 | 0 | 2021
Vintage2020 | petroleum | TRUE | 6341 | N | . | Selawik | Alaska Village Elec Coop, Inc | 221 | AK | PACN |  |  | 22 | 1 | Electric Utility | IC | DFO | DFO |  | 29128 | 2827 | 2021
| petroleum | FALSE | 6341 | N | . | Selawik | Alaska Village Elec Coop, Inc | 221 | AK | PACN |  |  | 22 | 1 | Electric Utility | IC | JF | WOO |  | 0 | 0 | 2021
Vintage2006 | petroleum | TRUE | 6345 | N | . | Shishmaref | Alaska Village Elec Coop, Inc | 221 | AK | PACN |  |  | 22 | 1 | Electric Utility | IC | DFO | DFO |  | 18143 | 1798 | 2021
| petroleum | FALSE | 6345 | N | . | Shishmaref | Alaska Village Elec Coop, Inc | 221 | AK | PACN |  |  | 22 | 1 | Electric Utility | IC | JF | WOO |  | 0 | 0 | 2021
Vintage2019 | petroleum | TRUE | 6348 | N | . | Togiak | Alaska Village Elec Coop, Inc | 221 | AK | PACN |  |  | 22 | 1 | Electric Utility | IC | DFO | DFO |  | 30346 | 3226 | 2021
| petroleum | FALSE | 6348 | N | . | Togiak | Alaska Village Elec Coop, Inc | 221 | AK | PACN |  |  | 22 | 1 | Electric Utility | IC | JF | WOO |  | 0 | 0 | 2021
Vintage1974 | petroleum | FALSE | 6356 | N | . | Sixth Street Gas Turbine | City of Holland | 8723 | MI | ENC | RFC |  | 22 | 1 | Electric Utility | GT | DFO | DFO | MISO | 1002 | -95 | 2021
| natural gas combined cycle | FALSE | 6358 | N | . | Hutchinson Plant #2 | Hutchinson Utilities Comm | 9130 | MN | WNC | MRO |  | 22 | 1 | Electric Utility | CA | NG | NG | MISO | 0 | 22 | 2021
Vintage1994 | natural gas combined cycle | TRUE | 6358 | N | . | Hutchinson Plant #2 | Hutchinson Utilities Comm | 9130 | MN | WNC | MRO |  | 22 | 1 | Electric Utility | CT | NG | NG | MISO | 146244 | 13830 | 2021
Vintage2001 | natural gas peaker | TRUE | 6358 | N | . | Hutchinson Plant #2 | Hutchinson Utilities Comm | 9130 | MN | WNC | MRO |  | 22 | 1 | Electric Utility | GT | NG | NG | MISO | 607 | 52 | 2021
Vintage1986 | hydro | TRUE | 6359 | N | . | Felt | Fall River Rural Elec Coop Inc | 6169 | ID | MTN | WECC |  | 22 | 1 | Electric Utility | HY | WAT | HYC | PACE | 198265 | 22418 | 2021
Vintage1976 | petroleum | TRUE | 6369 | N | . | Detour | Cloverland Electric Co-op | 3828 | MI | ENC | RFC |  | 22 | 1 | Electric Utility | IC | DFO | DFO | MISO | 11656 | 845 | 2021
Vintage0 | petroleum | FALSE | 6373 | N | . | Rokeby | Lincoln Electric System | 11018 | NE | WNC | MRO |  | 22 | 1 | Electric Utility | GT | DFO | DFO | SWPP | 176097 | 11591.945 | 2021
Vintage2001 | natural gas peaker | TRUE | 6373 | N | . | Rokeby | Lincoln Electric System | 11018 | NE | WNC | MRO |  | 22 | 1 | Electric Utility | GT | NG | NG | SWPP | 665598 | 43814.055 | 2021
Vintage1997 | petroleum | TRUE | 6373 | N | . | Rokeby | Lincoln Electric System | 11018 | NE | WNC | MRO |  | 22 | 1 | Electric Utility | IC | DFO | DFO | SWPP | 1358 | 138 | 2021
| other | FALSE | 6377 | N | . | Ocracoke Hybrid | North Carolina El Member Corp | 13683 | NC | SAT | SERC |  | 22 | 1 | Electric Utility | BA | MWH | OTH | PJM | 0 | -13 | 2021
Vintage1991 | petroleum | FALSE | 6377 | N | . | Ocracoke Hybrid | North Carolina El Member Corp | 13683 | NC | SAT | SERC |  | 22 | 1 | Electric Utility | IC | DFO | DFO | PJM | 915 | -32 | 2021
Vintage1920 | hydro | TRUE | 6378 | N | . | Dwight | Central Rivers Power MA, LLC | 61350 | MA | NEW | NPCC |  | 22 | 2 | NAICS-22 Non-Cogen | HY | WAT | HYC | ISNE | 79454 | 8984 | 2021
Vintage1928 | hydro | TRUE | 6379 | N | . | Indian Orchard | Central Rivers Power MA, LLC | 61350 | MA | NEW | NPCC |  | 22 | 2 | NAICS-22 Non-Cogen | HY | WAT | HYC | ISNE | 72184 | 8162 | 2021
Vintage1913 | hydro | TRUE | 6388 | N | . | Turners Falls | FirstLight Power Resources, Inc. - MA | 58185 | MA | NEW | NPCC |  | 22 | 2 | NAICS-22 Non-Cogen | HY | WAT | HYC | ISNE | 121473 | 13735 | 2021
Vintage1993 | petroleum | TRUE | 6390 | N | . | Tangier | A & N Electric Coop | 84 | VA | SAT | RFC |  | 22 | 1 | Electric Utility | IC | DFO | DFO | PJM | 2559 | 243 | 2021
Vintage2021 | petroleum | TRUE | 6391 | N | . | Smith Island | A & N Electric Coop | 84 | MD | SAT | RFC |  | 22 | 1 | Electric Utility | IC | DFO | DFO | PJM | 774 | 70 | 2021
Vintage1951 | hydro | TRUE | 6393 | N | . | Strawberry Creek | Lower Valley Energy Inc | 11273 | WY | MTN | WECC |  | 22 | 1 | Electric Utility | HY | WAT | HYC | BPAT | 78120 | 8833 | 2021
Vintage2010 | hydro | TRUE | 6394 | N | . | Swift Creek | Lower Valley Energy Inc | 11273 | WY | MTN | WECC |  | 22 | 1 | Electric Utility | HY | WAT | HYC | BPAT | 54169 | 6125 | 2021
Vintage1951 | hydro | TRUE | 6395 | N | . | Anderson Ranch | U S Bureau of Reclamation | 2518 | ID | MTN | WECC |  | 22 | 1 | Electric Utility | HY | WAT | HYC | BPAT | 880006 | 99503 | 2021
Vintage1925 | hydro | TRUE | 6396 | N | . | Black Canyon | U S Bureau of Reclamation | 2518 | ID | MTN | WECC |  | 22 | 1 | Electric Utility | HY | WAT | HYC | BPAT | 521291 | 58943 | 2021
Vintage2004 | hydro | TRUE | 6397 | N | . | Boise R Diversion | U S Bureau of Reclamation | 2518 | ID | MTN | WECC |  | 22 | 1 | Electric Utility | HY | WAT | HYC | IPCO | 38993 | 4409 | 2021
Vintage1997 | hydro | TRUE | 6398 | N | . | Minidoka | U S Bureau of Reclamation | 2518 | ID | MTN | WECC |  | 22 | 1 | Electric Utility | HY | WAT | HYC | BPAT | 819318 | 92641 | 2021
Vintage1954 | hydro | TRUE | 6400 | N | . | Canyon Ferry | U S Bureau of Reclamation | 2518 | MT | MTN | WECC |  | 22 | 1 | Electric Utility | HY | WAT | HYC | WAUW | 2185006 | 247061 | 2021
Vintage1940 | hydro | TRUE | 6402 | N | . | Elephant Butte | U S Bureau of Reclamation | 2518 | NM | MTN | WECC |  | 22 | 1 | Electric Utility | HY | WAT | HYC | WACM | 128990 | 14585 | 2021
Vintage1960 | hydro | TRUE | 6403 | N | . | Green Springs | U S Bureau of Reclamation | 2518 | OR | PACC | WECC |  | 22 | 1 | Electric Utility | HY | WAT | HYC | BPAT | 196911 | 22265 | 2021
Vintage1958 | hydro | TRUE | 6404 | N | . | Deer Creek (UT) | U S Bureau of Reclamation | 2518 | UT | MTN | WECC |  | 22 | 1 | Electric Utility | HY | WAT | HYC | WAUW | 159900 | 18080 | 2021
Vintage1964 | hydro | TRUE | 6405 | N | . | Flaming Gorge | U S Bureau of Reclamation | 2518 | UT | MTN | WECC |  | 22 | 1 | Electric Utility | HY | WAT | HYC | WAUW | 2752129 | 311186 | 2021
Vintage1956 | hydro | TRUE | 6406 | N | . | Chandler | U S Bureau of Reclamation | 2518 | WA | PACC | WECC |  | 22 | 1 | Electric Utility | HY | WAT | HYC | BPAT | 438830 | 49619 | 2021
Vintage1958 | hydro | TRUE | 6407 | N | . | Roza | U S Bureau of Reclamation | 2518 | WA | PACC | WECC |  | 22 | 1 | Electric Utility | HY | WAT | HYC | BPAT | 553378 | 62571 | 2021
Vintage1948 | hydro | TRUE | 6408 | N | . | Heart Mountain | U S Bureau of Reclamation | 2518 | WY | MTN | WECC |  | 22 | 1 | Electric Utility | HY | WAT | HYC | WAUW | 126267 | 14277 | 2021
Vintage1955 | hydro | TRUE | 6409 | N | . | Alcova | U S Bureau of Reclamation | 2518 | WY | MTN | WECC |  | 22 | 1 | Electric Utility | HY | WAT | HYC | WAUW | 692308 | 78280 | 2021
Vintage1954 | hydro | TRUE | 6410 | N | . | Falcon Dam & Power | International Bound & Wtr Comm | 9339 | TX | WSC | TRE |  | 22 | 1 | Electric Utility | HY | WAT | HYC | ERCO | 425627 | 48126 | 2021
Vintage1965 | hydro | TRUE | 6413 | N | . | Sam Rayburn Dam | USACE-Fort Worth District | 19449 | TX | WSC | TRE |  | 22 | 1 | Electric Utility | HY | WAT | HYC | MISO | 1366556 | 154518 | 2021
Vintage1953 | hydro | TRUE | 6414 | N | . | Whitney | USACE-Fort Worth District | 19449 | TX | WSC | TRE |  | 22 | 1 | Electric Utility | HY | WAT | HYC | ERCO | 694077 | 78480 | 2021
Vintage1970 | hydro | TRUE | 6415 | N | . | Broken Bow Dam | USCE-Tulsa District | 27470 | OK | WSC | MRO |  | 22 | 1 | Electric Utility | HY | WAT | HYC | SWPP | 1719229 | 194395 | 2021
Vintage1949 | hydro | TRUE | 6416 | N | . | Denison | USCE-Tulsa District | 27470 | TX | WSC | TRE |  | 22 | 1 | Electric Utility | HY | WAT | HYC | ERCO | 1788858 | 202268 | 2021
Vintage1951 | hydro | TRUE | 6417 | N | . | Center Hill | USCE-Nashville District | 19462 | TN | ESC | SERC |  | 22 | 1 | Electric Utility | HY | WAT | HYC | TVA | 3430950 | 387941 | 2021
Vintage1958 | hydro | TRUE | 6418 | N | . | Cheatham | USCE-Nashville District | 19462 | TN | ESC | SERC |  | 22 | 1 | Electric Utility | HY | WAT | HYC | TVA | 1791177 | 202530 | 2021
Vintage1964 | hydro | TRUE | 6419 | N | . | Eufaula Dam | USCE-Tulsa District | 27470 | OK | WSC | MRO |  | 22 | 1 | Electric Utility | HY | WAT | HYC | SPA | 2801558 | 316775 | 2021
Vintage1956 | hydro | TRUE | 6421 | N | . | Lemolo 2 | PacifiCorp | 14354 | OR | PACC | WECC |  | 22 | 1 | Electric Utility | HY | WAT | HYC | PACW | 895729 | 101281 | 2021
Vintage1908 | hydro | TRUE | 6422 | N | . | Madison Dam | NorthWestern Energy (MT hdro) | 13902 | MT | MTN | WECC |  | 22 | 1 | Electric Utility | HY | WAT | HYC | NWMT | 10046 | 1136 | 2021
Vintage1928 | hydro | TRUE | 6424 | N | . | Chelan | PUD No 1 of Chelan County | 3413 | WA | PACC | WECC |  | 22 | 1 | Electric Utility | HY | WAT | HYC | CHPD | 3586711 | 405553 | 2021
Vintage1929 | hydro | TRUE | 6430 | N | . | Cedar Falls (WA) | City of Seattle - (WA) | 16868 | WA | PACC | WECC |  | 22 | 1 | Electric Utility | HY | WAT | HYC | SCL | 733682 | 82958 | 2021
Vintage1951 | hydro | TRUE | 6431 | N | . | Gorge | City of Seattle - (WA) | 16868 | WA | PACC | WECC |  | 22 | 1 | Electric Utility | HY | WAT | HYC | SCL | 8735227 | 987701 | 2021
Vintage1937 | hydro | TRUE | 6432 | N | . | Diablo | City of Seattle - (WA) | 16868 | WA | PACC | WECC |  | 22 | 1 | Electric Utility | HY | WAT | HYC | SCL | 7478681 | 845622 | 2021
Vintage1986 | hydro | TRUE | 6433 | N | . | Boundary | City of Seattle - (WA) | 16868 | WA | PACC | WECC |  | 22 | 1 | Electric Utility | HY | WAT | HYC | SCL | 28344479 | 3204939 | 2021
Vintage1949 | hydro | TRUE | 6438 | N | . | Queens Creek | Duke Energy Carolinas, LLC | 5416 | NC | SAT | SERC |  | 22 | 1 | Electric Utility | HY | WAT | HYC | DUK | 35941 | 4064 | 2021
Vintage1962 | hydro | TRUE | 6440 | N | . | Wilson Dam | Tennessee Valley Authority | 18642 | AL | ESC | SERC |  | 22 | 1 | Electric Utility | HY | WAT | HYC | TVA | 24777872 | 2801659 | 2021
| hydro | FALSE | 6449 | N | . | Azusa | City of Pasadena - (CA) | 14534 | CA | PACC | WECC |  | 22 | 1 | Electric Utility | HY | WAT | HYC | CISO | 0 | 0 | 2021
Vintage1984 | hydro | TRUE | 6450 | N | . | Proctor | Green Mountain Power Corp | 7601 | VT | NEW | NPCC |  | 22 | 1 | Electric Utility | HY | WAT | HYC | ISNE | 296982 | 33580 | 2021
Vintage1988 | hydro | TRUE | 6451 | N | . | Beldens | Green Mountain Power Corp | 7601 | VT | NEW | NPCC |  | 22 | 1 | Electric Utility | HY | WAT | HYC | ISNE | 77156 | 8724 | 2021
Vintage1922 | hydro | TRUE | 6456 | N | . | Carver Falls | Green Mountain Power Corp | 7601 | NY | MAT | NPCC |  | 22 | 1 | Electric Utility | HY | WAT | HYC | ISNE | 51632 | 5838 | 2021
Vintage1928 | hydro | TRUE | 6459 | N | . | Big Fork | PacifiCorp | 14354 | MT | MTN | WECC |  | 22 | 1 | Electric Utility | HY | WAT | HYC | PACE | 251161 | 28399 | 2021
Vintage1986 | nuclear | TRUE | 6462 | N | 1 | River Bend | Entergy Louisiana LLC | 11241 | LA | WSC | SERC |  | 22 | 1 | Electric Utility | ST | NUC | NUC | MISO | 77612155 | 7441875 | 2021
Vintage2005 | petroleum | TRUE | 6463 | N | . | Ames GT | City of Ames - (IA) | 554 | IA | WNC | MRO |  | 22 | 1 | Electric Utility | GT | DFO | DFO | MISO | 19302 | 929 | 2021
Vintage0 | lignite | FALSE | 6469 | N | . | Antelope Valley | Basin Electric Power Coop | 1307 | ND | WNC | MRO |  | 22 | 1 | Electric Utility | ST | LIG | COL | SWPP | 4042772 | 351954.94 | 2021
Vintage0 | natural gas steam turbine | FALSE | 6469 | N | . | Antelope Valley | Basin Electric Power Coop | 1307 | ND | WNC | MRO |  | 22 | 1 | Electric Utility | ST | NG | NG | SWPP | 389416 | 33971.651 | 2021
Vintage1986 | hard coal | TRUE | 6469 | N | . | Antelope Valley | Basin Electric Power Coop | 1307 | ND | WNC | MRO |  | 22 | 1 | Electric Utility | ST | RC | COL | SWPP | 55619255 | 4863585.4 | 2021
Vintage1977 | petroleum | TRUE | 6474 | N | . | Port Allen (HI) | Kauai Island Utility Cooperative | 10071 | HI | PACN |  |  | 22 | 1 | Electric Utility | GT | DFO | DFO |  | 2752 | 128 | 2021
Vintage1991 | petroleum | TRUE | 6474 | N | . | Port Allen (HI) | Kauai Island Utility Cooperative | 10071 | HI | PACN |  |  | 22 | 1 | Electric Utility | IC | DFO | DFO |  | 365779 | 37290 | 2021
| petroleum | FALSE | 6474 | N | . | Port Allen (HI) | Kauai Island Utility Cooperative | 10071 | HI | PACN |  |  | 22 | 1 | Electric Utility | ST | DFO | DFO |  | 0 | 0 | 2021
| petroleum | FALSE | 6474 | N | . | Port Allen (HI) | Kauai Island Utility Cooperative | 10071 | HI | PACN |  |  | 22 | 1 | Electric Utility | ST | WO | WOO |  | 0 | 0 | 2021
Vintage1928 | hydro | TRUE | 6475 | N | . | Gorge 18 | Green Mountain Power Corp | 7601 | VT | NEW | NPCC |  | 22 | 1 | Electric Utility | HY | WAT | HYC | ISNE | 94320 | 10665 | 2021
Vintage1987 | hydro | TRUE | 6479 | N | . | San Francisquito 1 | Los Angeles Department of Water & Power | 11208 | CA | PACC | WECC |  | 22 | 1 | Electric Utility | HY | WAT | HYC | LDWP | 90024 | 10179 | 2021
Vintage1932 | hydro | TRUE | 6480 | N | . | San Francisquito 2 | Los Angeles Department of Water & Power | 11208 | CA | PACC | WECC |  | 22 | 1 | Electric Utility | HY | WAT | HYC | LDWP | 10984 | 1242 | 2021
Vintage1987 | hard coal | TRUE | 6481 | N | . | Intermountain Power Project | Los Angeles Department of Water & Power | 11208 | UT | MTN | WECC |  | 22 | 1 | Electric Utility | ST | BIT | COL | LDWP | 66479869 | 6680015.7 | 2021
Vintage0 | petroleum | FALSE | 6481 | N | . | Intermountain Power Project | Los Angeles Department of Water & Power | 11208 | UT | MTN | WECC |  | 22 | 1 | Electric Utility | ST | DFO | DFO | LDWP | 193687 | 19388.072 | 2021
Vintage1987 | hard coal | TRUE | 6481 | N | . | Intermountain Power Project | Los Angeles Department of Water & Power | 11208 | UT | MTN | WECC |  | 22 | 1 | Electric Utility | ST | SUB | COL | LDWP | 8851486 | 881182.26 | 2021
Vintage1931 | hydro | TRUE | 6483 | N | . | Mcindoes | Great River Hydro, LLC | 61122 | VT | NEW | NPCC |  | 22 | 2 | NAICS-22 Non-Cogen | HY | WAT | HYC | ISNE | 313212 | 35415 | 2021
Vintage1917 | hydro | TRUE | 6484 | N | . | Bend | PacifiCorp | 14354 | OR | PACC | WECC |  | 22 | 1 | Electric Utility | HY | WAT | HYC | PACW | 5625 | 636 | 2021
Vintage1984 | hydro | TRUE | 6486 | N | . | Mill C | New York State Elec & Gas Corp | 13511 | NY | MAT | NPCC |  | 22 | 1 | Electric Utility | HY | WAT | HYC | NYIS | 116723 | 13198 | 2021
| petroleum | FALSE | 6504 | N | . | Maalaea | Maui Electric Co Ltd | 11843 | HI | PACN |  |  | 22 | 1 | Electric Utility | CA | DFO | DFO |  | 0 | 121319 | 2021
Vintage2000 | petroleum | TRUE | 6504 | N | . | Maalaea | Maui Electric Co Ltd | 11843 | HI | PACN |  |  | 22 | 1 | Electric Utility | CT | DFO | DFO |  | 4424901 | 360388 | 2021
Vintage1989 | petroleum | TRUE | 6504 | N | . | Maalaea | Maui Electric Co Ltd | 11843 | HI | PACN |  |  | 22 | 1 | Electric Utility | IC | DFO | DFO |  | 1409412 | 138562 | 2021
| hydro | FALSE | 6505 | N | . | Oak Grove | Portland General Electric Co | 15248 | OR | PACC | WECC |  | 22 | 1 | Electric Utility | HY | WAT | HYC | PGE | 0 | -728 | 2021
Vintage1982 | hydro | TRUE | 6506 | N | . | Moyie Springs | City of Bonners Ferry | 1956 | ID | MTN | WECC |  | 22 | 1 | Electric Utility | HY | WAT | HYC | BPAT | 217671 | 24612.39 | 2021
Vintage1914 | hydro | TRUE | 6513 | N | . | Fleish | Truckee Meadows Water Authority | 56369 | NV | MTN | WECC |  | 22 | 2 | NAICS-22 Non-Cogen | HY | WAT | HYC | NEVP | 126239 | 14274 | 2021
| petroleum | FALSE | 6515 | N | . | Valencia | UNS Electric, Inc | 19728 | AZ | MTN | WECC |  | 22 | 1 | Electric Utility | GT | DFO | DFO | TEPC | 0 | 0 | 2021
Vintage2006 | natural gas peaker | TRUE | 6515 | N | . | Valencia | UNS Electric, Inc | 19728 | AZ | MTN | WECC |  | 22 | 1 | Electric Utility | GT | NG | NG | TEPC | 48087 | 3707 | 2021
Vintage1964 | petroleum | TRUE | 6516 | N | . | Rocky Ford | Black Hills Colorado Electric, LLC | 56146 | CO | MTN | WECC |  | 22 | 1 | Electric Utility | IC | DFO | DFO | PSCO | 16134 | 1087 | 2021
Vintage1971 | hydro | TRUE | 6517 | N | . | Keowee | Duke Energy Carolinas, LLC | 5416 | SC | SAT | SERC |  | 22 | 1 | Electric Utility | HY | WAT | HYC | DUK | 705540 | 79776 | 2021
| petroleum | FALSE | 6518 | N | . | Kings Beach | Liberty Utilities (CalPeco Electric) LLC | 57222 | CA | PACC | WECC |  | 22 | 1 | Electric Utility | IC | DFO | DFO | NEVP | 0 | 0 | 2021
Vintage1943 | hydro | TRUE | 6519 | N | . | Vergennes 9 | Green Mountain Power Corp | 7601 | VT | NEW | NPCC |  | 22 | 1 | Electric Utility | HY | WAT | HYC | ISNE | 102687 | 11611 | 2021
Vintage0 | petroleum | FALSE | 6519 | N | . | Vergennes 9 | Green Mountain Power Corp | 7601 | VT | NEW | NPCC |  | 22 | 1 | Electric Utility | IC | DFO | DFO | ISNE | 825 | 80 | 2021
| petroleum | FALSE | 6519 | N | . | Vergennes 9 | Green Mountain Power Corp | 7601 | VT | NEW | NPCC |  | 22 | 1 | Electric Utility | ST | DFO | DFO | ISNE | 0 | 0 | 2021
Vintage1953 | hydro | TRUE | 6520 | N | . | Waterbury 22 | Green Mountain Power Corp | 7601 | VT | NEW | NPCC |  | 22 | 1 | Electric Utility | HY | WAT | HYC | ISNE | 93975 | 10626 | 2021
Vintage1911 | hydro | TRUE | 6521 | N | . | Lahontan | Truckee-Carson Irrigation District | 40444 | NV | MTN | WECC |  | 22 | 2 | NAICS-22 Non-Cogen | HY | WAT | HYC | NEVP | 12692 | 1435 | 2021
| other | FALSE | 6522 | N | . | Yards Creek Energy | Yards Creek Energy | 64574 | NJ | MAT | RFC |  | 22 | 2 | NAICS-22 Non-Cogen | PS | WAT | HPS | PJM | 0 | -120077 | 2021
Vintage1927 | hydro | TRUE | 6526 | N | . | Rainbow Falls Auscble | New York State Elec & Gas Corp | 13511 | NY | MAT | NPCC |  | 22 | 1 | Electric Utility | HY | WAT | HYC | NYIS | 86574 | 9789 | 2021
Vintage1930 | hydro | TRUE | 6527 | N | . | E J West | Erie Boulevard Hydropower LP | 5914 | NY | MAT | NPCC |  | 22 | 2 | NAICS-22 Non-Cogen | HY | WAT | HYC | NYIS | 575905 | 65118 | 2021
Vintage1922 | hydro | TRUE | 6529 | N | . | Searsburg | Great River Hydro, LLC | 61122 | VT | NEW | NPCC |  | 22 | 2 | NAICS-22 Non-Cogen | HY | WAT | HYC | ISNE | 175456 | 19839 | 2021
Vintage1911 | hydro | TRUE | 6531 | N | . | Verdi | Truckee Meadows Water Authority | 56369 | NV | MTN | WECC |  | 22 | 2 | NAICS-22 Non-Cogen | HY | WAT | HYC | NEVP | 107268 | 12129 | 2021
Vintage1904 | hydro | TRUE | 6532 | N | . | Washoe | Truckee Meadows Water Authority | 56369 | NV | MTN | WECC |  | 22 | 2 | NAICS-22 Non-Cogen | HY | WAT | HYC | NEVP | 28787 | 3255 | 2021
Vintage1983 | hydro | TRUE | 6537 | N | . | Little Cottonwood | City of Murray - (UT) | 13137 | UT | MTN | WECC |  | 22 | 1 | Electric Utility | HY | WAT | HYC | PACE | 1327 | 150 | 2021
Vintage1991 | hydro | TRUE | 6543 | N | . | Dam No. 4 Hydro Station | Eagle Creek Renewable Energy, LLC | 57280 | WV | SAT | RFC |  | 22 | 2 | NAICS-22 Non-Cogen | HY | WAT | HYC | PJM | 65073 | 7358 | 2021
Vintage1919 | hydro | TRUE | 6544 | N | . | Dam No. 5 Hydro Station | Eagle Creek Renewable Energy, LLC | 57280 | WV | SAT | RFC |  | 22 | 2 | NAICS-22 Non-Cogen | HY | WAT | HYC | PJM | 55611 | 6288 | 2021
Vintage1939 | hydro | TRUE | 6546 | N | . | Millville Hydro Station | Eagle Creek Renewable Energy, LLC | 57280 | WV | SAT | RFC |  | 22 | 2 | NAICS-22 Non-Cogen | HY | WAT | HYC | PJM | 91439 | 10339 | 2021
Vintage1968 | hydro | TRUE | 6552 | N | . | Foster | USACE Northwestern Division | 19400 | OR | PACC | WECC |  | 22 | 1 | Electric Utility | HY | WAT | HYC | BPAT | 555316 | 62790 | 2021
Vintage2015 | petroleum | TRUE | 6554 | N | . | Waverly Municipal Electric North Plant | Waverly Municipal Elec Utility | 20214 | IA | WNC | MRO |  | 22 | 1 | Electric Utility | IC | DFO | DFO | MISO | 5586 | 547.923 | 2021
Vintage1967 | natural gas peaker | TRUE | 6554 | N | . | Waverly Municipal Electric North Plant | Waverly Municipal Elec Utility | 20214 | IA | WNC | MRO |  | 22 | 1 | Electric Utility | IC | NG | NG | MISO | 704 | 69.077 | 2021
Vintage2021 | petroleum | TRUE | 6555 | N | . | McGrath | McGrath Light & Power Co | 12119 | AK | PACN |  |  | 22 | 1 | Electric Utility | IC | DFO | DFO |  | 20061 | 1900 | 2021
| petroleum | FALSE | 6558 | N | . | D G Hunter | City of Alexandria - (LA) | 298 | LA | WSC | SERC |  | 22 | 1 | Electric Utility | IC | DFO | DFO | MISO | 0 | 0 | 2021
Vintage2016 | natural gas peaker | TRUE | 6558 | N | . | D G Hunter | City of Alexandria - (LA) | 298 | LA | WSC | SERC |  | 22 | 1 | Electric Utility | IC | NG | NG | MISO | 936233 | 103205.76 | 2021
| petroleum | FALSE | 6559 | N | . | George M Sullivan Generation Plant 2 | Chugach Electric Assn Inc | 3522 | AK | PACN |  |  | 22 | 1 | Electric Utility | CA | DFO | DFO |  | 0 | 0 | 2021
| natural gas combined cycle | FALSE | 6559 | N | . | George M Sullivan Generation Plant 2 | Chugach Electric Assn Inc | 3522 | AK | PACN |  |  | 22 | 1 | Electric Utility | CA | NG | NG |  | 0 | 188491 | 2021
| petroleum | FALSE | 6559 | N | . | George M Sullivan Generation Plant 2 | Chugach Electric Assn Inc | 3522 | AK | PACN |  |  | 22 | 1 | Electric Utility | CT | DFO | DFO |  | 0 | 0 | 2021
Vintage2017 | natural gas combined cycle | TRUE | 6559 | N | . | George M Sullivan Generation Plant 2 | Chugach Electric Assn Inc | 3522 | AK | PACN |  |  | 22 | 1 | Electric Utility | CT | NG | NG |  | 5820448 | 570231 | 2021
Vintage1984 | natural gas peaker | TRUE | 6559 | N | . | George M Sullivan Generation Plant 2 | Chugach Electric Assn Inc | 3522 | AK | PACN |  |  | 22 | 1 | Electric Utility | GT | NG | NG |  | 108225 | 2650 | 2021
Vintage1935 | hydro | TRUE | 6560 | N | . | London | Appalachian Power Co | 733 | WV | SAT | RFC |  | 22 | 1 | Electric Utility | HY | WAT | HYC | PJM | 527970 | 59698 | 2021
Vintage1935 | hydro | TRUE | 6561 | N | . | Marmet | Appalachian Power Co | 733 | WV | SAT | RFC |  | 22 | 1 | Electric Utility | HY | WAT | HYC | PJM | 443553 | 50153 | 2021
Vintage1938 | hydro | TRUE | 6562 | N | . | Winfield | Appalachian Power Co | 733 | WV | SAT | RFC |  | 22 | 1 | Electric Utility | HY | WAT | HYC | PJM | 923233 | 104391 | 2021
Vintage1989 | petroleum | TRUE | 6565 | N | . | Berlin | Town of Berlin - (MD) | 1615 | MD | SAT | RFC |  | 22 | 1 | Electric Utility | IC | DFO | DFO | PJM | 2651 | 60.335 | 2021
Vintage2020 | natural gas peaker | TRUE | 6565 | N | . | Berlin | Town of Berlin - (MD) | 1615 | MD | SAT | RFC |  | 22 | 1 | Electric Utility | IC | NG | NG | PJM | 1699 | 38.665 | 2021
Vintage1992 | petroleum | TRUE | 6566 | N | . | Bethel | Alaska Village Elec Coop, Inc | 221 | AK | PACN |  |  | 22 | 1 | Electric Utility | IC | DFO | DFO |  | 405490 | 43094 | 2021
Vintage2018 | petroleum | TRUE | 6567 | N | . | Block Island | Block Island Utility District | 1857 | RI | NEW | NPCC |  | 22 | 1 | Electric Utility | IC | DFO | DFO | NA | 30 | 2 | 2021
Vintage2017 | petroleum | TRUE | 6579 | N | . | Johnson | City of Johnson - (KS) | 9776 | KS | WNC | MRO |  | 22 | 1 | Electric Utility | IC | DFO | DFO | SWPP | 1959 | 189 | 2021
| natural gas peaker | FALSE | 6579 | N | . | Johnson | City of Johnson - (KS) | 9776 | KS | WNC | MRO |  | 22 | 1 | Electric Utility | IC | NG | NG | SWPP | 0 | 0 | 2021
Vintage1954 | hydro | TRUE | 6580 | N | . | Beaver Falls | Ketchikan Public Utilities | 10210 | AK | PACN |  |  | 22 | 1 | Electric Utility | HY | WAT | HYC |  | 426210 | 48192 | 2021
Vintage1968 | hydro | TRUE | 6581 | N | . | Silvis | Ketchikan Public Utilities | 10210 | AK | PACN |  |  | 22 | 1 | Electric Utility | HY | WAT | HYC |  | 127902 | 14462 | 2021
Vintage2006 | petroleum | TRUE | 6584 | N | . | Stock Island | Utility Board of Key West City | 50079 | FL | SAT | SERC |  | 22 | 1 | Electric Utility | GT | DFO | DFO | FPL | 41139 | 3119 | 2021
Vintage2012 | petroleum | TRUE | 6584 | N | . | Stock Island | Utility Board of Key West City | 50079 | FL | SAT | SERC |  | 22 | 1 | Electric Utility | IC | DFO | DFO | FPL | 4673 | 418 | 2021
Vintage1975 | petroleum | TRUE | 6586 | N | . | Wilkins Station | Town of Marblehead - (MA) | 11624 | MA | NEW | NPCC |  | 22 | 1 | Electric Utility | IC | DFO | DFO | ISNE | 366 | 29 | 2021
Vintage1969 | hydro | TRUE | 6595 | N | . | Toledo Bend | Entergy Texas Inc. | 55937 | TX | WSC | SERC |  | 22 | 1 | Electric Utility | HY | WAT | HYC | MISO | 2421701 | 273824 | 2021
Vintage1963 | hydro | TRUE | 6612 | N | . | Union Valley | Sacramento Municipal Util Dist | 16534 | CA | PACC | WECC |  | 22 | 1 | Electric Utility | HY | WAT | HYC | BANC | 289015 | 32679 | 2021
Vintage2012 | hydro | TRUE | 6618 | N | . | Highgate Falls | Village of Swanton - (VT) | 18371 | VT | NEW | NPCC |  | 22 | 1 | Electric Utility | HY | WAT | HYC | ISNE | 260094 | 29409 | 2021
Vintage1977 | petroleum | TRUE | 6619 | N | . | Burlington (CO) | Tri-State G & T Assn, Inc | 30151 | CO | MTN | WECC |  | 22 | 1 | Electric Utility | GT | DFO | DFO | WACM | 55443 | 4392 | 2021
Vintage1961 | hydro | TRUE | 6623 | N | . | Fort Peck | USACE-Omaha | 19635 | MT | MTN | WECC |  | 22 | 1 | Electric Utility | HY | WAT | HYC | WAUW | 8140178 | 920418 | 2021
Vintage1957 | hydro | TRUE | 6624 | N | . | Gavins Point | USACE-Omaha | 19635 | NE | WNC | MRO |  | 22 | 1 | Electric Utility | HY | WAT | HYC | SWPP | 5866817 | 663367 | 2021
Vintage0 | petroleum | FALSE | 6635 | N | . | A L Pierce | Connecticut Mun Elec Engy Coop | 4180 | CT | NEW | NPCC |  | 22 | 1 | Electric Utility | GT | DFO | DFO | ISNE | 2637 | 210.094 | 2021
| biomass | FALSE | 6635 | N | . | A L Pierce | Connecticut Mun Elec Engy Coop | 4180 | CT | NEW | NPCC |  | 22 | 1 | Electric Utility | GT | LFG | MLG | ISNE | 0 | 0 | 2021
Vintage2007 | natural gas peaker | TRUE | 6635 | N | . | A L Pierce | Connecticut Mun Elec Engy Coop | 4180 | CT | NEW | NPCC |  | 22 | 1 | Electric Utility | GT | NG | NG | ISNE | 60466 | 4893.906 | 2021
Vintage1929 | hydro | TRUE | 6636 | N | . | Lake Lynn Hydro Station | Eagle Creek Renewable Energy, LLC | 57280 | PA | MAT | RFC |  | 22 | 2 | NAICS-22 Non-Cogen | HY | WAT | HYC | PJM | 629605 | 71190 | 2021
Vintage2012 | petroleum | TRUE | 6637 | N | . | Yakutat | Alaska Village Elec Coop, Inc | 221 | AK | PACN |  |  | 22 | 1 | Electric Utility | IC | DFO | DFO |  | 56382 | 6358 | 2021
Vintage1981 | hard coal | TRUE | 6639 | N | . | R D Green | Big Rivers Electric Corp | 1692 | KY | ESC | SERC |  | 22 | 1 | Electric Utility | ST | BIT | COL | MISO | 26865079 | 2377318.1 | 2021
Vintage0 | petroleum | FALSE | 6639 | N | . | R D Green | Big Rivers Electric Corp | 1692 | KY | ESC | SERC |  | 22 | 1 | Electric Utility | ST | DFO | DFO | MISO | 111424 | 9645.94 | 2021
| petroleum | FALSE | 6639 | N | . | R D Green | Big Rivers Electric Corp | 1692 | KY | ESC | SERC |  | 22 | 1 | Electric Utility | ST | PC | PC | MISO | 0 | 0 | 2021
Vintage0 | petroleum | FALSE | 6641 | N | . | Independence Steam Electric Station | Entergy Arkansas LLC | 814 | AR | WSC | SERC |  | 22 | 1 | Electric Utility | ST | DFO | DFO | MISO | 147123 | 13768.069 | 2021
Vintage1984 | hard coal | TRUE | 6641 | N | . | Independence Steam Electric Station | Entergy Arkansas LLC | 814 | AR | WSC | SERC |  | 22 | 1 | Electric Utility | ST | SUB | COL | MISO | 42808942 | 4100270.9 | 2021
Vintage1980 | hydro | TRUE | 6644 | N | . | Lake Mathews | Metropolitan Water District of S CA | 12397 | CA | PACC | WECC |  | 22 | 1 | Electric Utility | HY | WAT | HYC | CISO | 219606 | 24831 | 2021
Vintage1981 | hydro | TRUE | 6645 | N | . | Foothill Feeder | Metropolitan Water District of S CA | 12397 | CA | PACC | WECC |  | 22 | 1 | Electric Utility | HY | WAT | HYC | CISO | 214389 | 24241 | 2021
| hydro | FALSE | 6646 | N | . | San Dimas | Metropolitan Water District of S CA | 12397 | CA | PACC | WECC |  | 22 | 1 | Electric Utility | HY | WAT | HYC | CISO | 0 | 0 | 2021
Vintage1981 | hydro | TRUE | 6647 | N | . | Yorba Linda | Metropolitan Water District of S CA | 12397 | CA | PACC | WECC |  | 22 | 1 | Electric Utility | HY | WAT | HYC | CISO | 19067 | 2156 | 2021
Vintage1978 | petroleum | TRUE | 6650 | N | . | Mexico | Union Electric Co - (MO) | 19436 | MO | WNC | SERC |  | 22 | 1 | Electric Utility | GT | DFO | DFO | MISO | 24265 | 1501 | 2021
Vintage1978 | petroleum | TRUE | 6651 | N | . | Moberly | Union Electric Co - (MO) | 19436 | MO | WNC | SERC |  | 22 | 1 | Electric Utility | GT | DFO | DFO | MISO | 32468 | 2103 | 2021
Vintage1978 | petroleum | TRUE | 6652 | N | . | Moreau | Union Electric Co - (MO) | 19436 | MO | WNC | SERC |  | 22 | 1 | Electric Utility | GT | DFO | DFO | MISO | 55313 | 4407 | 2021
Vintage0 | petroleum | FALSE | 6664 | N | . | Louisa | MidAmerican Energy Co | 12341 | IA | WNC | MRO |  | 22 | 1 | Electric Utility | ST | DFO | DFO | MISO | 151 | 14.52 | 2021
Vintage0 | natural gas steam turbine | FALSE | 6664 | N | . | Louisa | MidAmerican Energy Co | 12341 | IA | WNC | MRO |  | 22 | 1 | Electric Utility | ST | NG | NG | MISO | 293667 | 27776.998 | 2021
Vintage1983 | hard coal | TRUE | 6664 | N | . | Louisa | MidAmerican Energy Co | 12341 | IA | WNC | MRO |  | 22 | 1 | Electric Utility | ST | RC | COL | MISO | 43541625 | 4164834.8 | 2021
Vintage1983 | hard coal | TRUE | 6664 | N | . | Louisa | MidAmerican Energy Co | 12341 | IA | WNC | MRO |  | 22 | 1 | Electric Utility | ST | SUB | COL | MISO | 1673150 | 160516.66 | 2021
Vintage1984 | hydro | TRUE | 6702 | N | . | Pelican | Pelican Utility | 29297 | AK | PACN |  |  | 22 | 1 | Electric Utility | HY | WAT | HYC |  | 7791 | 881 | 2021
Vintage2008 | petroleum | TRUE | 6702 | N | . | Pelican | Pelican Utility | 29297 | AK | PACN |  |  | 22 | 1 | Electric Utility | IC | DFO | DFO |  | 5698 | 420 | 2021
| other | FALSE | 6704 | N | . | Pebbly Beach Generating Station Hybrid | Southern California Edison Co | 17609 | CA | PACC | WECC |  | 22 | 1 | Electric Utility | BA | MWH | OTH | CISO | 0 | 0 | 2021
Vintage2011 | other | TRUE | 6704 | N | . | Pebbly Beach Generating Station Hybrid | Southern California Edison Co | 17609 | CA | PACC | WECC |  | 22 | 1 | Electric Utility | GT | PG | WOO | CISO | 12580 | 701 | 2021
Vintage1995 | petroleum | TRUE | 6704 | N | . | Pebbly Beach Generating Station Hybrid | Southern California Edison Co | 17609 | CA | PACC | WECC |  | 22 | 1 | Electric Utility | IC | DFO | DFO | CISO | 283736 | 28209 | 2021
Vintage1970 | hard coal | TRUE | 6705 | Y | . | Warrick | AGC Division of APGI Inc | 261 | IN | ENC | RFC |  | 22 | 3 | NAICS-22 Cogen | ST | BIT | COL | MISO | 50750889 | 4692782.1 | 2021
Vintage0 | natural gas steam turbine | FALSE | 6705 | Y | . | Warrick | AGC Division of APGI Inc | 261 | IN | ENC | RFC |  | 22 | 3 | NAICS-22 Cogen | ST | NG | NG | MISO | 318680 | 29446.932 | 2021
Vintage1978 | petroleum | TRUE | 6741 | N | . | Rock Lake CT | Great River Energy | 7570 | MN | WNC | MRO |  | 22 | 1 | Electric Utility | GT | DFO | DFO | MISO | 18389 | 1221 | 2021
Vintage2008 | natural gas peaker | TRUE | 6761 | N | . | Rawhide | Platte River Power Authority | 15143 | CO | MTN | WECC |  | 22 | 1 | Electric Utility | GT | NG | NG | PSCO | 2301808 | 190555 | 2021
Vintage0 | petroleum | FALSE | 6761 | N | . | Rawhide | Platte River Power Authority | 15143 | CO | MTN | WECC |  | 22 | 1 | Electric Utility | ST | DFO | DFO | PSCO | 9398 | 921.842 | 2021
Vintage1984 | hard coal | TRUE | 6761 | N | . | Rawhide | Platte River Power Authority | 15143 | CO | MTN | WECC |  | 22 | 1 | Electric Utility | ST | SUB | COL | PSCO | 17121479 | 1672733.2 | 2021
Vintage0 | petroleum | FALSE | 6768 | N | . | Sikeston Power Station | City of Sikeston - (MO) | 17177 | MO | WNC | SERC |  | 22 | 1 | Electric Utility | ST | DFO | DFO | SPA | 14687 | 1391.11 | 2021
Vintage1981 | hard coal | TRUE | 6768 | N | . | Sikeston Power Station | City of Sikeston - (MO) | 17177 | MO | WNC | SERC |  | 22 | 1 | Electric Utility | ST | SUB | COL | SPA | 17887575 | 1711635.9 | 2021
Vintage0 | petroleum | FALSE | 6772 | N | . | Hugo | Western Farmers Elec Coop, Inc | 20447 | OK | WSC | MRO |  | 22 | 1 | Electric Utility | ST | DFO | DFO | SWPP | 66613 | 4804.966 | 2021
Vintage1982 | hard coal | TRUE | 6772 | N | . | Hugo | Western Farmers Elec Coop, Inc | 20447 | OK | WSC | MRO |  | 22 | 1 | Electric Utility | ST | SUB | COL | SWPP | 9979275 | 829515.03 | 2021
Vintage1972 | petroleum | TRUE | 6776 | N | . | West Station (NJ) | City of Vineland - (NJ) | 19856 | NJ | MAT | RFC |  | 22 | 1 | Electric Utility | GT | DFO | DFO | PJM | 3982 | 218 | 2021
Vintage1985 | hydro | TRUE | 6789 | N | . | St Stephen | US Army Corps of Engineers | 50118 | SC | SAT | SERC |  | 22 | 1 | Electric Utility | HY | WAT | HYC | SC | 2156725 | 243863 | 2021
Vintage0 | petroleum | FALSE | 6791 | N | . | Augusta Electric Plant No 2 | City of Augusta - (KS) | 998 | KS | WNC | MRO |  | 22 | 1 | Electric Utility | IC | DFO | DFO | SWPP | 12077 | 965.898 | 2021
Vintage2005 | natural gas peaker | TRUE | 6791 | N | . | Augusta Electric Plant No 2 | City of Augusta - (KS) | 998 | KS | WNC | MRO |  | 22 | 1 | Electric Utility | IC | NG | NG | SWPP | 24167 | 1933.102 | 2021
Vintage2014 | petroleum | FALSE | 6801 | N | . | Jarvis Street | City & Borough of Sitka - (AK) | 17271 | AK | PACN |  |  | 22 | 1 | Electric Utility | IC | DFO | DFO |  | 2037 | -795 | 2021
Vintage1984 | hard coal | TRUE | 6823 | N | . | D B Wilson | Big Rivers Electric Corp | 1692 | KY | ESC | SERC |  | 22 | 1 | Electric Utility | ST | BIT | COL | MISO | 33090385 | 3041785 | 2021
Vintage0 | petroleum | FALSE | 6823 | N | . | D B Wilson | Big Rivers Electric Corp | 1692 | KY | ESC | SERC |  | 22 | 1 | Electric Utility | ST | DFO | DFO | MISO | 129323 | 11814.049 | 2021
| petroleum | FALSE | 6823 | N | . | D B Wilson | Big Rivers Electric Corp | 1692 | KY | ESC | SERC |  | 22 | 1 | Electric Utility | ST | PC | PC | MISO | 0 | 0 | 2021
Vintage1978 | petroleum | TRUE | 6824 | N | . | St Bonifacius | Great River Energy | 7570 | MN | WNC | MRO |  | 22 | 1 | Electric Utility | GT | DFO | DFO | MISO | 39535 | 1994 | 2021
Vintage1997 | petroleum | TRUE | 7011 | N | . | Hugoton 2 | City of Hugoton - (KS) | 9011 | KS | WNC | MRO |  | 22 | 1 | Electric Utility | IC | DFO | DFO | SWPP | 4546 | 168.779 | 2021
Vintage1998 | natural gas peaker | TRUE | 7011 | N | . | Hugoton 2 | City of Hugoton - (KS) | 9011 | KS | WNC | MRO |  | 22 | 1 | Electric Utility | IC | NG | NG | SWPP | 3716 | 137.961 | 2021
Vintage1982 | hydro | TRUE | 7012 | N | . | Lower No 1 | City of Idaho Falls - (ID) | 9187 | ID | MTN | WECC |  | 22 | 1 | Electric Utility | HY | WAT | HYC | PACE | 265832 | 30058 | 2021
Vintage2002 | petroleum | TRUE | 7013 | N | . | East 12th Street | City of Winfield - (KS) | 20813 | KS | WNC | MRO |  | 22 | 1 | Electric Utility | IC | DFO | DFO | SWPP | 83 | 8 | 2021
Vintage1970 | natural gas steam turbine | TRUE | 7013 | N | . | East 12th Street | City of Winfield - (KS) | 20813 | KS | WNC | MRO |  | 22 | 1 | Electric Utility | ST | NG | NG | SWPP | 18489 | 1458 | 2021
Vintage1993 | hydro | TRUE | 7015 | N | . | Unit 4 | City of Mt Pleasant - (UT) | 13037 | UT | MTN | WECC |  | 22 | 1 | Electric Utility | HY | WAT | HYC | PACE | 28345 | 3205 | 2021
Vintage1991 | petroleum | TRUE | 7018 | N | . | Chanute 3 | City of Chanute | 3355 | KS | WNC | MRO |  | 22 | 1 | Electric Utility | IC | DFO | DFO | SWPP | 119016 | 4081.658 | 2021
Vintage1986 | natural gas peaker | TRUE | 7018 | N | . | Chanute 3 | City of Chanute | 3355 | KS | WNC | MRO |  | 22 | 1 | Electric Utility | IC | NG | NG | SWPP | 3509 | 120.342 | 2021
Vintage0 | petroleum | FALSE | 7028 | Y | . | Whitehead | City of Springville - (UT) | 17845 | UT | MTN | WECC |  | 22 | 1 | Electric Utility | IC | DFO | DFO | PACE | 65 | 6.167 | 2021
Vintage2016 | natural gas peaker | TRUE | 7028 | Y | . | Whitehead | City of Springville - (UT) | 17845 | UT | MTN | WECC |  | 22 | 1 | Electric Utility | IC | NG | NG | PACE | 177656 | 16956.833 | 2021
Vintage1991 | lignite | TRUE | 7030 | N | . | Major Oak Power | Major Oak Power, LLC | 56598 | TX | WSC | TRE |  | 22 | 2 | NAICS-22 Non-Cogen | ST | LIG | COL | ERCO | 27499497 | 2334789.3 | 2021
Vintage0 | natural gas steam turbine | FALSE | 7030 | N | . | Major Oak Power | Major Oak Power, LLC | 56598 | TX | WSC | TRE |  | 22 | 2 | NAICS-22 Non-Cogen | ST | NG | NG | ERCO | 34988 | 2958.662 | 2021
| petroleum | FALSE | 7030 | N | . | Major Oak Power | Major Oak Power, LLC | 56598 | TX | WSC | TRE |  | 22 | 2 | NAICS-22 Non-Cogen | ST | PC | PC | ERCO | 0 | 0 | 2021
| hard coal | FALSE | 7030 | N | . | Major Oak Power | Major Oak Power, LLC | 56598 | TX | WSC | TRE |  | 22 | 2 | NAICS-22 Non-Cogen | ST | SUB | COL | ERCO | 0 | 0 | 2021
Vintage1970 | petroleum | TRUE | 7032 | N | . | Gravel Neck | Virginia Electric & Power Co | 19876 | VA | SAT | SERC |  | 22 | 1 | Electric Utility | GT | DFO | DFO | PJM | 78346 | 5908.73 | 2021
Vintage1989 | natural gas peaker | TRUE | 7032 | N | . | Gravel Neck | Virginia Electric & Power Co | 19876 | VA | SAT | SERC |  | 22 | 1 | Electric Utility | GT | NG | NG | PJM | 257438 | 19414.269 | 2021
Vintage1986 | hydro | TRUE | 7034 | N | . | Hydro II | City of Logan - (UT) | 11135 | UT | MTN | WECC |  | 22 | 1 | Electric Utility | HY | WAT | HYC | PACE | 86726 | 9806 | 2021
Vintage1967 | petroleum | TRUE | 7039 | N | . | Lake (WY) | NorthWestern Energy (MT wind/thermal) | 56815 | WY | MTN | WECC |  | 22 | 1 | Electric Utility | IC | DFO | DFO | NWMT | 4007 | 328 | 2021
Vintage1988 | hydro | TRUE | 7040 | N | . | Ellis Hydro | Arkansas Electric Coop Corp | 807 | AR | WSC | SERC |  | 22 | 1 | Electric Utility | HY | WAT | HYC | SWPP | 1187173 | 134235 | 2021
Vintage1991 | hydro | TRUE | 7042 | N | . | Humpback Creek | Cordova Electric Coop, Inc | 40215 | AK | PACN |  |  | 22 | 1 | Electric Utility | HY | WAT | HYC |  | 28725 | 3248 | 2021
Vintage1985 | hydro | TRUE | 7051 | N | . | Wrightsville Hydro Plant | Washington Electric Coop - (VT) | 20151 | VT | NEW | NPCC |  | 22 | 1 | Electric Utility | HY | WAT | HYC | ISNE | 16237 | 1836 | 2021
Vintage1986 | hydro | TRUE | 7056 | N | . | Bolton Falls | Green Mountain Power Corp | 7601 | VT | NEW | NPCC |  | 22 | 1 | Electric Utility | HY | WAT | HYC | ISNE | 74793 | 8457 | 2021
| petroleum | FALSE | 7058 | N | . | Solon Diesel | Dahlberg Light & Power Co | 4715 | WI | ENC | MRO |  | 22 | 1 | Electric Utility | IC | DFO | DFO | MISO | 0 | 0 | 2021
Vintage1987 | petroleum | TRUE | 7060 | N | . | Sibley No Two | City of Sibley - (IA) | 17141 | IA | WNC | MRO |  | 22 | 1 | Electric Utility | IC | DFO | DFO | MISO | 467 | 45.551 | 2021
Vintage0 | natural gas peaker | FALSE | 7060 | N | . | Sibley No Two | City of Sibley - (IA) | 17141 | IA | WNC | MRO |  | 22 | 1 | Electric Utility | IC | NG | NG | MISO | 220 | 21.449 | 2021
Vintage1991 | other | FALSE | 7063 | N | . | McIntosh (AL) | PowerSouth Energy Cooperative | 189 | AL | ESC | SERC |  | 22 | 1 | Electric Utility | CE | NG | NG | AEC | 121254 | -6420 | 2021
Vintage0 | petroleum | FALSE | 7063 | N | . | McIntosh (AL) | PowerSouth Energy Cooperative | 189 | AL | ESC | SERC |  | 22 | 1 | Electric Utility | GT | DFO | DFO | AEC | 4894 | 434.711 | 2021
Vintage2010 | natural gas peaker | TRUE | 7063 | N | . | McIntosh (AL) | PowerSouth Energy Cooperative | 189 | AL | ESC | SERC |  | 22 | 1 | Electric Utility | GT | NG | NG | AEC | 6518918 | 578927.29 | 2021
Vintage1988 | hydro | TRUE | 7066 | N | . | Stampede | U S Bureau of Reclamation | 2518 | CA | PACC | WECC |  | 22 | 1 | Electric Utility | HY | WAT | HYC | NVE | 49622 | 5611 | 2021
Vintage1996 | hydro | TRUE | 7072 | N | . | Mojave Siphon | California Dept. of Water Resources | 3255 | CA | PACC | WECC |  | 22 | 1 | Electric Utility | HY | WAT | HYC | CISO | 91306 | 10324 | 2021
Vintage1947 | hydro | TRUE | 7079 | N | . | Upper Salmon B | Idaho Power Co | 9191 | ID | MTN | WECC |  | 22 | 1 | Electric Utility | HY | WAT | HYC | IPCO | 573799 | 64880 | 2021
Vintage1987 | petroleum | TRUE | 7080 | N | . | St George Red Rock | City of St George | 17874 | UT | MTN | WECC |  | 22 | 1 | Electric Utility | IC | DFO | DFO | PACE | 11686 | 1542 | 2021
| natural gas peaker | FALSE | 7080 | N | . | St George Red Rock | City of St George | 17874 | UT | MTN | WECC |  | 22 | 1 | Electric Utility | IC | NG | NG | PACE | 0 | 0 | 2021
Vintage2011 | natural gas combined cycle | TRUE | 7082 | N | . | Harry Allen | Nevada Power Co | 13407 | NV | MTN | WECC |  | 22 | 1 | Electric Utility | CA | NG | NG | NEVP | 183179 | 1115623 | 2021
Vintage2011 | natural gas combined cycle | TRUE | 7082 | N | . | Harry Allen | Nevada Power Co | 13407 | NV | MTN | WECC |  | 22 | 1 | Electric Utility | CT | NG | NG | NEVP | 21346103 | 1838943 | 2021
Vintage2006 | natural gas peaker | TRUE | 7082 | N | . | Harry Allen | Nevada Power Co | 13407 | NV | MTN | WECC |  | 22 | 1 | Electric Utility | GT | NG | NG | NEVP | 1568542 | 133485 | 2021
Vintage0 | natural gas steam turbine | FALSE | 7097 | N | . | J K Spruce | City of San Antonio - (TX) | 16604 | TX | WSC | TRE |  | 22 | 1 | Electric Utility | ST | NG | NG | ERCO | 961102 | 93079.44 | 2021
Vintage2010 | hard coal | TRUE | 7097 | N | . | J K Spruce | City of San Antonio - (TX) | 16604 | TX | WSC | TRE |  | 22 | 1 | Electric Utility | ST | SUB | COL | ERCO | 73213439 | 7235965.6 | 2021
| petroleum | FALSE | 7111 | N | . | Heber City | Heber Light & Power Company | 8366 | UT | MTN | WECC |  | 22 | 1 | Electric Utility | IC | DFO | DFO | PACE | 0 | 0 | 2021
Vintage2015 | natural gas peaker | TRUE | 7111 | N | . | Heber City | Heber Light & Power Company | 8366 | UT | MTN | WECC |  | 22 | 1 | Electric Utility | IC | NG | NG | PACE | 193105 | 17600 | 2021
Vintage1987 | petroleum | TRUE | 7112 | N | . | Centennial | Metlakatla Power & Light | 12385 | AK | PACN |  |  | 22 | 1 | Electric Utility | IC | DFO | DFO |  | 10544 | 760 | 2021
Vintage1990 | hydro | TRUE | 7113 | N | . | PEC Headworks | PUD No 2 of Grant County | 14624 | WA | PACC | WECC |  | 22 | 1 | Electric Utility | HY | WAT | HYC | GCPD | 152222 | 17212 | 2021
Vintage1988 | hydro | TRUE | 7115 | N | . | Hoist | Upper Peninsula Power Company | 19578 | MI | ENC | MRO |  | 22 | 1 | Electric Utility | HY | WAT | HYC | MISO | 81029 | 9162 | 2021
Vintage1988 | hydro | TRUE | 7116 | N | . | McClure Dam | Upper Peninsula Power Company | 19578 | MI | ENC | MRO |  | 22 | 1 | Electric Utility | HY | WAT | HYC | MISO | 224169 | 25347 | 2021
Vintage1988 | hydro | TRUE | 7118 | N | . | Cataract (MI) | Renewable World Energies LLC | 58149 | MI | ENC | MRO |  | 22 | 2 | NAICS-22 Non-Cogen | HY | WAT | HYC | MISO | 42938 | 4855 | 2021
Vintage1975 | petroleum | FALSE | 7119 | N | . | Gladstone | Upper Peninsula Power Company | 19578 | MI | ENC | MRO |  | 22 | 1 | Electric Utility | GT | DFO | DFO | MISO | 445 | -177 | 2021
| other | FALSE | 7125 | N | . | Bad Creek | Duke Energy Carolinas, LLC | 5416 | SC | SAT | SERC |  | 22 | 1 | Electric Utility | PS | WAT | HPS | DUK | 0 | -427262 | 2021
Vintage1994 | hydro | TRUE | 7127 | N | . | Wynoochee | City of Tacoma - (WA) | 18429 | WA | PACC | WECC |  | 22 | 1 | Electric Utility | HY | WAT | HYC | TPWR | 309612 | 35008 | 2021
Vintage1988 | hydro | TRUE | 7128 | N | . | William F Matson Generating Station | Allegheny Electric Coop Inc | 332 | PA | MAT | RFC |  | 22 | 1 | Electric Utility | HY | WAT | HYC | PJM | 837500 | 94697 | 2021
Vintage1987 | hydro | TRUE | 7129 | N | . | Thermalito Diverson Dam | California Dept. of Water Resources | 3255 | CA | PACC | WECC |  | 22 | 1 | Electric Utility | HY | WAT | HYC | CISO | 96046 | 10860 | 2021
Vintage1992 | petroleum | TRUE | 7130 | N | . | Puna | Hawaii Electric Light Co Inc | 8287 | HI | PACN |  |  | 22 | 1 | Electric Utility | GT | DFO | DFO |  | 537379 | 45856 | 2021
| petroleum | FALSE | 7130 | N | . | Puna | Hawaii Electric Light Co Inc | 8287 | HI | PACN |  |  | 22 | 1 | Electric Utility | ST | DFO | DFO |  | 0 | 0 | 2021
Vintage1988 | petroleum | TRUE | 7130 | N | . | Puna | Hawaii Electric Light Co Inc | 8287 | HI | PACN |  |  | 22 | 1 | Electric Utility | ST | RFO | RFO |  | 569356 | 34888 | 2021
Vintage1990 | natural gas peaker | TRUE | 7131 | Y | . | Brandon Station | City of Lubbock - (TX) | 11292 | TX | WSC | MRO |  | 22 | 1 | Electric Utility | GT | NG | NG | SWPP | 79000 | 7818 | 2021
Vintage1991 | hydro | TRUE | 7132 | N | . | Pine View Dam | City of Bountiful | 2010 | UT | MTN | WECC |  | 22 | 1 | Electric Utility | HY | WAT | HYC | PACE | 14815 | 1675 | 2021
Vintage1993 | hydro | TRUE | 7135 | N | . | Whillock | Arkansas Electric Coop Corp | 807 | AR | WSC | SERC |  | 22 | 1 | Electric Utility | HY | WAT | HYC | MISO | 1169620 | 132250 | 2021
Vintage0 | petroleum | FALSE | 7138 | N | . | Forked River | Forked River Power, LLC | 61358 | NJ | MAT | RFC |  | 22 | 2 | NAICS-22 Non-Cogen | GT | DFO | DFO | PJM | 1450 | 101.019 | 2021
Vintage1989 | natural gas peaker | TRUE | 7138 | N | . | Forked River | Forked River Power, LLC | 61358 | NJ | MAT | RFC |  | 22 | 2 | NAICS-22 Non-Cogen | GT | NG | NG | PJM | 115809 | 8035.981 | 2021
Vintage0 | petroleum | FALSE | 7145 | N | . | Pleasant Hill | MidAmerican Energy Co | 12341 | IA | WNC | MRO |  | 22 | 1 | Electric Utility | GT | DFO | DFO | MISO | 34379 | 2183.578 | 2021
Vintage1994 | natural gas peaker | TRUE | 7145 | N | . | Pleasant Hill | MidAmerican Energy Co | 12341 | IA | WNC | MRO |  | 22 | 1 | Electric Utility | GT | NG | NG | MISO | 168245 | 10685.422 | 2021
Vintage1989 | petroleum | TRUE | 7146 | N | . | Wading River | National Grid Generation LLC | 56505 | NY | MAT | NPCC |  | 22 | 1 | Electric Utility | GT | DFO | DFO | NYIS | 376655 | 28318 | 2021
Vintage1904 | hydro | TRUE | 7147 | N | . | Mill Creek 3 | Southern California Edison Co | 17609 | CA | PACC | WECC |  | 22 | 1 | Electric Utility | HY | WAT | HYC | CISO | 51330 | 5804 | 2021
Vintage1986 | hydro | TRUE | 7151 | N | . | Stony Gorge | City of Santa Clara - (CA) | 16655 | CA | PACC | WECC |  | 22 | 1 | Electric Utility | HY | WAT | HYC | CISO | 16820 | 1902 | 2021
| petroleum | FALSE | 7153 | N | . | Hay Road | Calpine Mid-Atlantic Generation LLC | 56609 | DE | SAT | RFC |  | 22 | 2 | NAICS-22 Non-Cogen | CA | DFO | DFO | PJM | 0 | 426.236 | 2021
| natural gas combined cycle | FALSE | 7153 | N | . | Hay Road | Calpine Mid-Atlantic Generation LLC | 56609 | DE | SAT | RFC |  | 22 | 2 | NAICS-22 Non-Cogen | CA | NG | NG | PJM | 0 | 404330.76 | 2021
Vintage0 | petroleum | FALSE | 7153 | N | . | Hay Road | Calpine Mid-Atlantic Generation LLC | 56609 | DE | SAT | RFC |  | 22 | 2 | NAICS-22 Non-Cogen | CT | DFO | DFO | PJM | 18588 | 1475.962 | 2021
Vintage2001 | natural gas combined cycle | TRUE | 7153 | N | . | Hay Road | Calpine Mid-Atlantic Generation LLC | 56609 | DE | SAT | RFC |  | 22 | 2 | NAICS-22 Non-Cogen | CT | NG | NG | PJM | 10458596 | 802480.04 | 2021
Vintage1991 | petroleum | TRUE | 7155 | N | . | Lime Creek | Interstate Power and Light Co | 9417 | IA | WNC | MRO |  | 22 | 1 | Electric Utility | GT | DFO | DFO | MISO | 35839 | 679.999 | 2021
Vintage0 | petroleum | FALSE | 7158 | N | . | Woodsdale | Duke Energy Kentucky Inc | 55729 | OH | ENC | RFC |  | 22 | 1 | Electric Utility | GT | DFO | DFO | PJM | 52624 | 1819.881 | 2021
Vintage1993 | natural gas peaker | TRUE | 7158 | N | . | Woodsdale | Duke Energy Kentucky Inc | 55729 | OH | ENC | RFC |  | 22 | 1 | Electric Utility | GT | NG | NG | PJM | 810127 | 50700.119 | 2021
| other | FALSE | 7158 | N | . | Woodsdale | Duke Energy Kentucky Inc | 55729 | OH | ENC | RFC |  | 22 | 1 | Electric Utility | GT | PG | WOO | PJM | 0 | 0 | 2021
Vintage0 | petroleum | FALSE | 7159 | N | . | Concord | Wisconsin Electric Power Co | 20847 | WI | ENC | RFC |  | 22 | 1 | Electric Utility | GT | DFO | DFO | MISO | 138371 | 9980.386 | 2021
Vintage1994 | natural gas peaker | TRUE | 7159 | N | . | Concord | Wisconsin Electric Power Co | 20847 | WI | ENC | RFC |  | 22 | 1 | Electric Utility | GT | NG | NG | MISO | 1842754 | 132913.62 | 2021
| other | FALSE | 7164 | N | . | Waddell | Central Arizona Water Conservation Dist | 2850 | AZ | MTN | WECC |  | 22 | 1 | Electric Utility | PS | WAT | HPS | WALC | 0 | -20943 | 2021
Vintage1988 | hydro | TRUE | 7166 | N | . | Murray | City of North Little Rock - (AR) | 13718 | AR | WSC | SERC |  | 22 | 1 | Electric Utility | HY | WAT | HYC | MISO | 888617 | 100477 | 2021
Vintage1988 | hydro | TRUE | 7168 | N | . | Chester Lake | Metlakatla Power & Light | 12385 | AK | PACN |  |  | 22 | 1 | Electric Utility | HY | WAT | HYC |  | 31848 | 3601 | 2021
Vintage2007 | petroleum | TRUE | 7169 | N | . | Northway | Alaska Power and Telephone Co | 219 | AK | PACN |  |  | 22 | 1 | Electric Utility | IC | DFO | DFO |  | 12123 | 1084 | 2021
Vintage0 | petroleum | FALSE | 7173 | N | . | Barrow | Barrow Utils & Elec Coop, Inc | 1276 | AK | PACN |  |  | 22 | 1 | Electric Utility | GT | DFO | DFO |  | 18 | 1.139 | 2021
Vintage2001 | natural gas peaker | TRUE | 7173 | N | . | Barrow | Barrow Utils & Elec Coop, Inc | 1276 | AK | PACN |  |  | 22 | 1 | Electric Utility | GT | NG | NG |  | 748176 | 47329.861 | 2021
| natural gas peaker | FALSE | 7173 | N | . | Barrow | Barrow Utils & Elec Coop, Inc | 1276 | AK | PACN |  |  | 22 | 1 | Electric Utility | IC | NG | NG |  | 0 | 0 | 2021
Vintage2016 | petroleum | TRUE | 7174 | Y | . | Gwitchyaa Zhee | Gwitchyaa Zhee Utility Co | 7833 | AK | PACN |  |  | 22 | 1 | Electric Utility | IC | DFO | DFO |  | 30932 | 2546 | 2021
Vintage1993 | hydro | TRUE | 7179 | N | . | Headgate Rock | Colorado River Indian Irr Proj | 3990 | AZ | MTN | WECC |  | 22 | 1 | Electric Utility | HY | WAT | HYC | WALC | 610164 | 68992 | 2021
Vintage2018 | petroleum | TRUE | 7182 | N | . | Aniak | Aniak Light & Power Co Inc | 4959 | AK | PACN |  |  | 22 | 1 | Electric Utility | IC | DFO | DFO |  | 26685 | 2282 | 2021
Vintage1998 | hydro | TRUE | 7183 | N | . | Newhalen | I-N-N Electric Coop, Inc | 9188 | AK | PACN |  |  | 22 | 1 | Electric Utility | HY | WAT | HYC |  | 29469 | 3332 | 2021
Vintage2012 | petroleum | TRUE | 7183 | N | . | Newhalen | I-N-N Electric Coop, Inc | 9188 | AK | PACN |  |  | 22 | 1 | Electric Utility | IC | DFO | DFO |  | 1688 | 160 | 2021
Vintage1986 | hydro | TRUE | 7189 | N | . | Whiskeytown | City of Redding - (CA) | 15783 | CA | PACC | WECC |  | 22 | 1 | Electric Utility | HY | WAT | HYC | BANC | 165322 | 18693 | 2021
Vintage1992 | hydro | TRUE | 7190 | N | . | Milner Hydro | Idaho Power Co | 9191 | ID | MTN | WECC |  | 22 | 1 | Electric Utility | HY | WAT | HYC | IPCO | 307083 | 34722 | 2021
Vintage1986 | hydro | TRUE | 7191 | N | . | Tallassee Hydro Project | Tallassee Shoals LLC | 56477 | GA | SAT | SERC |  | 22 | 2 | NAICS-22 Non-Cogen | HY | WAT | HYC | SOCO | 70043 | 7920 | 2021
Vintage0 | petroleum | FALSE | 7203 | N | . | South Fond Du Lac | Wisconsin Power & Light Co | 20856 | WI | ENC | MRO |  | 22 | 1 | Electric Utility | GT | DFO | DFO | MISO | 48963 | 14975.905 | 2021
Vintage1996 | natural gas peaker | TRUE | 7203 | N | . | South Fond Du Lac | Wisconsin Power & Light Co | 20856 | WI | ENC | MRO |  | 22 | 1 | Electric Utility | GT | NG | NG | MISO | 55396 | 16943.095 | 2021
Vintage0 | hard coal | FALSE | 7210 | N | . | Cope | Dominion Energy South Carolina, Inc | 17539 | SC | SAT | SERC |  | 22 | 1 | Electric Utility | ST | BIT | COL | SCEG | 6889333 | 687951.07 | 2021
Vintage0 | petroleum | FALSE | 7210 | N | . | Cope | Dominion Energy South Carolina, Inc | 17539 | SC | SAT | SERC |  | 22 | 1 | Electric Utility | ST | DFO | DFO | SCEG | 17139 | 1685.149 | 2021
Vintage1996 | natural gas steam turbine | TRUE | 7210 | N | . | Cope | Dominion Energy South Carolina, Inc | 17539 | SC | SAT | SERC |  | 22 | 1 | Electric Utility | ST | NG | NG | SCEG | 9184823 | 905158.78 | 2021
| hard coal | FALSE | 7210 | N | . | Cope | Dominion Energy South Carolina, Inc | 17539 | SC | SAT | SERC |  | 22 | 1 | Electric Utility | ST | RC | COL | SCEG | 0 | 0 | 2021
Vintage0 | petroleum | FALSE | 7212 | N | . | Darbytown | Virginia Electric & Power Co | 19876 | VA | SAT | SERC |  | 22 | 1 | Electric Utility | GT | DFO | DFO | PJM | 99993 | 9519.231 | 2021
Vintage1990 | natural gas peaker | TRUE | 7212 | N | . | Darbytown | Virginia Electric & Power Co | 19876 | VA | SAT | SERC |  | 22 | 1 | Electric Utility | GT | NG | NG | PJM | 427712 | 40717.769 | 2021
Vintage1996 | hard coal | TRUE | 7213 | N | . | Clover | Virginia Electric & Power Co | 19876 | VA | SAT | SERC |  | 22 | 1 | Electric Utility | ST | BIT | COL | PJM | 10073589 | 888402.56 | 2021
Vintage0 | petroleum | FALSE | 7213 | N | . | Clover | Virginia Electric & Power Co | 19876 | VA | SAT | SERC |  | 22 | 1 | Electric Utility | ST | DFO | DFO | PJM | 49075 | 4257.44 | 2021
Vintage1988 | hydro | TRUE | 7229 | N | . | Black Butte | City of Santa Clara - (CA) | 16655 | CA | PACC | WECC |  | 22 | 1 | Electric Utility | HY | WAT | HYC | CISO | 17236 | 1949 | 2021
| petroleum | FALSE | 7231 | N | . | Gianera | City of Santa Clara - (CA) | 16655 | CA | PACC | WECC |  | 22 | 1 | Electric Utility | GT | DFO | DFO | CISO | 0 | 0 | 2021
Vintage1987 | natural gas peaker | TRUE | 7231 | N | . | Gianera | City of Santa Clara - (CA) | 16655 | CA | PACC | WECC |  | 22 | 1 | Electric Utility | GT | NG | NG | CISO | 103550 | 6646 | 2021
| petroleum | FALSE | 7232 | Y | . | Santa Clara Cogen | City of Santa Clara - (CA) | 16655 | CA | PACC | WECC |  | 22 | 1 | Electric Utility | GT | DFO | DFO | CISO | 0 | 0 | 2021
Vintage1982 | natural gas peaker | TRUE | 7232 | Y | . | Santa Clara Cogen | City of Santa Clara - (CA) | 16655 | CA | PACC | WECC |  | 22 | 1 | Electric Utility | GT | NG | NG | CISO | 508957 | 43322 | 2021
Vintage1997 | hydro | TRUE | 7233 | N | . | Tesla | City of Colorado Springs - (CO) | 3989 | CO | MTN | WECC |  | 22 | 1 | Electric Utility | HY | WAT | HYC | WACM | 611111 | 69099 | 2021
Vintage0 | petroleum | FALSE | 7237 | N | . | Angus Anson | Northern States Power Co - Minnesota | 13781 | SD | WNC | MRO |  | 22 | 1 | Electric Utility | GT | DFO | DFO | MISO | 132078 | 11124.268 | 2021
Vintage2005 | natural gas peaker | TRUE | 7237 | N | . | Angus Anson | Northern States Power Co - Minnesota | 13781 | SD | WNC | MRO |  | 22 | 1 | Electric Utility | GT | NG | NG | MISO | 1757384 | 148016.73 | 2021
| petroleum | FALSE | 7238 | N | . | Cane Island | Kissimmee Utility Authority | 10376 | FL | SAT | SERC |  | 22 | 1 | Electric Utility | CA | DFO | DFO | FMPP | 0 | 0 | 2021
Vintage2011 | natural gas combined cycle | TRUE | 7238 | N | . | Cane Island | Kissimmee Utility Authority | 10376 | FL | SAT | SERC |  | 22 | 1 | Electric Utility | CA | NG | NG | FMPP | 925619 | 1345477 | 2021
| petroleum | FALSE | 7238 | N | . | Cane Island | Kissimmee Utility Authority | 10376 | FL | SAT | SERC |  | 22 | 1 | Electric Utility | CT | DFO | DFO | FMPP | 0 | 0 | 2021
Vintage2011 | natural gas combined cycle | TRUE | 7238 | N | . | Cane Island | Kissimmee Utility Authority | 10376 | FL | SAT | SERC |  | 22 | 1 | Electric Utility | CT | NG | NG | FMPP | 23824457 | 2074308 | 2021
| petroleum | FALSE | 7238 | N | . | Cane Island | Kissimmee Utility Authority | 10376 | FL | SAT | SERC |  | 22 | 1 | Electric Utility | GT | DFO | DFO | FMPP | 0 | 0 | 2021
Vintage1994 | natural gas peaker | TRUE | 7238 | N | . | Cane Island | Kissimmee Utility Authority | 10376 | FL | SAT | SERC |  | 22 | 1 | Electric Utility | GT | NG | NG | FMPP | 25825 | 1363 | 2021
| hard coal | FALSE | 7242 | N | . | Polk | Tampa Electric Co | 18454 | FL | SAT | SERC |  | 22 | 1 | Electric Utility | CA | BIT | COL | TEC | 0 | 0 | 2021
| petroleum | FALSE | 7242 | N | . | Polk | Tampa Electric Co | 18454 | FL | SAT | SERC |  | 22 | 1 | Electric Utility | CA | DFO | DFO | TEC | 0 | 1633.685 | 2021
Vintage2017 | natural gas combined cycle | TRUE | 7242 | N | . | Polk | Tampa Electric Co | 18454 | FL | SAT | SERC |  | 22 | 1 | Electric Utility | CA | NG | NG | TEC | 995602 | 2145418.3 | 2021
| hard coal | FALSE | 7242 | N | . | Polk | Tampa Electric Co | 18454 | FL | SAT | SERC |  | 22 | 1 | Electric Utility | CA | SGC | COL | TEC | 0 | 0 | 2021
| hard coal | FALSE | 7242 | N | . | Polk | Tampa Electric Co | 18454 | FL | SAT | SERC |  | 22 | 1 | Electric Utility | CT | BIT | COL | TEC | 0 | 0 | 2021
Vintage0 | petroleum | FALSE | 7242 | N | . | Polk | Tampa Electric Co | 18454 | FL | SAT | SERC |  | 22 | 1 | Electric Utility | CT | DFO | DFO | TEC | 34292 | 3082.201 | 2021
Vintage2007 | natural gas combined cycle | TRUE | 7242 | N | . | Polk | Tampa Electric Co | 18454 | FL | SAT | SERC |  | 22 | 1 | Electric Utility | CT | NG | NG | TEC | 40518987 | 3674682.8 | 2021
| petroleum | FALSE | 7242 | N | . | Polk | Tampa Electric Co | 18454 | FL | SAT | SERC |  | 22 | 1 | Electric Utility | CT | PC | PC | TEC | 0 | 0 | 2021
| hard coal | FALSE | 7242 | N | . | Polk | Tampa Electric Co | 18454 | FL | SAT | SERC |  | 22 | 1 | Electric Utility | CT | SGC | COL | TEC | 0 | 0 | 2021
Vintage1999 | hydro | TRUE | 7246 | N | . | Dam 2 | Arkansas Electric Coop Corp | 807 | AR | WSC | SERC |  | 22 | 1 | Electric Utility | HY | WAT | HYC | MISO | 3965350 | 448366 | 2021
Vintage1978 | petroleum | TRUE | 7247 | N | . | Watertown Power Plant | Missouri Basin Muni Power Agny | 12710 | SD | WNC | MRO |  | 22 | 1 | Electric Utility | GT | DFO | DFO | SWPP | 97271 | 7266 | 2021
Vintage1994 | petroleum | FALSE | 7250 | N | . | Auke Bay | Alaska Electric Light & Power Co. | 213 | AK | PACN |  |  | 22 | 1 | Electric Utility | GT | DFO | DFO |  | 1990 | -326 | 2021
Vintage1980 | petroleum | FALSE | 7250 | N | . | Auke Bay | Alaska Electric Light & Power Co. | 213 | AK | PACN |  |  | 22 | 1 | Electric Utility | IC | DFO | DFO |  | 151 | -28 | 2021
Vintage1990 | hydro | TRUE | 7259 | N | . | Skookumchuck | TransAlta Centralia Gen LLC | 19099 | WA | PACC | WECC |  | 22 | 2 | NAICS-22 Non-Cogen | HY | WAT | HYC | BPAT | 40319 | 4559 | 2021
Vintage1996 | petroleum | TRUE | 7264 | N | . | Miki Basin | Maui Electric Co Ltd | 11843 | HI | PACN |  |  | 22 | 1 | Electric Utility | IC | DFO | DFO |  | 363414 | 35632 | 2021
| natural gas combined cycle | FALSE | 7266 | N | . | Woodland | Modesto Irrigation District | 12745 | CA | PACC | WECC |  | 22 | 1 | Electric Utility | CA | NG | NG | BANC | 0 | 18994 | 2021
| petroleum | FALSE | 7266 | N | . | Woodland | Modesto Irrigation District | 12745 | CA | PACC | WECC |  | 22 | 1 | Electric Utility | CT | DFO | DFO | BANC | 0 | 0 | 2021
Vintage2003 | natural gas combined cycle | TRUE | 7266 | N | . | Woodland | Modesto Irrigation District | 12745 | CA | PACC | WECC |  | 22 | 1 | Electric Utility | CT | NG | NG | BANC | 2119541 | 230210 | 2021
| petroleum | FALSE | 7266 | N | . | Woodland | Modesto Irrigation District | 12745 | CA | PACC | WECC |  | 22 | 1 | Electric Utility | GT | DFO | DFO | BANC | 0 | 0 | 2021
Vintage1993 | natural gas peaker | TRUE | 7266 | N | . | Woodland | Modesto Irrigation District | 12745 | CA | PACC | WECC |  | 22 | 1 | Electric Utility | GT | NG | NG | BANC | 692135 | 66988 | 2021
Vintage2011 | natural gas peaker | TRUE | 7266 | N | . | Woodland | Modesto Irrigation District | 12745 | CA | PACC | WECC |  | 22 | 1 | Electric Utility | IC | NG | NG | BANC | 373619 | 40407 | 2021
Vintage0 | petroleum | FALSE | 7268 | N | . | 491 E 48th Street | City of Holland | 8723 | MI | ENC | RFC |  | 22 | 1 | Electric Utility | GT | DFO | DFO | MISO | 1175 | 102.36 | 2021
Vintage2000 | natural gas peaker | TRUE | 7268 | N | . | 491 E 48th Street | City of Holland | 8723 | MI | ENC | RFC |  | 22 | 1 | Electric Utility | GT | NG | NG | MISO | 686675 | 59860.64 | 2021
Vintage0 | petroleum | FALSE | 7270 | N | . | Paris (WI) | Wisconsin Electric Power Co | 20847 | WI | ENC | RFC |  | 22 | 1 | Electric Utility | GT | DFO | DFO | MISO | 95875 | 6926.431 | 2021
Vintage1995 | natural gas peaker | TRUE | 7270 | N | . | Paris (WI) | Wisconsin Electric Power Co | 20847 | WI | ENC | RFC |  | 22 | 1 | Electric Utility | GT | NG | NG | MISO | 1934017 | 139719.57 | 2021
Vintage0 | petroleum | FALSE | 7277 | N | . | Lincoln Combustion | Duke Energy Carolinas, LLC | 5416 | NC | SAT | SERC |  | 22 | 1 | Electric Utility | GT | DFO | DFO | DUK | 167684 | 11928.918 | 2021
Vintage1996 | natural gas peaker | TRUE | 7277 | N | . | Lincoln Combustion | Duke Energy Carolinas, LLC | 5416 | NC | SAT | SERC |  | 22 | 1 | Electric Utility | GT | NG | NG | DUK | 2484970 | 15597.082 | 2021
| petroleum | FALSE | 7281 | N | . | Gardner Energy Center | City of Gardner - (KS) | 6949 | KS | WNC | MRO |  | 22 | 1 | Electric Utility | GT | DFO | DFO | SWPP | 0 | 0 | 2021
Vintage1990 | natural gas peaker | TRUE | 7281 | N | . | Gardner Energy Center | City of Gardner - (KS) | 6949 | KS | WNC | MRO |  | 22 | 1 | Electric Utility | GT | NG | NG | SWPP | 287 | 14 | 2021
Vintage1990 | natural gas peaker | TRUE | 7283 | N | . | Paragould Turbine | Paragould Light & Water Comm | 14446 | AR | WSC | MRO |  | 22 | 1 | Electric Utility | GT | NG | NG | SPA | 1061 | 76 | 2021
| petroleum | FALSE | 7283 | N | . | Paragould Turbine | Paragould Light & Water Comm | 14446 | AR | WSC | MRO |  | 22 | 1 | Electric Utility | IC | DFO | DFO | SPA | 0 | 0 | 2021
| petroleum | FALSE | 7288 | N | . | Sherman Avenue | Calpine New Jersey Generation LLC | 56606 | NJ | MAT | RFC |  | 22 | 2 | NAICS-22 Non-Cogen | GT | DFO | DFO | PJM | 0 | 0 | 2021
| other | FALSE | 7288 | N | . | Sherman Avenue | Calpine New Jersey Generation LLC | 56606 | NJ | MAT | RFC |  | 22 | 2 | NAICS-22 Non-Cogen | GT | KER | WOO | PJM | 0 | 0 | 2021
Vintage1991 | natural gas peaker | TRUE | 7288 | N | . | Sherman Avenue | Calpine New Jersey Generation LLC | 56606 | NJ | MAT | RFC |  | 22 | 2 | NAICS-22 Non-Cogen | GT | NG | NG | PJM | 174013 | 12521 | 2021
| petroleum | FALSE | 7294 | N | . | Central Energy Plant | Reedy Creek Improvement Dist | 15776 | FL | SAT | SERC |  | 22 | 1 | Electric Utility | CA | DFO | DFO | FPC | 0 | 0 | 2021
| natural gas combined cycle | FALSE | 7294 | N | . | Central Energy Plant | Reedy Creek Improvement Dist | 15776 | FL | SAT | SERC |  | 22 | 1 | Electric Utility | CA | NG | NG | FPC | 0 | 66 | 2021
| petroleum | FALSE | 7294 | N | . | Central Energy Plant | Reedy Creek Improvement Dist | 15776 | FL | SAT | SERC |  | 22 | 1 | Electric Utility | CT | DFO | DFO | FPC | 0 | 0 | 2021
Vintage1989 | natural gas combined cycle | TRUE | 7294 | N | . | Central Energy Plant | Reedy Creek Improvement Dist | 15776 | FL | SAT | SERC |  | 22 | 1 | Electric Utility | CT | NG | NG | FPC | 3733 | 381 | 2021
| natural gas combined cycle | FALSE | 7296 | N | . | State Line Combined Cycle | Empire District Electric Co | 5860 | MO | WNC | MRO |  | 22 | 1 | Electric Utility | CA | NG | NG | SWPP | 0 | 671991 | 2021
Vintage2001 | natural gas combined cycle | TRUE | 7296 | N | . | State Line Combined Cycle | Empire District Electric Co | 5860 | MO | WNC | MRO |  | 22 | 1 | Electric Utility | CT | NG | NG | SWPP | 13358058 | 1142140 | 2021
Vintage0 | petroleum | FALSE | 7296 | N | . | State Line Combined Cycle | Empire District Electric Co | 5860 | MO | WNC | MRO |  | 22 | 1 | Electric Utility | GT | JF | WOO | SWPP | 185080 | 16098.086 | 2021
Vintage1995 | natural gas peaker | TRUE | 7296 | N | . | State Line Combined Cycle | Empire District Electric Co | 5860 | MO | WNC | MRO |  | 22 | 1 | Electric Utility | GT | NG | NG | SWPP | 1423831 | 116282.91 | 2021
| petroleum | FALSE | 7302 | N | . | Hines Energy Complex | Duke Energy Florida, LLC | 6455 | FL | SAT | SERC |  | 22 | 1 | Electric Utility | CA | DFO | DFO | FPC | 0 | 0 | 2021
| natural gas combined cycle | FALSE | 7302 | N | . | Hines Energy Complex | Duke Energy Florida, LLC | 6455 | FL | SAT | SERC |  | 22 | 1 | Electric Utility | CA | NG | NG | FPC | 0 | 4224464 | 2021
| petroleum | FALSE | 7302 | N | . | Hines Energy Complex | Duke Energy Florida, LLC | 6455 | FL | SAT | SERC |  | 22 | 1 | Electric Utility | CT | DFO | DFO | FPC | 0 | 0 | 2021
Vintage2007 | natural gas combined cycle | TRUE | 7302 | N | . | Hines Energy Complex | Duke Energy Florida, LLC | 6455 | FL | SAT | SERC |  | 22 | 1 | Electric Utility | CT | NG | NG | FPC | 83577392 | 7293165 | 2021
| natural gas combined cycle | FALSE | 7307 | N | . | Redding Power | City of Redding - (CA) | 15783 | CA | PACC | WECC |  | 22 | 1 | Electric Utility | CA | NG | NG | BANC | 0 | 106795 | 2021
Vintage2011 | natural gas combined cycle | TRUE | 7307 | N | . | Redding Power | City of Redding - (CA) | 15783 | CA | PACC | WECC |  | 22 | 1 | Electric Utility | CT | NG | NG | BANC | 3053762 | 259455 | 2021
Vintage1996 | natural gas peaker | TRUE | 7307 | N | . | Redding Power | City of Redding - (CA) | 15783 | CA | PACC | WECC |  | 22 | 1 | Electric Utility | GT | NG | NG | BANC | 123081 | 7680 | 2021
| petroleum | FALSE | 7314 | N | . | Richard M Flynn | New York Power Authority | 15296 | NY | MAT | NPCC |  | 22 | 1 | Electric Utility | CA | DFO | DFO | NYIS | 0 | 0 | 2021
| natural gas combined cycle | FALSE | 7314 | N | . | Richard M Flynn | New York Power Authority | 15296 | NY | MAT | NPCC |  | 22 | 1 | Electric Utility | CA | NG | NG | NYIS | 0 | 0 | 2021
Vintage0 | petroleum | FALSE | 7314 | N | . | Richard M Flynn | New York Power Authority | 15296 | NY | MAT | NPCC |  | 22 | 1 | Electric Utility | CT | DFO | DFO | NYIS | 24430 | 2812.921 | 2021
Vintage1994 | natural gas combined cycle | TRUE | 7314 | N | . | Richard M Flynn | New York Power Authority | 15296 | NY | MAT | NPCC |  | 22 | 1 | Electric Utility | CT | NG | NG | NYIS | 1028107 | 122022.08 | 2021
Vintage2012 | natural gas peaker | TRUE | 7315 | N | . | Almond Power Plant | Turlock Irrigation District | 19281 | CA | PACC | WECC |  | 22 | 1 | Electric Utility | GT | NG | NG | TIDC | 4355826 | 409276 | 2021
Vintage1992 | hydro | TRUE | 7317 | N | . | Buffalo Bill | U S Bureau of Reclamation | 2518 | WY | MTN | WECC |  | 22 | 1 | Electric Utility | HY | WAT | HYC | WAUW | 539927 | 61050 | 2021
| petroleum | FALSE | 7318 | N | . | Van Sant Station | NAES Corporation - (DE) | 54899 | DE | SAT | RFC |  | 22 | 2 | NAICS-22 Non-Cogen | GT | DFO | DFO | PJM | 0 | 0 | 2021
Vintage1991 | natural gas peaker | TRUE | 7318 | N | . | Van Sant Station | NAES Corporation - (DE) | 54899 | DE | SAT | RFC |  | 22 | 2 | NAICS-22 Non-Cogen | GT | NG | NG | PJM | 80506 | 5615 | 2021
| petroleum | FALSE | 7318 | N | . | Van Sant Station | NAES Corporation - (DE) | 54899 | DE | SAT | RFC |  | 22 | 2 | NAICS-22 Non-Cogen | GT | RFO | RFO | PJM | 0 | 0 | 2021
Vintage1995 | natural gas peaker | TRUE | 7325 | N | . | San Jacinto Steam Electric Station | NRG Texas Power LLC | 54888 | TX | WSC | TRE |  | 22 | 2 | NAICS-22 Non-Cogen | GT | NG | NG | ERCO | 11728455 | 840149 | 2021
Vintage0 | petroleum | FALSE | 7335 | N | . | Richmond | Indiana Municipal Power Agency | 9234 | IN | ENC | RFC |  | 22 | 1 | Electric Utility | GT | DFO | DFO | PJM | 4633 | 327.996 | 2021
Vintage1992 | natural gas peaker | TRUE | 7335 | N | . | Richmond | Indiana Municipal Power Agency | 9234 | IN | ENC | RFC |  | 22 | 1 | Electric Utility | GT | NG | NG | PJM | 130348 | 9232.003 | 2021
Vintage0 | petroleum | FALSE | 7336 | N | . | Anderson | Indiana Municipal Power Agency | 9234 | IN | ENC | RFC |  | 22 | 1 | Electric Utility | GT | DFO | DFO | PJM | 12437 | 923.482 | 2021
Vintage2004 | natural gas peaker | TRUE | 7336 | N | . | Anderson | Indiana Municipal Power Agency | 9234 | IN | ENC | RFC |  | 22 | 1 | Electric Utility | GT | NG | NG | PJM | 230470 | 17107.52 | 2021
| hydro | FALSE | 7338 | N | . | Grizzly | City of Santa Clara - (CA) | 16655 | CA | PACC | WECC |  | 22 | 1 | Electric Utility | HY | WAT | HYC | CISO | 0 | 0 | 2021
| petroleum | FALSE | 7339 | N | . | Wellington 2 | City of Wellington - (KS) | 20315 | KS | WNC | MRO |  | 22 | 1 | Electric Utility | GT | DFO | DFO | SWPP | 0 | 0 | 2021
Vintage1989 | natural gas peaker | TRUE | 7339 | N | . | Wellington 2 | City of Wellington - (KS) | 20315 | KS | WNC | MRO |  | 22 | 1 | Electric Utility | GT | NG | NG | SWPP | 31279 | 2019 | 2021
Vintage0 | petroleum | FALSE | 7343 | Y | . | George Neal South | MidAmerican Energy Co | 12341 | IA | WNC | MRO |  | 22 | 1 | Electric Utility | ST | DFO | DFO | MISO | 159012 | 5114.733 | 2021
Vintage1979 | hard coal | TRUE | 7343 | Y | . | George Neal South | MidAmerican Energy Co | 12341 | IA | WNC | MRO |  | 22 | 1 | Electric Utility | ST | RC | COL | MISO | 14005516 | 1380849.9 | 2021
Vintage1979 | hard coal | TRUE | 7343 | Y | . | George Neal South | MidAmerican Energy Co | 12341 | IA | WNC | MRO |  | 22 | 1 | Electric Utility | ST | SUB | COL | MISO | 631342 | 62041.352 | 2021
| petroleum | FALSE | 7345 | N | . | University of Florida | Duke Energy Florida, LLC | 6455 | FL | SAT | SERC |  | 22 | 1 | Electric Utility | GT | DFO | DFO | FPC | 0 | 0 | 2021
Vintage1994 | natural gas peaker | TRUE | 7345 | N | . | University of Florida | Duke Energy Florida, LLC | 6455 | FL | SAT | SERC |  | 22 | 1 | Electric Utility | GT | NG | NG | FPC | 2876290 | 350961 | 2021
Vintage0 | petroleum | FALSE | 7348 | N | . | Robins | Georgia Power Co | 7140 | GA | SAT | SERC |  | 22 | 1 | Electric Utility | GT | DFO | DFO | SOCO | 16315 | 1095.502 | 2021
Vintage1995 | natural gas peaker | TRUE | 7348 | N | . | Robins | Georgia Power Co | 7140 | GA | SAT | SERC |  | 22 | 1 | Electric Utility | GT | NG | NG | SOCO | 93835 | 6295.497 | 2021
| natural gas combined cycle | FALSE | 7350 | Y | . | Coyote Springs | Portland General Electric Co | 15248 | OR | PACC | WECC |  | 22 | 1 | Electric Utility | CA | NG | NG | PGE | 0 | 562451 | 2021
Vintage1995 | natural gas combined cycle | TRUE | 7350 | Y | . | Coyote Springs | Portland General Electric Co | 15248 | OR | PACC | WECC |  | 22 | 1 | Electric Utility | CT | NG | NG | PGE | 11813299 | 1166360 | 2021
Vintage1991 | hydro | TRUE | 7367 | N | . | Bradley Lake | Homer Electric Assn Inc | 19558 | AK | PACN |  |  | 22 | 1 | Electric Utility | HY | WAT | HYC |  | 3458163 | 391018 | 2021
Vintage1983 | geothermal | TRUE | 7368 | N | . | Geothermal 1 | Northern California Power Agny | 40613 | CA | PACC | WECC |  | 22 | 1 | Electric Utility | ST | GEO | GEO | CISO | 4257864 | 481441 | 2021
Vintage1986 | geothermal | TRUE | 7369 | N | . | Geothermal 2 | Northern California Power Agny | 40613 | CA | PACC | WECC |  | 22 | 1 | Electric Utility | ST | GEO | GEO | CISO | 2783782 | 314765 | 2021
Vintage1992 | hydro | TRUE | 7372 | N | . | McPhee | U S Bureau of Reclamation | 2518 | CO | MTN | WECC |  | 22 | 1 | Electric Utility | HY | WAT | HYC | WACM | 1388 | 157 | 2021
Vintage1993 | hydro | TRUE | 7373 | N | . | Towaoc | U S Bureau of Reclamation | 2518 | CO | MTN | WECC |  | 22 | 1 | Electric Utility | HY | WAT | HYC | WACM | 64750 | 7321 | 2021
| petroleum | FALSE | 7380 | N | . | Midulla Generating Station | Seminole Electric Cooperative Inc | 21554 | FL | SAT | SERC |  | 22 | 1 | Electric Utility | CA | DFO | DFO | SEC | 0 | 0 | 2021
| natural gas combined cycle | FALSE | 7380 | N | . | Midulla Generating Station | Seminole Electric Cooperative Inc | 21554 | FL | SAT | SERC |  | 22 | 1 | Electric Utility | CA | NG | NG | SEC | 0 | 1450809 | 2021
| petroleum | FALSE | 7380 | N | . | Midulla Generating Station | Seminole Electric Cooperative Inc | 21554 | FL | SAT | SERC |  | 22 | 1 | Electric Utility | CT | DFO | DFO | SEC | 0 | 0 | 2021
Vintage2002 | natural gas combined cycle | TRUE | 7380 | N | . | Midulla Generating Station | Seminole Electric Cooperative Inc | 21554 | FL | SAT | SERC |  | 22 | 1 | Electric Utility | CT | NG | NG | SEC | 28699229 | 2633785 | 2021
| petroleum | FALSE | 7380 | N | . | Midulla Generating Station | Seminole Electric Cooperative Inc | 21554 | FL | SAT | SERC |  | 22 | 1 | Electric Utility | GT | DFO | DFO | SEC | 0 | 0 | 2021
Vintage2006 | natural gas peaker | TRUE | 7380 | N | . | Midulla Generating Station | Seminole Electric Cooperative Inc | 21554 | FL | SAT | SERC |  | 22 | 1 | Electric Utility | GT | NG | NG | SEC | 1330299 | 108739 | 2021
Vintage1997 | onshore wind | TRUE | 7381 | N | . | Searsburg Wind Turbine | Green Mountain Power Corp | 7601 | VT | NEW | NPCC |  | 22 | 1 | Electric Utility | WT | WND | WND | ISNE | 97019 | 10970 | 2021
Vintage2002 | petroleum | TRUE | 7392 | N | . | Poplar Bluff Generating Station | City of Poplar Bluff - (MO) | 15229 | MO | WNC | SERC |  | 22 | 1 | Electric Utility | IC | DFO | DFO | SWPP | 19362 | 1159.236 | 2021
Vintage1976 | natural gas peaker | TRUE | 7392 | N | . | Poplar Bluff Generating Station | City of Poplar Bluff - (MO) | 15229 | MO | WNC | SERC |  | 22 | 1 | Electric Utility | IC | NG | NG | SWPP | 19339 | 1157.764 | 2021
Vintage1978 | petroleum | TRUE | 7396 | N | . | Front Street | City of Chicopee - (MA) | 3477 | MA | NEW | NPCC |  | 22 | 1 | Electric Utility | IC | DFO | DFO | ISNE | 4466 | 427 | 2021
Vintage0 | petroleum | FALSE | 7397 | N | . | Falling Spring | Borough of Chambersburg | 3329 | PA | MAT | RFC |  | 22 | 1 | Electric Utility | IC | DFO | DFO | PJM | 1148 | 111.6 | 2021
Vintage2001 | natural gas peaker | TRUE | 7397 | N | . | Falling Spring | Borough of Chambersburg | 3329 | PA | MAT | RFC |  | 22 | 1 | Electric Utility | IC | NG | NG | PJM | 20370 | 1989.4 | 2021
Vintage0 | petroleum | FALSE | 7398 | N | . | Water Street Station | City of Bay City - (MI) | 1366 | MI | ENC | RFC |  | 22 | 1 | Electric Utility | IC | DFO | DFO | MISO | 800 | 80.24 | 2021
Vintage1984 | natural gas peaker | TRUE | 7398 | N | . | Water Street Station | City of Bay City - (MI) | 1366 | MI | ENC | RFC |  | 22 | 1 | Electric Utility | IC | NG | NG | MISO | 8178 | 822.76 | 2021
Vintage0 | petroleum | FALSE | 7399 | N | . | Henry Station | City of Bay City - (MI) | 1366 | MI | ENC | RFC |  | 22 | 1 | Electric Utility | IC | DFO | DFO | MISO | 475 | 57.133 | 2021
Vintage1993 | natural gas peaker | TRUE | 7399 | N | . | Henry Station | City of Bay City - (MI) | 1366 | MI | ENC | RFC |  | 22 | 1 | Electric Utility | IC | NG | NG | MISO | 5381 | 649.867 | 2021
| petroleum | FALSE | 7400 | N | . | Salisbury City of | City of Salisbury - (MO) | 16560 | MO | WNC | SERC |  | 22 | 1 | Electric Utility | IC | DFO | DFO | SWPP | 0 | 0 | 2021
Vintage1989 | petroleum | TRUE | 7405 | N | . | Shelbina Power #1 | City of Shelbina - (MO) | 17035 | MO | WNC | SERC |  | 22 | 1 | Electric Utility | IC | DFO | DFO | AECI | 923 | 89 | 2021
Vintage1999 | petroleum | TRUE | 7406 | N | . | Shelbina Power #2 | City of Shelbina - (MO) | 17035 | MO | WNC | SERC |  | 22 | 1 | Electric Utility | IC | DFO | DFO | AECI | 2952 | 295 | 2021
Vintage0 | petroleum | FALSE | 7408 | N | . | Payson | Payson City Corporation | 14600 | UT | MTN | WECC |  | 22 | 1 | Electric Utility | IC | DFO | DFO | PACE | 24 | 0.084 | 2021
Vintage1995 | natural gas peaker | TRUE | 7408 | N | . | Payson | Payson City Corporation | 14600 | UT | MTN | WECC |  | 22 | 1 | Electric Utility | IC | NG | NG | PACE | 818 | 2.916 | 2021
Vintage1993 | biomass | TRUE | 7413 | N | . | Short Mountain | Emerald People's Utility Dist | 40437 | OR | PACC | WECC |  | 22 | 1 | Electric Utility | IC | LFG | MLG | PACW | 272490 | 17685 | 2021
Vintage1996 | petroleum | TRUE | 7414 | N | . | Thorne Bay Plant | Alaska Power and Telephone Co | 219 | AK | PACN |  |  | 22 | 1 | Electric Utility | IC | DFO | DFO |  | 1013 | 20 | 2021
Vintage2003 | petroleum | TRUE | 7415 | N | . | Lakefield Utilities | City of Lakefield - (MN) | 10622 | MN | WNC | MRO |  | 22 | 1 | Electric Utility | IC | DFO | DFO | MISO | 786 | 24 | 2021
Vintage1997 | petroleum | TRUE | 7425 | N | . | Interstate | City of Springfield - (IL) | 17828 | IL | ENC | SERC |  | 22 | 1 | Electric Utility | GT | DFO | DFO | MISO | 9164 | 850.405 | 2021
Vintage0 | natural gas peaker | FALSE | 7425 | N | . | Interstate | City of Springfield - (IL) | 17828 | IL | ENC | SERC |  | 22 | 1 | Electric Utility | GT | NG | NG | MISO | 3250 | 301.595 | 2021
Vintage1994 | hydro | TRUE | 7427 | N | . | Cowlitz Falls | PUD No 1 of Lewis County | 10944 | WA | PACC | WECC |  | 22 | 1 | Electric Utility | HY | WAT | HYC | BPAT | 2095993 | 236996 | 2021
Vintage2014 | petroleum | TRUE | 7429 | N | . | Edenton Generators | Town of Edenton - (NC) | 6710 | NC | SAT | SERC |  | 22 | 1 | Electric Utility | IC | DFO | DFO | PJM | 3887 | 174 | 2021
Vintage1991 | hydro | TRUE | 7431 | N | . | Dalles Dam North Fishway Project | Northern Wasco County PUD | 13788 | OR | PACC | WECC |  | 22 | 1 | Electric Utility | HY | WAT | HYC | BPAT | 374961 | 42397 | 2021
Vintage2007 | petroleum | TRUE | 7432 | N | . | Oxford (KS) | City of Oxford - (KS) | 14276 | KS | WNC | MRO |  | 22 | 1 | Electric Utility | IC | DFO | DFO | SWPP | 226 | 9 | 2021
Vintage2015 | petroleum | TRUE | 7437 | N | . | Galena Electric Utility | Galena Electric Utility | 6915 | AK | PACN |  |  | 22 | 1 | Electric Utility | IC | DFO | DFO |  | 56969 | 4955 | 2021
Vintage1996 | petroleum | TRUE | 7438 | N | . | Church Street Plant | City of Manassas - (VA) | 11560 | VA | SAT | SERC |  | 22 | 1 | Electric Utility | IC | DFO | DFO | PJM | 1775 | 170 | 2021
Vintage1992 | petroleum | TRUE | 7439 | N | . | Godwin Drive Plant | City of Manassas - (VA) | 11560 | VA | SAT | SERC |  | 22 | 1 | Electric Utility | IC | DFO | DFO | PJM | 5870 | 570 | 2021
Vintage2009 | petroleum | TRUE | 7440 | N | . | VMEA 1 Credit Gen | City of Manassas - (VA) | 11560 | VA | SAT | SERC |  | 22 | 1 | Electric Utility | IC | DFO | DFO | PJM | 968 | 71 | 2021
Vintage1993 | petroleum | TRUE | 7441 | N | . | VMEA Peaking Gen | City of Manassas - (VA) | 11560 | VA | SAT | SERC |  | 22 | 1 | Electric Utility | IC | DFO | DFO | PJM | 9447 | 895 | 2021
Vintage0 | petroleum | FALSE | 7447 | N | . | Pratt 2 | City of Pratt- (KS) | 15321 | KS | WNC | MRO |  | 22 | 1 | Electric Utility | IC | DFO | DFO | SWPP | 470 | 34.116 | 2021
Vintage2004 | natural gas peaker | TRUE | 7447 | N | . | Pratt 2 | City of Pratt- (KS) | 15321 | KS | WNC | MRO |  | 22 | 1 | Electric Utility | IC | NG | NG | SWPP | 2370 | 171.884 | 2021
| petroleum | FALSE | 7449 | N | . | Combustion Turbine Project No 2 | Northern California Power Agny | 40613 | CA | PACC | WECC |  | 22 | 1 | Electric Utility | GT | DFO | DFO | CISO | 0 | 0 | 2021
Vintage1996 | natural gas peaker | TRUE | 7449 | N | . | Combustion Turbine Project No 2 | Northern California Power Agny | 40613 | CA | PACC | WECC |  | 22 | 1 | Electric Utility | GT | NG | NG | CISO | 274668 | 28974.001 | 2021
| petroleum | FALSE | 7450 | N | . | Alameda | Northern California Power Agny | 40613 | CA | PACC | WECC |  | 22 | 1 | Electric Utility | GT | DFO | DFO | CISO | 0 | 0 | 2021
Vintage1986 | natural gas peaker | TRUE | 7450 | N | . | Alameda | Northern California Power Agny | 40613 | CA | PACC | WECC |  | 22 | 1 | Electric Utility | GT | NG | NG | CISO | 115342 | 7355 | 2021
| petroleum | FALSE | 7451 | N | . | Lodi | Northern California Power Agny | 40613 | CA | PACC | WECC |  | 22 | 1 | Electric Utility | GT | DFO | DFO | CISO | 0 | 0 | 2021
Vintage1986 | natural gas peaker | TRUE | 7451 | N | . | Lodi | Northern California Power Agny | 40613 | CA | PACC | WECC |  | 22 | 1 | Electric Utility | GT | NG | NG | CISO | 63682 | 3815 | 2021
Vintage0 | petroleum | FALSE | 7452 | N | . | Roseville Power Plant #2 | City of Roseville - (CA) | 16295 | CA | PACC | WECC |  | 22 | 1 | Electric Utility | GT | DFO | DFO | BANC | 78 | 4.525 | 2021
Vintage1986 | natural gas peaker | TRUE | 7452 | N | . | Roseville Power Plant #2 | City of Roseville - (CA) | 16295 | CA | PACC | WECC |  | 22 | 1 | Electric Utility | GT | NG | NG | BANC | 168690 | 10176.475 | 2021
Vintage1994 | natural gas peaker | TRUE | 7456 | N | . | Rathdrum | Avista Corp | 20169 | ID | MTN | WECC |  | 22 | 1 | Electric Utility | GT | NG | NG | AVA | 2217861 | 182100 | 2021
Vintage1985 | hydro | TRUE | 7458 | N | . | Basalt | City of Aspen- (CO) | 918 | CO | MTN | WECC |  | 22 | 1 | Electric Utility | HY | WAT | HYC | PSCO | 107349 | 12138 | 2021
Vintage2009 | petroleum | TRUE | 7462 | N | . | Angoon | Inside Passage Elec Coop, Inc | 18963 | AK | PACN |  |  | 22 | 1 | Electric Utility | IC | DFO | DFO |  | 17910 | 1742 | 2021
| petroleum | FALSE | 7462 | N | . | Angoon | Inside Passage Elec Coop, Inc | 18963 | AK | PACN |  |  | 22 | 1 | Electric Utility | IC | JF | WOO |  | 0 | 0 | 2021
Vintage2012 | petroleum | TRUE | 7463 | N | . | Hoonah | Inside Passage Elec Coop, Inc | 18963 | AK | PACN |  |  | 22 | 1 | Electric Utility | IC | DFO | DFO |  | 35315 | 3418 | 2021
| petroleum | FALSE | 7463 | N | . | Hoonah | Inside Passage Elec Coop, Inc | 18963 | AK | PACN |  |  | 22 | 1 | Electric Utility | IC | JF | WOO |  | 0 | 0 | 2021
Vintage2017 | petroleum | TRUE | 7464 | N | . | Kake | Inside Passage Elec Coop, Inc | 18963 | AK | PACN |  |  | 22 | 1 | Electric Utility | IC | DFO | DFO |  | 13828 | 1367 | 2021
| petroleum | FALSE | 7464 | N | . | Kake | Inside Passage Elec Coop, Inc | 18963 | AK | PACN |  |  | 22 | 1 | Electric Utility | IC | JF | WOO |  | 0 | 0 | 2021
Vintage2006 | petroleum | TRUE | 7469 | N | . | Madison Utilities | City of Madison - (NE) | 11481 | NE | WNC | MRO |  | 22 | 1 | Electric Utility | IC | DFO | DFO | SWPP | 974 | 70.052 | 2021
Vintage0 | natural gas peaker | FALSE | 7469 | N | . | Madison Utilities | City of Madison - (NE) | 11481 | NE | WNC | MRO |  | 22 | 1 | Electric Utility | IC | NG | NG | SWPP | 41 | 2.948 | 2021
Vintage2004 | petroleum | TRUE | 7470 | N | . | Marceline | City of Marceline - (MO) | 11626 | MO | WNC | SERC |  | 22 | 1 | Electric Utility | IC | DFO | DFO | MISO | 66 | 6 | 2021
| natural gas peaker | FALSE | 7470 | N | . | Marceline | City of Marceline - (MO) | 11626 | MO | WNC | SERC |  | 22 | 1 | Electric Utility | IC | NG | NG | MISO | 0 | 0 | 2021
Vintage1988 | hydro | TRUE | 7474 | N | . | Upper Sterling | City of Rock Falls - (IL) | 16198 | IL | ENC | RFC |  | 22 | 1 | Electric Utility | HY | WAT | HYC | MISO | 87476 | 9891 | 2021
Vintage1987 | petroleum | TRUE | 7479 | N | . | North Road Peak | City of Orangeburg - (SC) | 14164 | SC | SAT | SERC |  | 22 | 1 | Electric Utility | IC | DFO | DFO | SCEG | 1323 | 132 | 2021
Vintage1994 | natural gas peaker | TRUE | 7480 | N | . | Rowesville Rd Plant | City of Orangeburg - (SC) | 14164 | SC | SAT | SERC |  | 22 | 1 | Electric Utility | GT | NG | NG | SCEG | 855 | 44 | 2021
Vintage1987 | petroleum | TRUE | 7481 | N | . | City Light & Water | City of Blue Hill - (NE) | 20848 | NE | WNC | MRO |  | 22 | 1 | Electric Utility | IC | DFO | DFO | SWPP | 93 | 8 | 2021
Vintage2003 | petroleum | TRUE | 7482 | N | . | NSB Atqasuk Utility | North Slope Borough Power & Light | 26616 | AK | PACN |  |  | 22 | 1 | Electric Utility | IC | DFO | DFO |  | 36903 | 2161 | 2021
Vintage2000 | petroleum | TRUE | 7483 | N | . | NSB Kaktovik Utility | North Slope Borough Power & Light | 26616 | AK | PACN |  |  | 22 | 1 | Electric Utility | IC | DFO | DFO |  | 52921 | 4932 | 2021
Vintage1999 | petroleum | TRUE | 7484 | N | . | NSB Nuiqsut Utility | North Slope Borough Power & Light | 26616 | AK | PACN |  |  | 22 | 1 | Electric Utility | IC | DFO | DFO |  | 29059 | 2663.882 | 2021
Vintage2013 | natural gas peaker | TRUE | 7484 | N | . | NSB Nuiqsut Utility | North Slope Borough Power & Light | 26616 | AK | PACN |  |  | 22 | 1 | Electric Utility | IC | NG | NG |  | 50891 | 4665.118 | 2021
Vintage2014 | petroleum | TRUE | 7485 | N | . | NSB Point Hope Utility | North Slope Borough Power & Light | 26616 | AK | PACN |  |  | 22 | 1 | Electric Utility | IC | DFO | DFO |  | 71089 | 6468 | 2021
| natural gas peaker | FALSE | 7485 | N | . | NSB Point Hope Utility | North Slope Borough Power & Light | 26616 | AK | PACN |  |  | 22 | 1 | Electric Utility | IC | NG | NG |  | 0 | 0 | 2021
Vintage2013 | petroleum | TRUE | 7486 | N | . | NSB Point Lay Utility | North Slope Borough Power & Light | 26616 | AK | PACN |  |  | 22 | 1 | Electric Utility | IC | DFO | DFO |  | 41137 | 3719 | 2021
Vintage2003 | petroleum | TRUE | 7487 | N | . | NSB Anaktuvuk Pass | North Slope Borough Power & Light | 26616 | AK | PACN |  |  | 22 | 1 | Electric Utility | IC | DFO | DFO |  | 44379 | 3924 | 2021
Vintage2001 | petroleum | TRUE | 7488 | N | . | NSB Wainwright Utility | North Slope Borough Power & Light | 26616 | AK | PACN |  |  | 22 | 1 | Electric Utility | IC | DFO | DFO |  | 77679 | 6922 | 2021
Vintage1987 | hydro | TRUE | 7489 | N | . | Lake Mendocino | City of Ukiah - (CA) | 19397 | CA | PACC | WECC |  | 22 | 1 | Electric Utility | HY | WAT | HYC | CISO | 15469 | 1749 | 2021
Vintage1995 | hydro | TRUE | 7493 | N | . | King Cove | City of King Cove | 9897 | AK | PACN |  |  | 22 | 1 | Electric Utility | HY | WAT | HYC |  | 30804 | 3483 | 2021
Vintage1992 | petroleum | TRUE | 7493 | N | . | King Cove | City of King Cove | 9897 | AK | PACN |  |  | 22 | 1 | Electric Utility | IC | DFO | DFO |  | 7851 | 846 | 2021
| petroleum | FALSE | 7497 | N | . | Croswell | City of Croswell - (MI) | 4562 | MI | ENC | RFC |  | 22 | 1 | Electric Utility | IC | DFO | DFO | MISO | 0 | 0 | 2021
| natural gas peaker | FALSE | 7497 | N | . | Croswell | City of Croswell - (MI) | 4562 | MI | ENC | RFC |  | 22 | 1 | Electric Utility | IC | NG | NG | MISO | 0 | 0 | 2021
Vintage2010 | onshore wind | TRUE | 7501 | N | . | Princeton Wind Farm | Town of Princeton - (MA) | 15371 | MA | NEW | NPCC |  | 22 | 1 | Electric Utility | WT | WND | WND | ISNE | 34660 | 3919 | 2021
Vintage2015 | petroleum | TRUE | 7502 | N | . | Dutch Harbor | City of Unalaska - (AK) | 19454 | AK | PACN |  |  | 22 | 1 | Electric Utility | IC | DFO | DFO |  | 408877 | 45654 | 2021
Vintage1993 | petroleum | TRUE | 7503 | N | . | Unalaska Power Module | City of Unalaska - (AK) | 19454 | AK | PACN |  |  | 22 | 1 | Electric Utility | IC | DFO | DFO |  | 13261 | 1143 | 2021
Vintage2000 | natural gas peaker | TRUE | 7504 | N | . | Neil Simpson II | Black Hills Power, Inc. | 19545 | WY | MTN | WECC |  | 22 | 1 | Electric Utility | GT | NG | NG | WACM | 872315 | 86890 | 2021
| petroleum | FALSE | 7504 | N | . | Neil Simpson II | Black Hills Power, Inc. | 19545 | WY | MTN | WECC |  | 22 | 1 | Electric Utility | ST | DFO | DFO | WACM | 0 | 0 | 2021
Vintage0 | natural gas steam turbine | FALSE | 7504 | N | . | Neil Simpson II | Black Hills Power, Inc. | 19545 | WY | MTN | WECC |  | 22 | 1 | Electric Utility | ST | NG | NG | WACM | 18433 | 1441.152 | 2021
Vintage1995 | hard coal | TRUE | 7504 | N | . | Neil Simpson II | Black Hills Power, Inc. | 19545 | WY | MTN | WECC |  | 22 | 1 | Electric Utility | ST | SUB | COL | WACM | 7685076 | 613697.85 | 2021
Vintage1993 | hydro | TRUE | 7507 | N | . | Deadwood Creek | Hydro Sierra Energy, LLC | 61958 | CA | PACC | WECC |  | 22 | 2 | NAICS-22 Non-Cogen | HY | WAT | HYC | CISO | 1601 | 181 | 2021
Vintage1994 | hydro | TRUE | 7508 | N | . | Stone Creek | Eugene Water & Electric Board | 6013 | OR | PACC | WECC |  | 22 | 1 | Electric Utility | HY | WAT | HYC | PGE | 327262 | 37004 | 2021
Vintage1997 | hydro | TRUE | 7511 | N | . | McNary Dam Fish Attraction Project | Northern Wasco County PUD | 13788 | WA | PACC | WECC |  | 22 | 1 | Electric Utility | HY | WAT | HYC | BPAT | 351266 | 39718 | 2021
Vintage2000 | natural gas combined cycle | TRUE | 7512 | N | . | Arthur Von Rosenberg | City of San Antonio - (TX) | 16604 | TX | WSC | TRE |  | 22 | 1 | Electric Utility | CA | NG | NG | ERCO | 238 | 1004248 | 2021
Vintage2000 | natural gas combined cycle | TRUE | 7512 | N | . | Arthur Von Rosenberg | City of San Antonio - (TX) | 16604 | TX | WSC | TRE |  | 22 | 1 | Electric Utility | CT | NG | NG | ERCO | 19234421 | 1684676 | 2021
Vintage0 | petroleum | FALSE | 7515 | N | . | McPherson 3 | City of McPherson - (KS) | 12208 | KS | WNC | MRO |  | 22 | 1 | Electric Utility | GT | DFO | DFO | SWPP | 144662 | 11166.699 | 2021
Vintage1998 | natural gas peaker | TRUE | 7515 | N | . | McPherson 3 | City of McPherson - (KS) | 12208 | KS | WNC | MRO |  | 22 | 1 | Electric Utility | GT | NG | NG | SWPP | 151391 | 11686.299 | 2021
Vintage2012 | onshore wind | TRUE | 7526 | N | . | Solano Wind | Sacramento Municipal Util Dist | 16534 | CA | PACC | WECC |  | 22 | 1 | Electric Utility | WT | WND | WND | CISO | 5815416 | 657555 | 2021
| natural gas combined cycle | FALSE | 7527 | Y | . | Carson Ice-Gen Project | Sacramento Municipal Util Dist | 16534 | CA | PACC | WECC |  | 22 | 1 | Electric Utility | CA | NG | NG | BANC | 0 | 127472.28 | 2021
| biomass | FALSE | 7527 | Y | . | Carson Ice-Gen Project | Sacramento Municipal Util Dist | 16534 | CA | PACC | WECC |  | 22 | 1 | Electric Utility | CA | OBG | ORW | BANC | 0 | 3717.718 | 2021
Vintage1995 | natural gas combined cycle | TRUE | 7527 | Y | . | Carson Ice-Gen Project | Sacramento Municipal Util Dist | 16534 | CA | PACC | WECC |  | 22 | 1 | Electric Utility | CT | NG | NG | BANC | 1774204 | 94462.199 | 2021
Vintage0 | biomass | FALSE | 7527 | Y | . | Carson Ice-Gen Project | Sacramento Municipal Util Dist | 16534 | CA | PACC | WECC |  | 22 | 1 | Electric Utility | CT | OBG | ORW | BANC | 37299 | 933.801 | 2021
Vintage1995 | natural gas peaker | TRUE | 7527 | Y | . | Carson Ice-Gen Project | Sacramento Municipal Util Dist | 16534 | CA | PACC | WECC |  | 22 | 1 | Electric Utility | GT | NG | NG | BANC | 84561 | 10329 | 2021
Vintage0 | petroleum | FALSE | 7538 | N | . | Wayne County | Duke Energy Progress - (NC) | 3046 | NC | SAT | SERC |  | 22 | 1 | Electric Utility | GT | DFO | DFO | CPLE | 273955 | 23626.403 | 2021
Vintage2009 | natural gas peaker | TRUE | 7538 | N | . | Wayne County | Duke Energy Progress - (NC) | 3046 | NC | SAT | SERC |  | 22 | 1 | Electric Utility | GT | NG | NG | CPLE | 2879234 | 248311.6 | 2021
Vintage1994 | hydro | TRUE | 7541 | N | . | Spirit Mountain | U S Bureau of Reclamation | 2518 | WY | MTN | WECC |  | 22 | 1 | Electric Utility | HY | WAT | HYC | WAUW | 137825 | 15584 | 2021
Vintage1989 | hydro | TRUE | 7545 | N | . | Kaw Hydro | Oklahoma Municipal Power Authority | 14077 | OK | WSC | MRO |  | 22 | 1 | Electric Utility | HY | WAT | HYC | SWPP | 781182 | 88329 | 2021
| petroleum | FALSE | 7546 | N | . | Ponca City | Oklahoma Municipal Power Authority | 14077 | OK | WSC | MRO |  | 22 | 1 | Electric Utility | CA | DFO | DFO | SWPP | 0 | 0 | 2021
| natural gas combined cycle | FALSE | 7546 | N | . | Ponca City | Oklahoma Municipal Power Authority | 14077 | OK | WSC | MRO |  | 22 | 1 | Electric Utility | CA | NG | NG | SWPP | 0 | 0 | 2021
| petroleum | FALSE | 7546 | N | . | Ponca City | Oklahoma Municipal Power Authority | 14077 | OK | WSC | MRO |  | 22 | 1 | Electric Utility | CT | DFO | DFO | SWPP | 0 | 0 | 2021
Vintage1995 | natural gas combined cycle | TRUE | 7546 | N | . | Ponca City | Oklahoma Municipal Power Authority | 14077 | OK | WSC | MRO |  | 22 | 1 | Electric Utility | CT | NG | NG | SWPP | 126400 | 13081 | 2021
Vintage2003 | natural gas peaker | TRUE | 7546 | N | . | Ponca City | Oklahoma Municipal Power Authority | 14077 | OK | WSC | MRO |  | 22 | 1 | Electric Utility | GT | NG | NG | SWPP | 98380 | 8860 | 2021
Vintage2021 | hydro | TRUE | 7548 | N | . | Causey | Weber Basin Water Conserv Dist | 20255 | UT | MTN | WECC |  | 22 | 1 | Electric Utility | HY | WAT | HYC | PACE | 12921 | 1461 | 2021
Vintage1997 | natural gas combined cycle | TRUE | 7551 | Y | . | SCA Cogen 2 | Sacramento Municipal Util Dist | 16534 | CA | PACC | WECC |  | 22 | 1 | Electric Utility | CA | NG | NG | BANC | 18187 | 99728 | 2021
Vintage1997 | natural gas combined cycle | TRUE | 7551 | Y | . | SCA Cogen 2 | Sacramento Municipal Util Dist | 16534 | CA | PACC | WECC |  | 22 | 1 | Electric Utility | CT | NG | NG | BANC | 4662885 | 547326 | 2021
Vintage2001 | natural gas peaker | TRUE | 7551 | Y | . | SCA Cogen 2 | Sacramento Municipal Util Dist | 16534 | CA | PACC | WECC |  | 22 | 1 | Electric Utility | GT | NG | NG | BANC | 152488 | 21053 | 2021
Vintage1997 | natural gas combined cycle | TRUE | 7552 | Y | . | SPA Cogen 3 | Sacramento Municipal Util Dist | 16534 | CA | PACC | WECC |  | 22 | 1 | Electric Utility | CA | NG | NG | BANC | 27438 | 229851 | 2021
Vintage1997 | natural gas combined cycle | TRUE | 7552 | Y | . | SPA Cogen 3 | Sacramento Municipal Util Dist | 16534 | CA | PACC | WECC |  | 22 | 1 | Electric Utility | CT | NG | NG | BANC | 4999788 | 401371 | 2021
Vintage1998 | petroleum | FALSE | 7555 | N | . | Nebraska City # 2 | City of Nebraska City | 13334 | NE | WNC | MRO |  | 22 | 1 | Electric Utility | IC | DFO | DFO | SWPP | 191 | -230.302 | 2021
Vintage1998 | natural gas peaker | FALSE | 7555 | N | . | Nebraska City # 2 | City of Nebraska City | 13334 | NE | WNC | MRO |  | 22 | 1 | Electric Utility | IC | NG | NG | SWPP | 396 | -487.698 | 2021
Vintage1996 | petroleum | FALSE | 7556 | N | . | State Farm | State Farm Insurance | 56076 | IL | ENC | RFC |  | 518 | 4 | Commercial NAICS Non-Cogen | IC | DFO | DFO | MISO | 405 | 21 | 2021
Vintage1986 | hydro | TRUE | 7583 | N | . | Talcville | Erie Boulevard Hydropower LP | 5914 | NY | MAT | NPCC |  | 22 | 2 | NAICS-22 Non-Cogen | HY | WAT | HYC | NYIS | 35942 | 4064 | 2021
Vintage1993 | petroleum | TRUE | 7584 | N | . | Panora | City of Panora - (IA) | 14433 | IA | WNC | MRO |  | 22 | 1 | Electric Utility | IC | DFO | DFO | MISO | 408 | 41 | 2021
Vintage1984 | hydro | TRUE | 7588 | N | . | H M Jackson | PUD 1 of Snohomish County | 17470 | WA | PACC | WECC |  | 22 | 1 | Electric Utility | HY | WAT | HYC | BPAT | 3919891 | 443226 | 2021
Vintage1988 | hydro | TRUE | 7593 | N | . | El Vado Dam | Los Alamos County | 11204 | NM | MTN | WECC |  | 22 | 1 | Electric Utility | HY | WAT | HYC | WACM | 73273 | 8285 | 2021
Vintage1999 | hydro | TRUE | 7594 | N | . | Belleville Dam | American Mun Power-Ohio, Inc | 40577 | WV | SAT | RFC |  | 22 | 1 | Electric Utility | HY | WAT | HYC | PJM | 2799984 | 316597 | 2021
Vintage1998 | petroleum | TRUE | 7603 | N | . | Prospect Municipal | American Mun Power-Ohio, Inc | 40577 | OH | ENC | RFC |  | 22 | 1 | Electric Utility | IC | DFO | DFO | PJM | 1021 | 87 | 2021
Vintage2001 | natural gas combined cycle | TRUE | 7604 | N | . | St Francis Energy Facility | Associated Electric Coop, Inc | 924 | MO | WNC | SERC |  | 22 | 1 | Electric Utility | CS | NG | NG | AECI | 6344859 | 848197 | 2021
Vintage1997 | natural gas combined cycle | TRUE | 7605 | N | . | River Road Gen Plant | PUD No 1 of Clark County - (WA) | 3660 | WA | PACC | WECC |  | 22 | 1 | Electric Utility | CS | NG | NG | BPAT | 14115924 | 1942569 | 2021
Vintage1983 | hydro | TRUE | 7646 | N | . | Monticello Dam | Solano Irrigation District | 22776 | CA | PACC | WECC |  | 22 | 1 | Electric Utility | HY | WAT | HYC | CISO | 274351 | 31021 | 2021
Vintage2004 | hydro | TRUE | 7657 | N | . | Auglaize Hydro | City of Bryan - (OH) | 2439 | OH | ENC | RFC |  | 22 | 1 | Electric Utility | HY | WAT | HYC | PJM | 80481 | 9100 | 2021
Vintage1999 | natural gas combined cycle | TRUE | 7697 | Y | . | Washington County Cogeneration Facility | Alabama Power Co | 195 | AL | ESC | SERC |  | 22 | 1 | Electric Utility | CA | NG | NG | SOCO | 377333 | 193448 | 2021
Vintage1999 | natural gas combined cycle | TRUE | 7697 | Y | . | Washington County Cogeneration Facility | Alabama Power Co | 195 | AL | ESC | SERC |  | 22 | 1 | Electric Utility | CT | NG | NG | SOCO | 3381042 | 656162 | 2021
| natural gas combined cycle | FALSE | 7698 | Y | . | General Electric Plastic | Alabama Power Co | 195 | AL | ESC | SERC |  | 22 | 1 | Electric Utility | CA | NG | NG | SOCO | 0 | 34633 | 2021
Vintage1999 | natural gas combined cycle | TRUE | 7698 | Y | . | General Electric Plastic | Alabama Power Co | 195 | AL | ESC | SERC |  | 22 | 1 | Electric Utility | CT | NG | NG | SOCO | 2434309 | 544079 | 2021
| natural gas combined cycle | FALSE | 7699 | N | . | Tiger Bay | Duke Energy Florida, LLC | 6455 | FL | SAT | SERC |  | 22 | 1 | Electric Utility | CA | NG | NG | FPC | 0 | 419037 | 2021
Vintage1997 | natural gas combined cycle | TRUE | 7699 | N | . | Tiger Bay | Duke Energy Florida, LLC | 6455 | FL | SAT | SERC |  | 22 | 1 | Electric Utility | CT | NG | NG | FPC | 9219213 | 773286 | 2021
Vintage0 | petroleum | FALSE | 7709 | N | . | Dahlberg | Southern Power Co | 17650 | GA | SAT | SERC |  | 22 | 2 | NAICS-22 Non-Cogen | GT | DFO | DFO | SOCO | 23280 | 1893.663 | 2021
Vintage2001 | natural gas peaker | TRUE | 7709 | N | . | Dahlberg | Southern Power Co | 17650 | GA | SAT | SERC |  | 22 | 2 | NAICS-22 Non-Cogen | GT | NG | NG | SOCO | 2253600 | 183317.34 | 2021
Vintage2008 | natural gas combined cycle | TRUE | 7710 | N | . | H Allen Franklin Combined Cycle | Southern Power Co | 17650 | AL | ESC | SERC |  | 22 | 2 | NAICS-22 Non-Cogen | CA | NG | NG | SOCO | 6140952 | 4250646 | 2021
Vintage2008 | natural gas combined cycle | TRUE | 7710 | N | . | H Allen Franklin Combined Cycle | Southern Power Co | 17650 | AL | ESC | SERC |  | 22 | 2 | NAICS-22 Non-Cogen | CT | NG | NG | SOCO | 73572019 | 7106348 | 2021
Vintage1998 | natural gas peaker | TRUE | 7715 | N | . | Pea Ridge | Gulf Power Co | 7801 | FL | SAT | SERC |  | 22 | 1 | Electric Utility | GT | NG | NG | SOCO | 1816991 | 88077.5 | 2021
Vintage1998 | petroleum | TRUE | 7719 | N | . | Meridian | Tennessee Valley Authority | 18642 | MS | ESC | SERC |  | 22 | 1 | Electric Utility | IC | DFO | DFO | TVA | 1375 | 43 | 2021
| natural gas combined cycle | FALSE | 7721 | Y | . | Theodore Cogen Facility | Alabama Power Co | 195 | AL | ESC | SERC |  | 22 | 1 | Electric Utility | CA | NG | NG | SOCO | 0 | 332426 | 2021
Vintage2000 | natural gas combined cycle | TRUE | 7721 | Y | . | Theodore Cogen Facility | Alabama Power Co | 195 | AL | ESC | SERC |  | 22 | 1 | Electric Utility | CT | NG | NG | SOCO | 7081722 | 1231883 | 2021
Vintage2016 | nuclear | TRUE | 7722 | N | 2 | Watts Bar Nuclear Plant | Tennessee Valley Authority | 18642 | TN | ESC | SERC |  | 22 | 1 | Electric Utility | ST | NUC | NUC | TVA | 90742461 | 8700880 | 2021
Vintage2016 | nuclear | TRUE | 7722 | N | 1 | Watts Bar Nuclear Plant | Tennessee Valley Authority | 18642 | TN | ESC | SERC |  | 22 | 1 | Electric Utility | ST | NUC | NUC | TVA | 93690491 | 8974715 | 2021
| petroleum | FALSE | 7723 | N | . | Nymans Plant Microgrid | Kodiak Electric Assn Inc | 10433 | AK | PACN |  |  | 22 | 1 | Electric Utility | IC | DFO | DFO |  | 2271 | 0 | 2021
Vintage2007 | biomass | TRUE | 7725 | N | . | Coffin Butte | Pacific Northwest Generating Coop | 14323 | OR | PACC | WECC |  | 22 | 1 | Electric Utility | IC | LFG | MLG | BPAT | 454281 | 42447 | 2021
Vintage0 | hard coal | FALSE | 7737 | Y | . | Kapstone | WestRock North Charleston | 63284 | SC | SAT | SERC |  | 22 | 3 | NAICS-22 Cogen | ST | BIT | COL | SCEG | 868186 | 149861.46 | 2021
| biomass | FALSE | 7737 | Y | . | Kapstone | WestRock North Charleston | 63284 | SC | SAT | SERC |  | 22 | 3 | NAICS-22 Cogen | ST | BLQ | WWW | SCEG | 0 | 0 | 2021
Vintage0 | petroleum | FALSE | 7737 | Y | . | Kapstone | WestRock North Charleston | 63284 | SC | SAT | SERC |  | 22 | 3 | NAICS-22 Cogen | ST | DFO | DFO | SCEG | 7895 | 1201.298 | 2021
Vintage1999 | biomass | TRUE | 7737 | Y | . | Kapstone | WestRock North Charleston | 63284 | SC | SAT | SERC |  | 22 | 3 | NAICS-22 Cogen | ST | WDS | WWW | SCEG | 1249335 | 215626.24 | 2021
Vintage1999 | natural gas peaker | TRUE | 7749 | N | . | Essex | Associated Electric Coop, Inc | 924 | MO | WNC | SERC |  | 22 | 1 | Electric Utility | GT | NG | NG | AECI | 413355 | 35810 | 2021
Vintage1997 | hydro | TRUE | 7751 | N | . | Goat Lake Hydro | Alaska Power and Telephone Co | 219 | AK | PACN |  |  | 22 | 1 | Electric Utility | HY | WAT | HYC |  | 127999 | 14473 | 2021
Vintage1995 | hydro | TRUE | 7752 | N | . | Black Bear Lake | Alaska Power and Telephone Co | 219 | AK | PACN |  |  | 22 | 1 | Electric Utility | HY | WAT | HYC |  | 200998 | 22727 | 2021
Vintage1999 | natural gas peaker | TRUE | 7754 | N | . | Nodaway | Associated Electric Coop, Inc | 924 | MO | WNC | SERC |  | 22 | 1 | Electric Utility | GT | NG | NG | AECI | 146467 | 12718 | 2021
Vintage2011 | natural gas combined cycle | TRUE | 7757 | N | . | Chouteau | Associated Electric Coop, Inc | 924 | OK | WSC | SERC |  | 22 | 1 | Electric Utility | CA | NG | NG | AECI | 163866 | 1572954 | 2021
Vintage2011 | natural gas combined cycle | TRUE | 7757 | N | . | Chouteau | Associated Electric Coop, Inc | 924 | OK | WSC | SERC |  | 22 | 1 | Electric Utility | CT | NG | NG | AECI | 33121918 | 2949301 | 2021
Vintage2000 | petroleum | TRUE | 7758 | N | . | South Plant | Waverly Municipal Elec Utility | 20214 | IA | WNC | MRO |  | 22 | 1 | Electric Utility | IC | DFO | DFO | MISO | 524 | 52 | 2021
Vintage2001 | natural gas peaker | TRUE | 7759 | N | . | Georgetown | Indianapolis Power & Light Co | 9273 | IN | ENC | RFC |  | 22 | 1 | Electric Utility | GT | NG | NG | MISO | 4099911 | 317533 | 2021
Vintage1999 | natural gas peaker | TRUE | 7760 | N | . | Tilton | Tilton Energy LLC | 56491 | IL | ENC | SERC |  | 22 | 2 | NAICS-22 Non-Cogen | GT | NG | NG | MISO | 1572738 | 145954 | 2021
Vintage2001 | natural gas peaker | TRUE | 7763 | N | . | Henry County | Duke Energy Indiana, LLC | 15470 | IN | ENC | RFC |  | 22 | 1 | Electric Utility | GT | NG | NG | MISO | 2020993 | 162127 | 2021
Vintage0 | petroleum | FALSE | 7764 | N | . | MPC Generating | SEPG Operating Services, LLC MPC | 59421 | GA | SAT | SERC |  | 22 | 2 | NAICS-22 Non-Cogen | GT | DFO | DFO | SOCO | 3979 | 341.596 | 2021
Vintage2001 | natural gas peaker | TRUE | 7764 | N | . | MPC Generating | SEPG Operating Services, LLC MPC | 59421 | GA | SAT | SERC |  | 22 | 2 | NAICS-22 Non-Cogen | GT | NG | NG | SOCO | 206800 | 17754.405 | 2021
Vintage1999 | petroleum | TRUE | 7766 | N | . | Erie Energy Center | City of Erie - (KS) | 5957 | KS | WNC | MRO |  | 22 | 1 | Electric Utility | IC | DFO | DFO | SWPP | 40336 | 1534 | 2021
Vintage1999 | petroleum | TRUE | 7767 | N | . | Bloomington Power Plant | City of St George | 17874 | UT | MTN | WECC |  | 22 | 1 | Electric Utility | IC | DFO | DFO | PACE | 44 | 4 | 2021
Vintage0 | petroleum | FALSE | 7768 | N | . | Sowega Power | SOWEGA Power LLC | 17690 | GA | SAT | SERC |  | 22 | 1 | Electric Utility | GT | DFO | DFO | SOCO | 14374 | 1461.85 | 2021
Vintage1999 | natural gas peaker | TRUE | 7768 | N | . | Sowega Power | SOWEGA Power LLC | 17690 | GA | SAT | SERC |  | 22 | 1 | Electric Utility | GT | NG | NG | SOCO | 607333 | 61770.151 | 2021
Vintage2000 | natural gas peaker | TRUE | 7770 | N | . | 1515 S Caron Road | Rochelle Municipal Utilities | 16179 | IL | ENC | RFC |  | 22 | 1 | Electric Utility | GT | NG | NG | PJM | 3859 | 203 | 2021
Vintage2011 | onshore wind | TRUE | 7771 | N | . | Springview | Bluestem LLC | 58190 | NE | WNC | MRO |  | 22 | 2 | NAICS-22 Non-Cogen | WT | WND | WND | SWPP | 86104 | 9736 | 2021
Vintage2000 | petroleum | TRUE | 7774 | N | . | Cleveland Peaking | American Mun Power-Ohio, Inc | 40577 | OH | ENC | RFC |  | 22 | 1 | Electric Utility | IC | DFO | DFO | PJM | 5095 | 471 | 2021
Vintage1999 | petroleum | TRUE | 7775 | N | . | Versailles Peaking | American Mun Power-Ohio, Inc | 40577 | OH | ENC | RFC |  | 22 | 1 | Electric Utility | IC | DFO | DFO | PJM | 4306 | 276 | 2021
Vintage1999 | petroleum | TRUE | 7776 | N | . | Napoleon Peaking | American Mun Power-Ohio, Inc | 40577 | OH | ENC | RFC |  | 22 | 1 | Electric Utility | IC | DFO | DFO | PJM | 2564 | 218 | 2021
Vintage1999 | petroleum | TRUE | 7777 | N | . | Dover Peaking | American Mun Power-Ohio, Inc | 40577 | OH | ENC | RFC |  | 22 | 1 | Electric Utility | IC | DFO | DFO | PJM | 8290 | 742 | 2021
Vintage1999 | petroleum | TRUE | 7778 | N | . | Orrville Peaking | American Mun Power-Ohio, Inc | 40577 | OH | ENC | RFC |  | 22 | 1 | Electric Utility | IC | DFO | DFO | PJM | 3768 | 304 | 2021
Vintage1999 | petroleum | TRUE | 7779 | N | . | Bryan Peaking | American Mun Power-Ohio, Inc | 40577 | OH | ENC | RFC |  | 22 | 1 | Electric Utility | IC | DFO | DFO | PJM | 7768 | 682 | 2021
Vintage1999 | petroleum | TRUE | 7780 | N | . | Jackson Cntr Peaking | American Mun Power-Ohio, Inc | 40577 | OH | ENC | RFC |  | 22 | 1 | Electric Utility | IC | DFO | DFO | PJM | 1273 | 117 | 2021
Vintage1999 | petroleum | TRUE | 7781 | N | . | Arcanum Peaking | American Mun Power-Ohio, Inc | 40577 | OH | ENC | RFC |  | 22 | 1 | Electric Utility | IC | DFO | DFO | PJM | 5095 | 89 | 2021
Vintage2000 | natural gas peaker | TRUE | 7782 | N | . | Hamilton Peaking | American Mun Power-Ohio, Inc | 40577 | OH | ENC | RFC |  | 22 | 1 | Electric Utility | GT | NG | NG | PJM | 31154 | 2345.001 | 2021
| petroleum | FALSE | 7783 | N | . | Bowling Green Peaking | American Mun Power-Ohio, Inc | 40577 | OH | ENC | RFC |  | 22 | 1 | Electric Utility | GT | DFO | DFO | PJM | 0 | 0 | 2021
Vintage2000 | natural gas peaker | TRUE | 7783 | N | . | Bowling Green Peaking | American Mun Power-Ohio, Inc | 40577 | OH | ENC | RFC |  | 22 | 1 | Electric Utility | GT | NG | NG | PJM | 27712 | 2207 | 2021
Vintage1994 | natural gas combined cycle | TRUE | 7784 | N | . | Allegany Cogen | Allegany Generating Station, LLC | 58651 | NY | MAT | NPCC |  | 22 | 2 | NAICS-22 Non-Cogen | CA | NG | NG | NYIS | 4357 | 3462 | 2021
Vintage1994 | natural gas combined cycle | TRUE | 7784 | N | . | Allegany Cogen | Allegany Generating Station, LLC | 58651 | NY | MAT | NPCC |  | 22 | 2 | NAICS-22 Non-Cogen | CT | NG | NG | NYIS | 122171 | 11528 | 2021
Vintage2011 | hydro | TRUE | 7789 | N | . | Abiquiu Dam | Los Alamos County | 11204 | NM | MTN | WECC |  | 22 | 1 | Electric Utility | HY | WAT | HYC | WACM | 174182 | 19695 | 2021
Vintage1986 | hard coal | TRUE | 7790 | N | . | Bonanza | Deseret Generation & Tran Coop | 40230 | UT | MTN | WECC |  | 22 | 1 | Electric Utility | ST | BIT | COL | PACE | 29555742 | 2912627.1 | 2021
Vintage0 | petroleum | FALSE | 7790 | N | . | Bonanza | Deseret Generation & Tran Coop | 40230 | UT | MTN | WECC |  | 22 | 1 | Electric Utility | ST | DFO | DFO | PACE | 35181 | 3455.868 | 2021
Vintage2000 | petroleum | TRUE | 7791 | N | . | Montpelier | American Mun Power-Ohio, Inc | 40577 | OH | ENC | RFC |  | 22 | 1 | Electric Utility | IC | DFO | DFO | PJM | 6513 | 584 | 2021
Vintage0 | petroleum | FALSE | 7795 | N | . | Custer Energy Center | Manitowoc Public Utilities | 11571 | WI | ENC | MRO |  | 22 | 1 | Electric Utility | GT | DFO | DFO | MISO | 107 | 5.816 | 2021
Vintage1999 | natural gas peaker | TRUE | 7795 | N | . | Custer Energy Center | Manitowoc Public Utilities | 11571 | WI | ENC | MRO |  | 22 | 1 | Electric Utility | GT | NG | NG | MISO | 40770 | 2271.184 | 2021
Vintage1997 | petroleum | TRUE | 7797 | N | . | Dominion/Lo Mar | City of Manassas - (VA) | 11560 | VA | SAT | SERC |  | 22 | 1 | Electric Utility | GT | DFO | DFO | PJM | 1682 | 39 | 2021
Vintage1997 | petroleum | TRUE | 7797 | N | . | Dominion/Lo Mar | City of Manassas - (VA) | 11560 | VA | SAT | SERC |  | 22 | 1 | Electric Utility | IC | DFO | DFO | PJM | 5220 | 459 | 2021
Vintage2009 | petroleum | TRUE | 7798 | N | . | Gateway Gen | City of Manassas - (VA) | 11560 | VA | SAT | SERC |  | 22 | 1 | Electric Utility | IC | DFO | DFO | PJM | 1968 | 277 | 2021
| petroleum | FALSE | 7799 | N | . | West Marinette 34 | Madison Gas & Electric Co | 11479 | WI | ENC | MRO |  | 22 | 1 | Electric Utility | GT | DFO | DFO | MISO | 0 | 0 | 2021
Vintage2000 | natural gas peaker | TRUE | 7799 | N | . | West Marinette 34 | Madison Gas & Electric Co | 11479 | WI | ENC | MRO |  | 22 | 1 | Electric Utility | GT | NG | NG | MISO | 724539 | 56010 | 2021
| petroleum | FALSE | 7805 | N | . | Sherwood H Smith Jr Energy Complex | Duke Energy Progress - (NC) | 3046 | NC | SAT | SERC |  | 22 | 1 | Electric Utility | CA | DFO | DFO | CPLE | 0 | 656.861 | 2021
Vintage2011 | natural gas combined cycle | TRUE | 7805 | N | . | Sherwood H Smith Jr Energy Complex | Duke Energy Progress - (NC) | 3046 | NC | SAT | SERC |  | 22 | 1 | Electric Utility | CA | NG | NG | CPLE | 1166863 | 2644991.1 | 2021
Vintage0 | petroleum | FALSE | 7805 | N | . | Sherwood H Smith Jr Energy Complex | Duke Energy Progress - (NC) | 3046 | NC | SAT | SERC |  | 22 | 1 | Electric Utility | CT | DFO | DFO | CPLE | 12136 | 1170.107 | 2021
Vintage2011 | natural gas combined cycle | TRUE | 7805 | N | . | Sherwood H Smith Jr Energy Complex | Duke Energy Progress - (NC) | 3046 | NC | SAT | SERC |  | 22 | 1 | Electric Utility | CT | NG | NG | CPLE | 48539425 | 4299795.9 | 2021
Vintage0 | petroleum | FALSE | 7805 | N | . | Sherwood H Smith Jr Energy Complex | Duke Energy Progress - (NC) | 3046 | NC | SAT | SERC |  | 22 | 1 | Electric Utility | GT | DFO | DFO | CPLE | 172848 | 15709.49 | 2021
Vintage2002 | natural gas peaker | TRUE | 7805 | N | . | Sherwood H Smith Jr Energy Complex | Duke Energy Progress - (NC) | 3046 | NC | SAT | SERC |  | 22 | 1 | Electric Utility | GT | NG | NG | CPLE | 14783592 | 1304195.5 | 2021
| petroleum | FALSE | 7806 | N | . | Pine Street | Village of Sebewaing - (MI) | 16873 | MI | ENC | RFC |  | 22 | 1 | Electric Utility | IC | DFO | DFO | MISO | 0 | 0 | 2021
Vintage2020 | natural gas peaker | TRUE | 7806 | N | . | Pine Street | Village of Sebewaing - (MI) | 16873 | MI | ENC | RFC |  | 22 | 1 | Electric Utility | IC | NG | NG | MISO | 268791 | 34219 | 2021
Vintage1994 | hydro | TRUE | 7807 | N | . | Hamilton Hydro | City of Hamilton - (OH) | 7977 | OH | ENC | RFC |  | 22 | 1 | Electric Utility | HY | WAT | HYC | PJM | 59953 | 6779 | 2021
Vintage0 | hydro | FALSE | 7810 | N | . | Argyle | City of Argyle - (WI) | 792 | WI | ENC | MRO |  | 22 | 1 | Electric Utility | HY | WAT | HYC | MISO | 1708 | 193 | 2021
Vintage2004 | petroleum | TRUE | 7810 | N | . | Argyle | City of Argyle - (WI) | 792 | WI | ENC | MRO |  | 22 | 1 | Electric Utility | IC | DFO | DFO | MISO | 230 | 24 | 2021
Vintage2000 | natural gas peaker | TRUE | 7813 | N | . | Sewell Creek Energy | Oglethorpe Power Corporation | 13994 | GA | SAT | SERC |  | 22 | 1 | Electric Utility | GT | NG | NG | SOCO | 4212809 | 368341 | 2021
Vintage2003 | petroleum | TRUE | 7814 | N | . | Webb Forging | Central Electric Power | 59159 | SC | SAT | SERC |  | 22 | 1 | Electric Utility | IC | DFO | DFO | DUK | 972 | 95 | 2021
Vintage0 | petroleum | FALSE | 7818 | N | . | Alsey | Prairie Power, Inc | 40307 | IL | ENC | SERC |  | 22 | 1 | Electric Utility | GT | DFO | DFO | MISO | 22702 | 2016.768 | 2021
Vintage2016 | natural gas peaker | TRUE | 7818 | N | . | Alsey | Prairie Power, Inc | 40307 | IL | ENC | SERC |  | 22 | 1 | Electric Utility | GT | NG | NG | MISO | 604823 | 53732.232 | 2021
Vintage1949 | hydro | TRUE | 7820 | N | . | Big Quinnesec 92 | Wisconsin Electric Power Co | 20847 | MI | ENC | RFC |  | 22 | 1 | Electric Utility | HY | WAT | HYC | MISO | 925762 | 104677 | 2021
Vintage1914 | hydro | TRUE | 7821 | N | . | Big Quinnesec 61 | Wisconsin Electric Power Co | 20847 | MI | ENC | RFC |  | 22 | 1 | Electric Utility | HY | WAT | HYC | MISO | 40011 | 4524 | 2021
Vintage1942 | hydro | TRUE | 7822 | N | . | Kaukauna City Hydro | City of Kaukauna | 10056 | WI | ENC | MRO |  | 22 | 1 | Electric Utility | HY | WAT | HYC | MISO | 322725 | 36491 | 2021
Vintage1980 | petroleum | TRUE | 7824 | N | . | Rockwood | Imperial Irrigation District | 9216 | CA | PACC | WECC |  | 22 | 1 | Electric Utility | GT | DFO | DFO | IID | 15792 | 1062.521 | 2021
Vintage1979 | natural gas peaker | TRUE | 7824 | N | . | Rockwood | Imperial Irrigation District | 9216 | CA | PACC | WECC |  | 22 | 1 | Electric Utility | GT | NG | NG | IID | 28322 | 1905.479 | 2021
Vintage2001 | natural gas peaker | TRUE | 7825 | N | . | Fulton (AR) | Arkansas Electric Coop Corp | 807 | AR | WSC | SERC |  | 22 | 1 | Electric Utility | GT | NG | NG | SWPP | 1327056 | 129619 | 2021
| petroleum | FALSE | 7826 | N | . | Rowan | Southern Power Co | 17650 | NC | SAT | SERC |  | 22 | 2 | NAICS-22 Non-Cogen | CA | DFO | DFO | DUK | 0 | 0 | 2021
| natural gas combined cycle | FALSE | 7826 | N | . | Rowan | Southern Power Co | 17650 | NC | SAT | SERC |  | 22 | 2 | NAICS-22 Non-Cogen | CA | NG | NG | DUK | 0 | 1360271 | 2021
| petroleum | FALSE | 7826 | N | . | Rowan | Southern Power Co | 17650 | NC | SAT | SERC |  | 22 | 2 | NAICS-22 Non-Cogen | CT | DFO | DFO | DUK | 0 | 0 | 2021
Vintage2003 | natural gas combined cycle | TRUE | 7826 | N | . | Rowan | Southern Power Co | 17650 | NC | SAT | SERC |  | 22 | 2 | NAICS-22 Non-Cogen | CT | NG | NG | DUK | 26630560 | 2521908 | 2021
Vintage0 | petroleum | FALSE | 7826 | N | . | Rowan | Southern Power Co | 17650 | NC | SAT | SERC |  | 22 | 2 | NAICS-22 Non-Cogen | GT | DFO | DFO | DUK | 6247 | 589.519 | 2021
Vintage2001 | natural gas peaker | TRUE | 7826 | N | . | Rowan | Southern Power Co | 17650 | NC | SAT | SERC |  | 22 | 2 | NAICS-22 Non-Cogen | GT | NG | NG | DUK | 5369466 | 500090.48 | 2021
Vintage2000 | petroleum | TRUE | 7827 | N | . | Shelby North | American Mun Power-Ohio, Inc | 40577 | OH | ENC | RFC |  | 22 | 1 | Electric Utility | IC | DFO | DFO | PJM | 1436 | 132 | 2021
Vintage2000 | petroleum | TRUE | 7828 | N | . | Shelby South | City of Shelby - (OH) | 17043 | OH | ENC | RFC |  | 22 | 1 | Electric Utility | IC | DFO | DFO | PJM | 1530 | 140 | 2021
Vintage1999 | natural gas peaker | TRUE | 7829 | N | . | Smarr Energy Center | Oglethorpe Power Corporation | 13994 | GA | SAT | SERC |  | 22 | 1 | Electric Utility | GT | NG | NG | SOCO | 1930365 | 153629 | 2021
Vintage2001 | petroleum | TRUE | 7831 | N | . | Beaver Island | Great Lakes Energy Coop | 38084 | MI | ENC | RFC |  | 22 | 1 | Electric Utility | IC | DFO | DFO | MISO | 2301 | 84 | 2021
| biomass | FALSE | 7832 | N | . | Roosevelt Biogas 1 | PUD No 1 of Klickitat County | 10393 | WA | PACC | WECC |  | 22 | 1 | Electric Utility | CA | LFG | MLG | BPAT | 0 | 0 | 2021
| biomass | FALSE | 7832 | N | . | Roosevelt Biogas 1 | PUD No 1 of Klickitat County | 10393 | WA | PACC | WECC |  | 22 | 1 | Electric Utility | CT | LFG | MLG | BPAT | 0 | 0 | 2021
| biomass | FALSE | 7832 | N | . | Roosevelt Biogas 1 | PUD No 1 of Klickitat County | 10393 | WA | PACC | WECC |  | 22 | 1 | Electric Utility | IC | LFG | MLG | BPAT | 0 | 0 | 2021
| petroleum | FALSE | 7834 | N | . | John S Rainey | South Carolina Public Service Authority | 17543 | SC | SAT | SERC |  | 22 | 1 | Electric Utility | CA | DFO | DFO | SC | 0 | 0 | 2021
| natural gas combined cycle | FALSE | 7834 | N | . | John S Rainey | South Carolina Public Service Authority | 17543 | SC | SAT | SERC |  | 22 | 1 | Electric Utility | CA | NG | NG | SC | 0 | 1313719 | 2021
| petroleum | FALSE | 7834 | N | . | John S Rainey | South Carolina Public Service Authority | 17543 | SC | SAT | SERC |  | 22 | 1 | Electric Utility | CT | DFO | DFO | SC | 0 | 0 | 2021
Vintage2001 | natural gas combined cycle | TRUE | 7834 | N | . | John S Rainey | South Carolina Public Service Authority | 17543 | SC | SAT | SERC |  | 22 | 1 | Electric Utility | CT | NG | NG | SC | 25140905 | 2220029 | 2021
| petroleum | FALSE | 7834 | N | . | John S Rainey | South Carolina Public Service Authority | 17543 | SC | SAT | SERC |  | 22 | 1 | Electric Utility | GT | DFO | DFO | SC | 0 | 0 | 2021
Vintage2004 | natural gas peaker | TRUE | 7834 | N | . | John S Rainey | South Carolina Public Service Authority | 17543 | SC | SAT | SERC |  | 22 | 1 | Electric Utility | GT | NG | NG | SC | 16701058 | 1483742.5 | 2021
Vintage2003 | natural gas peaker | TRUE | 7835 | N | . | Essential Power Rock Springs LLC | Essential Power Rock Springs LLC | 56386 | MD | SAT | RFC |  | 22 | 2 | NAICS-22 Non-Cogen | GT | NG | NG | PJM | 2495850 | 235891 | 2021
Vintage0 | petroleum | FALSE | 7836 | N | . | Marsh Run Generation Facility | Old Dominion Electric Coop | 40229 | VA | SAT | SERC |  | 22 | 1 | Electric Utility | GT | DFO | DFO | PJM | 77052 | 7143.209 | 2021
Vintage2004 | natural gas peaker | TRUE | 7836 | N | . | Marsh Run Generation Facility | Old Dominion Electric Coop | 40229 | VA | SAT | SERC |  | 22 | 1 | Electric Utility | GT | NG | NG | PJM | 7177767 | 665465.79 | 2021
Vintage0 | petroleum | FALSE | 7837 | N | . | Louisa Generation Facility | Old Dominion Electric Coop | 40229 | VA | SAT | SERC |  | 22 | 1 | Electric Utility | GT | DFO | DFO | PJM | 77780 | 6667.608 | 2021
Vintage2003 | natural gas peaker | TRUE | 7837 | N | . | Louisa Generation Facility | Old Dominion Electric Coop | 40229 | VA | SAT | SERC |  | 22 | 1 | Electric Utility | GT | NG | NG | PJM | 5511166 | 472441.39 | 2021
Vintage0 | petroleum | FALSE | 7838 | N | . | Remington | Virginia Electric & Power Co | 19876 | VA | SAT | SERC |  | 22 | 1 | Electric Utility | GT | DFO | DFO | PJM | 89647 | 8660.849 | 2021
Vintage2000 | natural gas peaker | TRUE | 7838 | N | . | Remington | Virginia Electric & Power Co | 19876 | VA | SAT | SERC |  | 22 | 1 | Electric Utility | GT | NG | NG | PJM | 5072396 | 490018.15 | 2021
Vintage0 | petroleum | FALSE | 7839 | N | . | Ladysmith | Virginia Electric & Power Co | 19876 | VA | SAT | SERC |  | 22 | 1 | Electric Utility | GT | DFO | DFO | PJM | 349443 | 32457.799 | 2021
Vintage2009 | natural gas peaker | TRUE | 7839 | N | . | Ladysmith | Virginia Electric & Power Co | 19876 | VA | SAT | SERC |  | 22 | 1 | Electric Utility | GT | NG | NG | PJM | 4566243 | 443009.2 | 2021
| petroleum | FALSE | 7841 | Y | . | Valdez Cogen | Copper Valley Elec Assn, Inc | 4329 | AK | PACN |  |  | 22 | 1 | Electric Utility | GT | JF | WOO |  | 0 | 0 | 2021
Vintage2000 | petroleum | TRUE | 7841 | Y | . | Valdez Cogen | Copper Valley Elec Assn, Inc | 4329 | AK | PACN |  |  | 22 | 1 | Electric Utility | GT | WO | WOO |  | 245171 | 25547 | 2021
Vintage2000 | natural gas peaker | TRUE | 7842 | N | . | Freedom Power Project | Southwestern Electric Coop Inc - (IL) | 17697 | IL | ENC | SERC |  | 22 | 1 | Electric Utility | GT | NG | NG | MISO | 17619 | 1695 | 2021
Vintage0 | petroleum | FALSE | 7843 | N | . | Pleasant Valley (MN) | Great River Energy | 7570 | MN | WNC | MRO |  | 22 | 1 | Electric Utility | GT | DFO | DFO | MISO | 105702 | 8995.359 | 2021
Vintage2002 | natural gas peaker | TRUE | 7843 | N | . | Pleasant Valley (MN) | Great River Energy | 7570 | MN | WNC | MRO |  | 22 | 1 | Electric Utility | GT | NG | NG | MISO | 1383157 | 117709.64 | 2021
| petroleum | FALSE | 7844 | N | . | Minnesota River | Minnesota Municipal Power Agny | 12667 | MN | WNC | MRO |  | 22 | 1 | Electric Utility | GT | DFO | DFO | MISO | 0 | 0 | 2021
Vintage2001 | natural gas peaker | TRUE | 7844 | N | . | Minnesota River | Minnesota Municipal Power Agny | 12667 | MN | WNC | MRO |  | 22 | 1 | Electric Utility | GT | NG | NG | MISO | 25255 | 2193 | 2021
Vintage2010 | natural gas combined cycle | TRUE | 7845 | N | . | Lagoon Creek | Tennessee Valley Authority | 18642 | TN | ESC | SERC |  | 22 | 1 | Electric Utility | CA | NG | NG | TVA | 7414427 | 1089579 | 2021
Vintage2010 | natural gas combined cycle | TRUE | 7845 | N | . | Lagoon Creek | Tennessee Valley Authority | 18642 | TN | ESC | SERC |  | 22 | 1 | Electric Utility | CT | NG | NG | TVA | 11377250 | 1671932 | 2021
Vintage0 | petroleum | FALSE | 7845 | N | . | Lagoon Creek | Tennessee Valley Authority | 18642 | TN | ESC | SERC |  | 22 | 1 | Electric Utility | GT | DFO | DFO | TVA | 27694 | 2294.315 | 2021
Vintage2002 | natural gas peaker | TRUE | 7845 | N | . | Lagoon Creek | Tennessee Valley Authority | 18642 | TN | ESC | SERC |  | 22 | 1 | Electric Utility | GT | NG | NG | TVA | 2977238 | 251303.69 | 2021
| petroleum | FALSE | 7846 | N | . | Brandy Branch | JEA | 9617 | FL | SAT | SERC |  | 22 | 1 | Electric Utility | CA | DFO | DFO | JEA | 0 | 0 | 2021
Vintage2005 | natural gas combined cycle | TRUE | 7846 | N | . | Brandy Branch | JEA | 9617 | FL | SAT | SERC |  | 22 | 1 | Electric Utility | CA | NG | NG | JEA | 410176 | 1636644 | 2021
| petroleum | FALSE | 7846 | N | . | Brandy Branch | JEA | 9617 | FL | SAT | SERC |  | 22 | 1 | Electric Utility | CT | DFO | DFO | JEA | 0 | 0 | 2021
Vintage2001 | natural gas combined cycle | TRUE | 7846 | N | . | Brandy Branch | JEA | 9617 | FL | SAT | SERC |  | 22 | 1 | Electric Utility | CT | NG | NG | JEA | 32431330 | 3170698 | 2021
Vintage0 | petroleum | FALSE | 7846 | N | . | Brandy Branch | JEA | 9617 | FL | SAT | SERC |  | 22 | 1 | Electric Utility | GT | DFO | DFO | JEA | 8837 | 805.196 | 2021
Vintage2001 | natural gas peaker | TRUE | 7846 | N | . | Brandy Branch | JEA | 9617 | FL | SAT | SERC |  | 22 | 1 | Electric Utility | GT | NG | NG | JEA | 1479840 | 136584.8 | 2021
Vintage2001 | petroleum | TRUE | 7847 | N | . | Coon Rapids II | City of Coon Rapids | 4305 | IA | WNC | MRO |  | 22 | 1 | Electric Utility | IC | DFO | DFO | SWPP | 7233 | 739 | 2021
Vintage0 | petroleum | FALSE | 7848 | N | . | Holden | Associated Electric Coop, Inc | 924 | MO | WNC | SERC |  | 22 | 1 | Electric Utility | GT | DFO | DFO | AECI | 220465 | 17647.706 | 2021
Vintage2002 | natural gas peaker | TRUE | 7848 | N | . | Holden | Associated Electric Coop, Inc | 924 | MO | WNC | SERC |  | 22 | 1 | Electric Utility | GT | NG | NG | AECI | 958393 | 76717.296 | 2021
Vintage2000 | petroleum | TRUE | 7849 | N | . | Knoxville Industrial | MidAmerican Energy Co | 12341 | IA | WNC | MRO |  | 22 | 1 | Electric Utility | IC | DFO | DFO | MISO | 3434 | 289 | 2021
Vintage2000 | petroleum | TRUE | 7850 | N | . | Shenandoah | MidAmerican Energy Co | 12341 | IA | WNC | MRO |  | 22 | 1 | Electric Utility | IC | DFO | DFO | MISO | 3330 | 308 | 2021
| natural gas peaker | FALSE | 7850 | N | . | Shenandoah | MidAmerican Energy Co | 12341 | IA | WNC | MRO |  | 22 | 1 | Electric Utility | IC | NG | NG | MISO | 0 | 0 | 2021
Vintage2000 | petroleum | TRUE | 7851 | N | . | Waterloo Lundquist | MidAmerican Energy Co | 12341 | IA | WNC | MRO |  | 22 | 1 | Electric Utility | IC | DFO | DFO | MISO | 4444 | 444 | 2021
Vintage1998 | petroleum | TRUE | 7853 | N | . | West Receiving | City of Denison - (IA) | 5056 | IA | WNC | MRO |  | 22 | 1 | Electric Utility | IC | DFO | DFO | SWPP | 1446 | 149 | 2021
Vintage2000 | petroleum | TRUE | 7854 | N | . | Avenue A Generator Sets | City of Rock Falls - (IL) | 16198 | IL | ENC | RFC |  | 22 | 1 | Electric Utility | IC | DFO | DFO | MISO | 2162 | 215 | 2021
Vintage2001 | onshore wind | TRUE | 7855 | N | . | Moorhead Wind Turbine | City of Moorhead - (MN) | 12894 | MN | WNC | MRO |  | 22 | 1 | Electric Utility | WT | WND | WND | SWPP | 12232 | 1383 | 2021
Vintage2011 | petroleum | TRUE | 7856 | N | . | North Generation Plant | City of Greenfield - (IA) | 7626 | IA | WNC | MRO |  | 22 | 1 | Electric Utility | IC | DFO | DFO | MISO | 1266 | 125 | 2021
Vintage2012 | petroleum | TRUE | 7857 | N | . | Gilliam South | City of Stuart - (IA) | 18231 | IA | WNC | MRO |  | 22 | 1 | Electric Utility | IC | DFO | DFO | MISO | 210 | 15 | 2021
Vintage2000 | natural gas peaker | TRUE | 7858 | N | . | MEPI GT Facility | Midwest Electric Power Inc | 12159 | IL | ENC | SERC |  | 22 | 2 | NAICS-22 Non-Cogen | GT | NG | NG | GLHB | 888250 | 61402.999 | 2021
Vintage2002 | petroleum | TRUE | 7860 | N | . | Shelbina Power #3 | City of Shelbina - (MO) | 17035 | MO | WNC | SERC |  | 22 | 1 | Electric Utility | IC | DFO | DFO | AECI | 207 | 16 | 2021
Vintage2001 | hydro | TRUE | 7862 | N | . | Power Creek | Cordova Electric Coop, Inc | 40215 | AK | PACN |  |  | 22 | 1 | Electric Utility | HY | WAT | HYC |  | 136489 | 15433 | 2021
Vintage0 | petroleum | FALSE | 7863 | N | . | Elk Mound | Dairyland Power Coop | 4716 | WI | ENC | MRO |  | 22 | 1 | Electric Utility | GT | DFO | DFO | MISO | 39877 | 3173.401 | 2021
Vintage2001 | natural gas peaker | TRUE | 7863 | N | . | Elk Mound | Dairyland Power Coop | 4716 | WI | ENC | MRO |  | 22 | 1 | Electric Utility | GT | NG | NG | MISO | 754179 | 60015.599 | 2021
Vintage2001 | petroleum | TRUE | 7865 | N | . | Earlville | City of Earlville - (IA) | 5563 | IA | WNC | MRO |  | 22 | 1 | Electric Utility | IC | DFO | DFO | MISO | 172 | 22 | 2021
Vintage2013 | hydro | TRUE | 7867 | N | . | Snoqualmie 2 | Puget Sound Energy Inc | 15500 | WA | PACC | WECC |  | 22 | 1 | Electric Utility | HY | WAT | HYC | PSEI | 1574947 | 178081 | 2021
| petroleum | FALSE | 7869 | N | . | Glenwood Landing | National Grid Generation LLC | 56505 | NY | MAT | NPCC |  | 22 | 1 | Electric Utility | GT | DFO | DFO | NYIS | 0 | 0 | 2021
Vintage0 | other | FALSE | 7869 | N | . | Glenwood Landing | National Grid Generation LLC | 56505 | NY | MAT | NPCC |  | 22 | 1 | Electric Utility | GT | KER | WOO | NYIS | 14788 | 1447.271 | 2021
Vintage2002 | natural gas peaker | TRUE | 7869 | N | . | Glenwood Landing | National Grid Generation LLC | 56505 | NY | MAT | NPCC |  | 22 | 1 | Electric Utility | GT | NG | NG | NYIS | 1451198 | 142015.73 | 2021
| petroleum | FALSE | 7870 | N | . | Encogen | Puget Sound Energy Inc | 15500 | WA | PACC | WECC |  | 22 | 1 | Electric Utility | CA | DFO | DFO | PSEI | 0 | 0 | 2021
| natural gas combined cycle | FALSE | 7870 | N | . | Encogen | Puget Sound Energy Inc | 15500 | WA | PACC | WECC |  | 22 | 1 | Electric Utility | CA | NG | NG | PSEI | 0 | 177171 | 2021
| petroleum | FALSE | 7870 | N | . | Encogen | Puget Sound Energy Inc | 15500 | WA | PACC | WECC |  | 22 | 1 | Electric Utility | CT | DFO | DFO | PSEI | 0 | 0 | 2021
Vintage1993 | natural gas combined cycle | TRUE | 7870 | N | . | Encogen | Puget Sound Energy Inc | 15500 | WA | PACC | WECC |  | 22 | 1 | Electric Utility | CT | NG | NG | PSEI | 4979988 | 353308 | 2021
Vintage0 | petroleum | FALSE | 7872 | N | . | Robert P Mone Plant | National Power Coop Inc | 25422 | OH | ENC | RFC |  | 22 | 1 | Electric Utility | GT | DFO | DFO | PJM | 35053 | 3208.631 | 2021
Vintage2002 | natural gas peaker | TRUE | 7872 | N | . | Robert P Mone Plant | National Power Coop Inc | 25422 | OH | ENC | RFC |  | 22 | 1 | Electric Utility | GT | NG | NG | PJM | 3016624 | 276184.37 | 2021
| natural gas combined cycle | FALSE | 7873 | N | . | H L Culbreath Bayside Power Station | Tampa Electric Co | 18454 | FL | SAT | SERC |  | 22 | 1 | Electric Utility | CA | NG | NG | TEC | 0 | 2912553 | 2021
Vintage2004 | natural gas combined cycle | TRUE | 7873 | N | . | H L Culbreath Bayside Power Station | Tampa Electric Co | 18454 | FL | SAT | SERC |  | 22 | 1 | Electric Utility | CT | NG | NG | TEC | 60830842 | 5307523 | 2021
Vintage2009 | natural gas peaker | TRUE | 7873 | N | . | H L Culbreath Bayside Power Station | Tampa Electric Co | 18454 | FL | SAT | SERC |  | 22 | 1 | Electric Utility | GT | NG | NG | TEC | 218719 | 19410 | 2021
Vintage2000 | petroleum | TRUE | 7874 | N | . | Edgerton | American Mun Power-Ohio, Inc | 40577 | OH | ENC | RFC |  | 22 | 1 | Electric Utility | IC | DFO | DFO | PJM | 2009 | 182 | 2021
Vintage1998 | petroleum | TRUE | 7878 | N | . | Wellington | American Mun Power-Ohio, Inc | 40577 | OH | ENC | RFC |  | 22 | 1 | Electric Utility | IC | DFO | DFO | PJM | 594 | 56 | 2021
| petroleum | FALSE | 7883 | N | . | Powell Valley | Powell Valley Electric Coop | 15293 | TN | ESC | SERC |  | 22 | 1 | Electric Utility | IC | DFO | DFO | TVA | 0 | 0 | 2021
| petroleum | FALSE | 7884 | N | . | Dakota Magic | Dakota Magic Casino | 4775 | ND | WNC | MRO |  | 713 | 4 | Commercial NAICS Non-Cogen | IC | DFO | DFO | MISO | 0 | 0 | 2021
Vintage1999 | onshore wind | TRUE | 7886 | N | . | Wind Turbine | Madison Gas & Electric Co | 11479 | WI | ENC | MRO |  | 22 | 1 | Electric Utility | WT | WND | WND | MISO | 131872 | 14911 | 2021
| petroleum | FALSE | 7887 | N | . | Terry Bundy Generating Station | Lincoln Electric System | 11018 | NE | WNC | MRO |  | 22 | 1 | Electric Utility | CA | DFO | DFO | SWPP | 0 | 0 | 2021
Vintage2004 | natural gas combined cycle | TRUE | 7887 | N | . | Terry Bundy Generating Station | Lincoln Electric System | 11018 | NE | WNC | MRO |  | 22 | 1 | Electric Utility | CA | NG | NG | SWPP | 37 | 16604 | 2021
| petroleum | FALSE | 7887 | N | . | Terry Bundy Generating Station | Lincoln Electric System | 11018 | NE | WNC | MRO |  | 22 | 1 | Electric Utility | CT | DFO | DFO | SWPP | 0 | 0 | 2021
Vintage2004 | natural gas combined cycle | TRUE | 7887 | N | . | Terry Bundy Generating Station | Lincoln Electric System | 11018 | NE | WNC | MRO |  | 22 | 1 | Electric Utility | CT | NG | NG | SWPP | 687739 | 65869 | 2021
Vintage0 | petroleum | FALSE | 7887 | N | . | Terry Bundy Generating Station | Lincoln Electric System | 11018 | NE | WNC | MRO |  | 22 | 1 | Electric Utility | GT | DFO | DFO | SWPP | 55494 | 5457.486 | 2021
Vintage2003 | natural gas peaker | TRUE | 7887 | N | . | Terry Bundy Generating Station | Lincoln Electric System | 11018 | NE | WNC | MRO |  | 22 | 1 | Electric Utility | GT | NG | NG | SWPP | 1148338 | 106960.51 | 2021
Vintage2004 | petroleum | TRUE | 7887 | N | . | Terry Bundy Generating Station | Lincoln Electric System | 11018 | NE | WNC | MRO |  | 22 | 1 | Electric Utility | IC | DFO | DFO | SWPP | 710 | 68.41 | 2021
Vintage2014 | biomass | TRUE | 7887 | N | . | Terry Bundy Generating Station | Lincoln Electric System | 11018 | NE | WNC | MRO |  | 22 | 1 | Electric Utility | IC | LFG | MLG | SWPP | 287922 | 27279.59 | 2021
Vintage2003 | natural gas combined cycle | TRUE | 7897 | N | . | E B Harris Electric Generating Plant | Southern Power Co | 17650 | AL | ESC | SERC |  | 22 | 2 | NAICS-22 Non-Cogen | CA | NG | NG | SOCO | 1730856 | 1727408 | 2021
Vintage2003 | natural gas combined cycle | TRUE | 7897 | N | . | E B Harris Electric Generating Plant | Southern Power Co | 17650 | AL | ESC | SERC |  | 22 | 2 | NAICS-22 Non-Cogen | CT | NG | NG | SOCO | 31547169 | 2973164 | 2021
Vintage2004 | natural gas combined cycle | TRUE | 7900 | N | . | Sand Hill | Austin Energy | 1015 | TX | WSC | TRE |  | 22 | 1 | Electric Utility | CA | NG | NG | ERCO | 58219 | 381984 | 2021
Vintage2004 | natural gas combined cycle | TRUE | 7900 | N | . | Sand Hill | Austin Energy | 1015 | TX | WSC | TRE |  | 22 | 1 | Electric Utility | CT | NG | NG | ERCO | 8589935 | 688322 | 2021
Vintage2010 | natural gas peaker | TRUE | 7900 | N | . | Sand Hill | Austin Energy | 1015 | TX | WSC | TRE |  | 22 | 1 | Electric Utility | GT | NG | NG | ERCO | 2947502 | 299919 | 2021
Vintage1985 | lignite | TRUE | 7902 | N | . | Pirkey | Southwestern Electric Power Co | 17698 | TX | WSC | MRO |  | 22 | 1 | Electric Utility | ST | LIG | COL | SWPP | 29807839 | 2677060.3 | 2021
Vintage0 | natural gas steam turbine | FALSE | 7902 | N | . | Pirkey | Southwestern Electric Power Co | 17698 | TX | WSC | MRO |  | 22 | 1 | Electric Utility | ST | NG | NG | SWPP | 142429 | 12675.748 | 2021
Vintage2002 | natural gas peaker | TRUE | 7903 | N | . | McCartney | City Utilities of Springfield - (MO) | 17833 | MO | WNC | MRO |  | 22 | 1 | Electric Utility | GT | NG | NG | SWPP | 496078 | 42997 | 2021
Vintage1984 | hydro | TRUE | 7907 | N | . | Pine Flat | Kings River Conservation Dist | 10325 | CA | PACC | WECC |  | 22 | 1 | Electric Utility | HY | WAT | HYC | CISO | 459366 | 51941 | 2021
Vintage2001 | natural gas peaker | TRUE | 7909 | N | . | Vernon Boulevard | New York Power Authority | 15296 | NY | MAT | NPCC |  | 22 | 1 | Electric Utility | GT | NG | NG | NYIS | 956602 | 86136.999 | 2021
Vintage2001 | natural gas peaker | TRUE | 7910 | N | . | Joseph J Seymour Power Project | New York Power Authority | 15296 | NY | MAT | NPCC |  | 22 | 1 | Electric Utility | GT | NG | NG | NYIS | 844041 | 76406.001 | 2021
Vintage2001 | natural gas peaker | TRUE | 7912 | N | . | Brentwood | New York Power Authority | 15296 | NY | MAT | NPCC |  | 22 | 1 | Electric Utility | GT | NG | NG | NYIS | 673499 | 62629.001 | 2021
Vintage2001 | natural gas peaker | TRUE | 7913 | N | . | Hell Gate | New York Power Authority | 15296 | NY | MAT | NPCC |  | 22 | 1 | Electric Utility | GT | NG | NG | NYIS | 781102 | 70307 | 2021
Vintage2001 | natural gas peaker | TRUE | 7914 | N | . | Harlem River Yard | New York Power Authority | 15296 | NY | MAT | NPCC |  | 22 | 1 | Electric Utility | GT | NG | NG | NYIS | 782967 | 69760 | 2021
Vintage2001 | natural gas peaker | TRUE | 7915 | N | . | North 1st | New York Power Authority | 15296 | NY | MAT | NPCC |  | 22 | 1 | Electric Utility | GT | NG | NG | NYIS | 373500 | 33717.001 | 2021
Vintage0 | petroleum | FALSE | 7916 | N | . | Talbot County Energy | Oglethorpe Power Corporation | 13994 | GA | SAT | SERC |  | 22 | 1 | Electric Utility | GT | DFO | DFO | SOCO | 21482 | 1777.64 | 2021
Vintage2003 | natural gas peaker | TRUE | 7916 | N | . | Talbot County Energy | Oglethorpe Power Corporation | 13994 | GA | SAT | SERC |  | 22 | 1 | Electric Utility | GT | NG | NG | SOCO | 3460362 | 286407.36 | 2021
Vintage2003 | natural gas combined cycle | TRUE | 7917 | N | . | Chattahoochee Energy Facility | Oglethorpe Power Corporation | 13994 | GA | SAT | SERC |  | 22 | 1 | Electric Utility | CA | NG | NG | SOCO | 191374 | 1128686 | 2021
Vintage2003 | natural gas combined cycle | TRUE | 7917 | N | . | Chattahoochee Energy Facility | Oglethorpe Power Corporation | 13994 | GA | SAT | SERC |  | 22 | 1 | Electric Utility | CT | NG | NG | SOCO | 21962100 | 2047370 | 2021
Vintage2001 | petroleum | TRUE | 7918 | N | . | Galion | American Mun Power-Ohio, Inc | 40577 | OH | ENC | RFC |  | 22 | 1 | Electric Utility | IC | DFO | DFO | PJM | 3157 | 290 | 2021
Vintage2001 | petroleum | TRUE | 7919 | N | . | Seville | American Mun Power-Ohio, Inc | 40577 | OH | ENC | RFC |  | 22 | 1 | Electric Utility | IC | DFO | DFO | PJM | 2152 | 197 | 2021
Vintage2001 | petroleum | FALSE | 7920 | N | . | Traer South | City of Traer - (IA) | 19062 | IA | WNC | MRO |  | 22 | 1 | Electric Utility | IC | DFO | DFO | MISO | 6 | -104 | 2021
| petroleum | FALSE | 7921 | N | . | Maquoketa 2 | City of Maquoketa - (IA) | 11611 | IA | WNC | MRO |  | 22 | 1 | Electric Utility | IC | DFO | DFO | MISO | 0 | -177 | 2021
Vintage0 | petroleum | FALSE | 7922 | N | . | Brooklyn City North Plant | City of Brooklyn - (IA) | 2287 | IA | WNC | MRO |  | 22 | 1 | Electric Utility | IC | DFO | DFO | MISO | 218 | 21 | 2021
| petroleum | FALSE | 7924 | N | . | Albertville | Albertville Municipal Utilities Board | 241 | AL | ESC | SERC |  | 22 | 1 | Electric Utility | IC | DFO | DFO | TVA | 0 | 0 | 2021
Vintage0 | petroleum | FALSE | 7925 | N | . | Lakefield Junction | Great River Energy | 7570 | MN | WNC | MRO |  | 22 | 1 | Electric Utility | GT | DFO | DFO | MISO | 7245 | 576.331 | 2021
Vintage2001 | natural gas peaker | TRUE | 7925 | N | . | Lakefield Junction | Great River Energy | 7570 | MN | WNC | MRO |  | 22 | 1 | Electric Utility | GT | NG | NG | MISO | 1515129 | 120531.67 | 2021
| petroleum | FALSE | 7925 | N | . | Lakefield Junction | Great River Energy | 7570 | MN | WNC | MRO |  | 22 | 1 | Electric Utility | IC | DFO | DFO | MISO | 0 | 0 | 2021
Vintage2002 | petroleum | TRUE | 7926 | N | . | South Strawberry | City of Strawberry Point | 18204 | IA | WNC | MRO |  | 22 | 1 | Electric Utility | IC | DFO | DFO | MISO | 404 | 42 | 2021
| onshore wind | FALSE | 7927 | N | . | Buffalo Mountain | Tennessee Valley Authority | 18642 | TN | ESC | SERC |  | 22 | 1 | Electric Utility | WT | WND | WND | TVA | 0 | 0 | 2021
Vintage2003 | natural gas peaker | TRUE | 7928 | N | . | Osawatomie | Evergy Metro | 10000 | KS | WNC | MRO |  | 22 | 1 | Electric Utility | GT | NG | NG | SWPP | 506869 | 37771 | 2021
Vintage2003 | natural gas peaker | TRUE | 7929 | N | . | West Gardner | Evergy Metro | 10000 | KS | WNC | MRO |  | 22 | 1 | Electric Utility | GT | NG | NG | SWPP | 752198 | 55524.002 | 2021
| petroleum | FALSE | 7930 | Y | . | Russell Energy Center | City of Russell - (KS) | 16440 | KS | WNC | MRO |  | 22 | 1 | Electric Utility | GT | DFO | DFO | SWPP | 0 | 0 | 2021
Vintage2002 | natural gas peaker | TRUE | 7930 | Y | . | Russell Energy Center | City of Russell - (KS) | 16440 | KS | WNC | MRO |  | 22 | 1 | Electric Utility | GT | NG | NG | SWPP | 7043 | 576 | 2021
Vintage2003 | natural gas combined cycle | TRUE | 7931 | N | . | Coyote Springs II | Avista Corp | 20169 | OR | PACC | WECC |  | 22 | 1 | Electric Utility | CA | NG | NG | BPAT | 402732 | 553632 | 2021
Vintage2003 | natural gas combined cycle | TRUE | 7931 | N | . | Coyote Springs II | Avista Corp | 20169 | OR | PACC | WECC |  | 22 | 1 | Electric Utility | CT | NG | NG | BPAT | 10141581 | 980003 | 2021
Vintage2001 | natural gas peaker | TRUE | 7932 | N | . | Gaylord - Wolverine | Wolverine Power Supply Coop | 20910 | MI | ENC | RFC |  | 22 | 1 | Electric Utility | GT | NG | NG | MISO | 351157 | 25451 | 2021
Vintage2011 | petroleum | TRUE | 7934 | N | . | Industrial Park | City of Rock Falls - (IL) | 16198 | IL | ENC | RFC |  | 22 | 1 | Electric Utility | IC | DFO | DFO | MISO | 7194 | 721 | 2021
Vintage2004 | petroleum | TRUE | 7935 | N | . | Trenton South | Trenton Municipal Utilities - (MO) | 19150 | MO | WNC | SERC |  | 22 | 1 | Electric Utility | IC | DFO | DFO | SWPP | 590 | 47 | 2021
Vintage2002 | onshore wind | TRUE | 7936 | N | . | Nine Canyon | Energy Northwest | 20160 | WA | PACC | WECC |  | 22 | 1 | Electric Utility | WT | WND | WND | BPAT | 2154779 | 243643 | 2021
Vintage2002 | petroleum | TRUE | 7940 | N | . | Ponton Diesel Generating Facility | Old Dominion Electric Coop | 40229 | VA | SAT | SERC |  | 22 | 1 | Electric Utility | IC | DFO | DFO | PJM | 5103 | 517 | 2021
Vintage2002 | petroleum | TRUE | 7941 | N | . | Nottoway Diesel Generating Facility | Old Dominion Electric Coop | 40229 | VA | SAT | SERC |  | 22 | 1 | Electric Utility | IC | DFO | DFO | PJM | 6728 | 703 | 2021
Vintage2001 | hydro | TRUE | 7942 | N | . | Diamond Valley Lake | Metropolitan Water District of S CA | 12397 | CA | PACC | WECC |  | 22 | 1 | Electric Utility | HY | WAT | HYC | CISO | 38958 | 4405 | 2021
Vintage2004 | natural gas combined cycle | TRUE | 7946 | N | . | Wansley Unit 9 | Municipal Electric Authority | 13100 | GA | SAT | SERC |  | 22 | 1 | Electric Utility | CA | NG | NG | SOCO | 810991 | 1130307 | 2021
Vintage2004 | natural gas combined cycle | TRUE | 7946 | N | . | Wansley Unit 9 | Municipal Electric Authority | 13100 | GA | SAT | SERC |  | 22 | 1 | Electric Utility | CT | NG | NG | SOCO | 20778751 | 1851904 | 2021
Vintage0 | petroleum | FALSE | 7947 | N | . | Solway CT | Otter Tail Power Co | 14232 | MN | WNC | MRO |  | 22 | 1 | Electric Utility | GT | DFO | DFO | MISO | 1182 | 114.17 | 2021
Vintage2003 | natural gas peaker | TRUE | 7947 | N | . | Solway CT | Otter Tail Power Co | 14232 | MN | WNC | MRO |  | 22 | 1 | Electric Utility | GT | NG | NG | MISO | 1142429 | 110346.83 | 2021
| petroleum | FALSE | 7947 | N | . | Solway CT | Otter Tail Power Co | 14232 | MN | WNC | MRO |  | 22 | 1 | Electric Utility | IC | DFO | DFO | MISO | 12 | 0 | 2021
Vintage2005 | natural gas peaker | TRUE | 7948 | N | . | Lawrence County Station | Hoosier Energy R E C, Inc | 9267 | IN | ENC | RFC |  | 22 | 1 | Electric Utility | GT | NG | NG | MISO | 1283380 | 113791 | 2021
Vintage2008 | natural gas peaker | TRUE | 7953 | N | . | Evander Andrews Power Complex | Idaho Power Co | 9191 | ID | MTN | WECC |  | 22 | 1 | Electric Utility | GT | NG | NG | IPCO | 5302094 | 484314 | 2021
| petroleum | FALSE | 7954 | N | . | Field Street | New Smyrna Beach Utilities Commission | 56152 | FL | SAT | SERC |  | 22 | 1 | Electric Utility | GT | DFO | DFO | FPL | 0 | -101 | 2021
Vintage2009 | biomass | TRUE | 7955 | N | . | Elk City Station | Omaha Public Power District | 14127 | NE | WNC | MRO |  | 22 | 1 | Electric Utility | IC | LFG | MLG | SWPP | 603332 | 49877 | 2021
Vintage2003 | petroleum | TRUE | 7957 | N | . | Sediver | Central Electric Power | 59159 | SC | SAT | SERC |  | 22 | 1 | Electric Utility | IC | DFO | DFO | DUK | 888 | 87 | 2021
Vintage2003 | biomass | TRUE | 7958 | N | . | Horry Land Fill Gas Site | South Carolina Public Service Authority | 17543 | SC | SAT | SERC |  | 22 | 1 | Electric Utility | IC | LFG | MLG | SC | 29292 | 2244 | 2021
| petroleum | FALSE | 7960 | N | . | Kemper County | Tennessee Valley Authority | 18642 | MS | ESC | SERC |  | 22 | 1 | Electric Utility | GT | DFO | DFO | TVA | 0 | 0 | 2021
Vintage2002 | natural gas peaker | TRUE | 7960 | N | . | Kemper County | Tennessee Valley Authority | 18642 | MS | ESC | SERC |  | 22 | 1 | Electric Utility | GT | NG | NG | TVA | 3365307 | 160109 | 2021
Vintage0 | petroleum | FALSE | 7962 | N | . | Warren F Sam Beasley Generation Station | Delaware Municipal Electric Corp | 5084 | DE | SAT | RFC |  | 22 | 1 | Electric Utility | GT | DFO | DFO | PJM | 21985 | 1812.013 | 2021
Vintage2012 | natural gas peaker | TRUE | 7962 | N | . | Warren F Sam Beasley Generation Station | Delaware Municipal Electric Corp | 5084 | DE | SAT | RFC |  | 22 | 1 | Electric Utility | GT | NG | NG | PJM | 238982 | 19752.987 | 2021
| petroleum | FALSE | 7964 | N | . | Peno Creek | Union Electric Co - (MO) | 19436 | MO | WNC | SERC |  | 22 | 1 | Electric Utility | GT | DFO | DFO | MISO | 0 | 0 | 2021
Vintage2002 | natural gas peaker | TRUE | 7964 | N | . | Peno Creek | Union Electric Co - (MO) | 19436 | MO | WNC | SERC |  | 22 | 1 | Electric Utility | GT | NG | NG | MISO | 377058 | 31592 | 2021
Vintage1999 | onshore wind | TRUE | 7965 | N | . | Salt Valley Wind Plant | Lincoln Electric System | 11018 | NE | WNC | MRO |  | 22 | 1 | Electric Utility | WT | WND | WND | SWPP | 19847 | 2244 | 2021
Vintage2000 | onshore wind | TRUE | 7966 | N | . | Iowa Distributed Wind Generation Project | City of Algona - (IA) | 309 | IA | WNC | MRO |  | 22 | 1 | Electric Utility | WT | WND | WND | SWPP | 41912 | 4739 | 2021
Vintage2002 | natural gas peaker | TRUE | 7967 | N | . | Lordsburg Generating | Public Service Co of NM | 15473 | NM | MTN | WECC |  | 22 | 1 | Electric Utility | GT | NG | NG | PNM | 378662 | 34655.999 | 2021
Vintage2003 | petroleum | TRUE | 7971 | N | . | Pella Peaking | City of Pella - (IA) | 14645 | IA | WNC | MRO |  | 22 | 1 | Electric Utility | IC | DFO | DFO | MISO | 5713 | 528 | 2021
Vintage2002 | natural gas peaker | TRUE | 7972 | N | . | Sumpter | Wolverine Power Supply Coop | 20910 | MI | ENC | RFC |  | 22 | 1 | Electric Utility | GT | NG | NG | MISO | 3454167 | 263890 | 2021
Vintage2002 | petroleum | TRUE | 7973 | N | . | Sharpe | Kansas Electric Power Coop Inc | 9961 | KS | WNC | MRO |  | 22 | 1 | Electric Utility | IC | DFO | DFO | SWPP | 34199 | 2744 | 2021
Vintage2001 | onshore wind | TRUE | 7974 | N | . | Chamberlain Wind Project | Basin Electric Power Coop | 1307 | SD | WNC | MRO |  | 22 | 1 | Electric Utility | WT | WND | WND | SWPP | 5209 | 589 | 2021
Vintage0 | petroleum | FALSE | 7975 | N | . | Pyramid | Tri-State G & T Assn, Inc | 30151 | NM | MTN | WECC |  | 22 | 1 | Electric Utility | GT | DFO | DFO | PNM | 78994 | 7748.547 | 2021
Vintage2003 | natural gas peaker | TRUE | 7975 | N | . | Pyramid | Tri-State G & T Assn, Inc | 30151 | NM | MTN | WECC |  | 22 | 1 | Electric Utility | GT | NG | NG | PNM | 778322 | 76343.452 | 2021
Vintage2003 | petroleum | TRUE | 7976 | N | . | Mulvane 2 | City of Mulvane - (KS) | 13095 | KS | WNC | MRO |  | 22 | 1 | Electric Utility | IC | DFO | DFO | SWPP | 2622 | 255 | 2021
Vintage2003 | petroleum | FALSE | 7977 | N | . | Granite Falls 2 | City of Granite Falls - (MN) | 7494 | MN | WNC | MRO |  | 22 | 1 | Electric Utility | IC | DFO | DFO | MISO | 417 | -78 | 2021
Vintage0 | petroleum | FALSE | 7981 | N | . | Mill Creek (SC) | Duke Energy Carolinas, LLC | 5416 | SC | SAT | SERC |  | 22 | 1 | Electric Utility | GT | DFO | DFO | DUK | 67865 | 4950.53 | 2021
Vintage2003 | natural gas peaker | TRUE | 7981 | N | . | Mill Creek (SC) | Duke Energy Carolinas, LLC | 5416 | SC | SAT | SERC |  | 22 | 1 | Electric Utility | GT | NG | NG | DUK | 813637 | 59351.47 | 2021
Vintage2003 | petroleum | TRUE | 7982 | N | . | South Generation | Redwood Falls Public Util Comm | 15793 | MN | WNC | MRO |  | 22 | 1 | Electric Utility | IC | DFO | DFO | MISO | 4079 | 427 | 2021
Vintage2002 | natural gas peaker | TRUE | 7984 | N | . | Kalkaska CT #1 | Michigan Public Power Agency | 40582 | MI | ENC | RFC |  | 22 | 1 | Electric Utility | GT | NG | NG | MISO | 563781 | 52841 | 2021
| natural gas combined cycle | FALSE | 7985 | N | . | Greater Des Moines | MidAmerican Energy Co | 12341 | IA | WNC | MRO |  | 22 | 1 | Electric Utility | CA | NG | NG | MISO | 0 | 494748 | 2021
Vintage2003 | natural gas combined cycle | TRUE | 7985 | N | . | Greater Des Moines | MidAmerican Energy Co | 12341 | IA | WNC | MRO |  | 22 | 1 | Electric Utility | CT | NG | NG | MISO | 10340239 | 866768 | 2021
Vintage2002 | natural gas peaker | TRUE | 7987 | N | . | Lake One | City of Burbank Water and Power | 2507 | CA | PACC | WECC |  | 22 | 1 | Electric Utility | GT | NG | NG | LDWP | 227016 | 22101.999 | 2021
| biomass | FALSE | 7987 | N | . | Lake One | City of Burbank Water and Power | 2507 | CA | PACC | WECC |  | 22 | 1 | Electric Utility | GT | OBG | ORW | LDWP | 0 | 0 | 2021
Vintage2005 | natural gas peaker | TRUE | 7988 | N | . | Silver Creek | Cooperative Energy | 17568 | MS | ESC | SERC |  | 22 | 1 | Electric Utility | GT | NG | NG | MISO | 942264 | 75301.998 | 2021
Vintage2003 | natural gas peaker | TRUE | 7989 | N | . | Sylvarena | Cooperative Energy | 17568 | MS | ESC | SERC |  | 22 | 1 | Electric Utility | GT | NG | NG | MISO | 2604493 | 257422 | 2021
Vintage2006 | petroleum | TRUE | 7990 | N | . | Altamont | City of Altamont - (IL) | 406 | IL | ENC | SERC |  | 22 | 1 | Electric Utility | IC | DFO | DFO | MISO | 2365 | 235 | 2021
| petroleum | FALSE | 7991 | Y | . | West Campus Cogeneration Facility | Madison Gas & Electric Co | 11479 | WI | ENC | MRO |  | 22 | 1 | Electric Utility | CA | DFO | DFO | MISO | 0 | 0.768 | 2021
Vintage2005 | natural gas combined cycle | TRUE | 7991 | Y | . | West Campus Cogeneration Facility | Madison Gas & Electric Co | 11479 | WI | ENC | MRO |  | 22 | 1 | Electric Utility | CA | NG | NG | MISO | 534824 | 103182.23 | 2021
Vintage0 | petroleum | FALSE | 7991 | Y | . | West Campus Cogeneration Facility | Madison Gas & Electric Co | 11479 | WI | ENC | MRO |  | 22 | 1 | Electric Utility | CT | DFO | DFO | MISO | 81 | 9.136 | 2021
Vintage2005 | natural gas combined cycle | TRUE | 7991 | Y | . | West Campus Cogeneration Facility | Madison Gas & Electric Co | 11479 | WI | ENC | MRO |  | 22 | 1 | Electric Utility | CT | NG | NG | MISO | 2455868 | 236497.86 | 2021
Vintage2002 | petroleum | FALSE | 7995 | N | . | Airport Industrial | Black Hills Colorado Electric, LLC | 56146 | CO | MTN | WECC |  | 22 | 1 | Electric Utility | IC | DFO | DFO | PSCO | 928 | -311 | 2021
Vintage2001 | petroleum | TRUE | 7997 | N | . | Winston | City of Lakeland - (FL) | 10623 | FL | SAT | SERC |  | 22 | 1 | Electric Utility | IC | DFO | DFO | FMPP | 11715 | 1101 | 2021
| natural gas combined cycle | FALSE | 7999 | N | . | Grays Harbor Energy Facility | Invenergy Services LLC | 49893 | WA | PACC | WECC |  | 22 | 2 | NAICS-22 Non-Cogen | CA | NG | NG | BPAT | 0 | 1374652 | 2021
Vintage2008 | natural gas combined cycle | TRUE | 7999 | N | . | Grays Harbor Energy Facility | Invenergy Services LLC | 49893 | WA | PACC | WECC |  | 22 | 2 | NAICS-22 Non-Cogen | CT | NG | NG | BPAT | 27423906 | 2166210 | 2021
Vintage2005 | natural gas combined cycle | TRUE | 8000 | N | . | Beatrice | Nebraska Public Power District | 13337 | NE | WNC | MRO |  | 22 | 1 | Electric Utility | CA | NG | NG | SWPP | 12811 | 188890 | 2021
Vintage2005 | natural gas combined cycle | TRUE | 8000 | N | . | Beatrice | Nebraska Public Power District | 13337 | NE | WNC | MRO |  | 22 | 1 | Electric Utility | CT | NG | NG | SWPP | 4226350 | 308297 | 2021
Vintage0 | petroleum | FALSE | 8002 | N | . | Newington | Granite Shore Power | 62032 | NH | NEW | NPCC |  | 22 | 2 | NAICS-22 Non-Cogen | ST | DFO | DFO | ISNE | 9561 | 658.601 | 2021
Vintage1974 | natural gas steam turbine | TRUE | 8002 | N | . | Newington | Granite Shore Power | 62032 | NH | NEW | NPCC |  | 22 | 2 | NAICS-22 Non-Cogen | ST | NG | NG | ISNE | 612782 | 44880.521 | 2021
Vintage0 | petroleum | FALSE | 8002 | N | . | Newington | Granite Shore Power | 62032 | NH | NEW | NPCC |  | 22 | 2 | NAICS-22 Non-Cogen | ST | RFO | RFO | ISNE | 174750 | 12987.878 | 2021
Vintage1974 | hydro | TRUE | 8004 | N | . | Fife Brook | Bear Swamp Power Company LLC | 54765 | MA | NEW | NPCC |  | 22 | 2 | NAICS-22 Non-Cogen | HY | WAT | HYC | ISNE | 284707 | 32192 | 2021
| other | FALSE | 8005 | N | . | Bear Swamp | Bear Swamp Power Company LLC | 54765 | MA | NEW | NPCC |  | 22 | 2 | NAICS-22 Non-Cogen | PS | WAT | HPS | ISNE | 0 | -150724 | 2021
| petroleum | FALSE | 8006 | N | . | Roseton Generating Facility | CCI Roseton LLC | 5511 | NY | MAT | NPCC |  | 22 | 2 | NAICS-22 Non-Cogen | ST | DFO | DFO | NYIS | 0 | 0 | 2021
Vintage1974 | natural gas steam turbine | TRUE | 8006 | N | . | Roseton Generating Facility | CCI Roseton LLC | 5511 | NY | MAT | NPCC |  | 22 | 2 | NAICS-22 Non-Cogen | ST | NG | NG | NYIS | 1521616 | 128129.32 | 2021
Vintage0 | petroleum | FALSE | 8006 | N | . | Roseton Generating Facility | CCI Roseton LLC | 5511 | NY | MAT | NPCC |  | 22 | 2 | NAICS-22 Non-Cogen | ST | RFO | RFO | NYIS | 126617 | 10730.682 | 2021
| petroleum | FALSE | 8007 | N | . | Holtsville | National Grid Generation LLC | 56505 | NY | MAT | NPCC |  | 22 | 1 | Electric Utility | GT | DFO | DFO | NYIS | 0 | 0 | 2021
Vintage1975 | other | TRUE | 8007 | N | . | Holtsville | National Grid Generation LLC | 56505 | NY | MAT | NPCC |  | 22 | 1 | Electric Utility | GT | KER | WOO | NYIS | 543434 | 36121 | 2021
Vintage1974 | natural gas peaker | TRUE | 8008 | N | . | Mickleton Station | Calpine New Jersey Generation LLC | 56606 | NJ | MAT | RFC |  | 22 | 2 | NAICS-22 Non-Cogen | GT | NG | NG | PJM | 55033 | 3150 | 2021
Vintage2002 | natural gas peaker | TRUE | 8010 | N | . | Murray Turbine | City of Murray - (UT) | 13137 | UT | MTN | WECC |  | 22 | 1 | Electric Utility | GT | NG | NG | PACE | 197863 | 16391 | 2021
Vintage1974 | petroleum | TRUE | 8012 | N | . | Croydon CT Generating Station | Exelon Power | 6035 | PA | MAT | RFC |  | 22 | 2 | NAICS-22 Non-Cogen | GT | DFO | DFO | PJM | 68396 | 4895.001 | 2021
| petroleum | FALSE | 8013 | N | . | Winter | North Central Power Co Inc | 13697 | WI | ENC | MRO |  | 22 | 1 | Electric Utility | IC | DFO | DFO | MISO | 0 | -81 | 2021
Vintage2001 | natural gas peaker | TRUE | 8015 | N | . | Paragould Reciprocating | Paragould Light & Water Comm | 14446 | AR | WSC | MRO |  | 22 | 1 | Electric Utility | IC | NG | NG | SPA | 4741 | 474 | 2021
Vintage1973 | petroleum | TRUE | 8016 | N | . | Factory | City of Springfield - (IL) | 17828 | IL | ENC | SERC |  | 22 | 1 | Electric Utility | GT | DFO | DFO | MISO | 2442 | 110 | 2021
| petroleum | FALSE | 8019 | N | . | Portage | Upper Peninsula Power Company | 19578 | MI | ENC | MRO |  | 22 | 1 | Electric Utility | GT | DFO | DFO | MISO | 0 | 0 | 2021
Vintage2004 | petroleum | TRUE | 8020 | N | . | Baldwin City Plant No 2 | City of Baldwin City- (KS) | 1148 | KS | WNC | MRO |  | 22 | 1 | Electric Utility | IC | DFO | DFO | SWPP | 3732 | 373.25 | 2021
Vintage0 | natural gas peaker | FALSE | 8020 | N | . | Baldwin City Plant No 2 | City of Baldwin City- (KS) | 1148 | KS | WNC | MRO |  | 22 | 1 | Electric Utility | IC | NG | NG | SWPP | 760 | 75.75 | 2021
Vintage2002 | natural gas peaker | TRUE | 8022 | N | . | Boulder Park | Avista Corp | 20169 | WA | PACC | WECC |  | 22 | 1 | Electric Utility | IC | NG | NG | AVA | 643789 | 69727 | 2021
Vintage0 | petroleum | FALSE | 8023 | N | . | Columbia (WI) | Wisconsin Power & Light Co | 20856 | WI | ENC | MRO |  | 22 | 1 | Electric Utility | ST | DFO | DFO | MISO | 62493 | 5989.689 | 2021
Vintage1978 | hard coal | TRUE | 8023 | N | . | Columbia (WI) | Wisconsin Power & Light Co | 20856 | WI | ENC | MRO |  | 22 | 1 | Electric Utility | ST | RC | COL | MISO | 62351463 | 5900823.3 | 2021
| hard coal | FALSE | 8023 | N | . | Columbia (WI) | Wisconsin Power & Light Co | 20856 | WI | ENC | MRO |  | 22 | 1 | Electric Utility | ST | SUB | COL | MISO | 0 | 0 | 2021
Vintage2002 | natural gas peaker | TRUE | 8026 | N | . | Hartzog | Basin Electric Power Coop | 1307 | WY | MTN | WECC |  | 22 | 1 | Electric Utility | GT | NG | NG | WACM | 6287 | 631 | 2021
Vintage1974 | petroleum | TRUE | 8027 | N | . | Blue Lake | Northern States Power Co - Minnesota | 13781 | MN | WNC | MRO |  | 22 | 1 | Electric Utility | GT | DFO | DFO | MISO | 109081 | 9256.681 | 2021
Vintage2005 | natural gas peaker | TRUE | 8027 | N | . | Blue Lake | Northern States Power Co - Minnesota | 13781 | MN | WNC | MRO |  | 22 | 1 | Electric Utility | GT | NG | NG | MISO | 1602444 | 135982.32 | 2021
Vintage2002 | natural gas peaker | TRUE | 8028 | N | . | Arvada | Basin Electric Power Coop | 1307 | WY | MTN | WECC |  | 22 | 1 | Electric Utility | GT | NG | NG | WACM | 14035 | 871 | 2021
| petroleum | FALSE | 8029 | N | . | Sycamore (IA) | MidAmerican Energy Co | 12341 | IA | WNC | MRO |  | 22 | 1 | Electric Utility | GT | DFO | DFO | MISO | 0 | 0 | 2021
Vintage1974 | natural gas peaker | TRUE | 8029 | N | . | Sycamore (IA) | MidAmerican Energy Co | 12341 | IA | WNC | MRO |  | 22 | 1 | Electric Utility | GT | NG | NG | MISO | 175294 | 8935 | 2021
Vintage2002 | natural gas peaker | TRUE | 8030 | N | . | Barber Creek | Basin Electric Power Coop | 1307 | WY | MTN | WECC |  | 22 | 1 | Electric Utility | GT | NG | NG | WACM | 9707 | 585 | 2021
| natural gas combined cycle | FALSE | 8031 | N | . | Emery Station | Interstate Power and Light Co | 9417 | IA | WNC | MRO |  | 22 | 1 | Electric Utility | CA | NG | NG | MISO | 0 | 794557 | 2021
Vintage2004 | natural gas combined cycle | TRUE | 8031 | N | . | Emery Station | Interstate Power and Light Co | 9417 | IA | WNC | MRO |  | 22 | 1 | Electric Utility | CT | NG | NG | MISO | 14221261 | 1149991 | 2021
Vintage1974 | petroleum | FALSE | 8034 | N | . | Yankton | NorthWestern Energy - (SD) | 13809 | SD | WNC | MRO |  | 22 | 1 | Electric Utility | IC | DFO | DFO | SWPP | 1369 | -168 | 2021
| natural gas peaker | FALSE | 8034 | N | . | Yankton | NorthWestern Energy - (SD) | 13809 | SD | WNC | MRO |  | 22 | 1 | Electric Utility | IC | NG | NG | SWPP | 0 | 0 | 2021
Vintage1974 | nuclear | TRUE | 8036 | N | 1 | Cooper Nuclear Station | Nebraska Public Power District | 13337 | NE | WNC | MRO |  | 22 | 1 | Electric Utility | ST | NUC | NUC | SWPP | 71758786 | 6880622 | 2021
Vintage1974 | natural gas peaker | TRUE | 8037 | N | . | Clifton | Sunflower Electric Power Corp | 18315 | KS | WNC | MRO |  | 22 | 1 | Electric Utility | GT | NG | NG | SWPP | 291254 | 11181.001 | 2021
Vintage1974 | petroleum | TRUE | 8037 | N | . | Clifton | Sunflower Electric Power Corp | 18315 | KS | WNC | MRO |  | 22 | 1 | Electric Utility | IC | DFO | DFO | SWPP | 29 | 1 | 2021
Vintage1975 | hard coal | TRUE | 8042 | N | . | Belews Creek | Duke Energy Carolinas, LLC | 5416 | NC | SAT | SERC |  | 22 | 1 | Electric Utility | ST | BIT | COL | DUK | 56474860 | 5856948.1 | 2021
| petroleum | FALSE | 8042 | N | . | Belews Creek | Duke Energy Carolinas, LLC | 5416 | NC | SAT | SERC |  | 22 | 1 | Electric Utility | ST | DFO | DFO | DUK | 0 | 0 | 2021
Vintage0 | natural gas steam turbine | FALSE | 8042 | N | . | Belews Creek | Duke Energy Carolinas, LLC | 5416 | NC | SAT | SERC |  | 22 | 1 | Electric Utility | ST | NG | NG | DUK | 32091883 | 3153067.9 | 2021
| petroleum | FALSE | 8048 | N | . | Anclote | Duke Energy Florida, LLC | 6455 | FL | SAT | SERC |  | 22 | 1 | Electric Utility | ST | DFO | DFO | FPC | 0 | 0 | 2021
Vintage1978 | natural gas steam turbine | TRUE | 8048 | N | . | Anclote | Duke Energy Florida, LLC | 6455 | FL | SAT | SERC |  | 22 | 1 | Electric Utility | ST | NG | NG | FPC | 23852851 | 2112063 | 2021
| petroleum | FALSE | 8048 | N | . | Anclote | Duke Energy Florida, LLC | 6455 | FL | SAT | SERC |  | 22 | 1 | Electric Utility | ST | RFO | RFO | FPC | 0 | 0 | 2021
Vintage1997 | petroleum | TRUE | 8049 | N | . | Intercession City | Duke Energy Florida, LLC | 6455 | FL | SAT | SERC |  | 22 | 1 | Electric Utility | GT | DFO | DFO | FPC | 257677 | 19414.668 | 2021
Vintage2000 | natural gas peaker | TRUE | 8049 | N | . | Intercession City | Duke Energy Florida, LLC | 6455 | FL | SAT | SERC |  | 22 | 1 | Electric Utility | GT | NG | NG | FPC | 4631652 | 348182.33 | 2021
Vintage2001 | natural gas peaker | TRUE | 8053 | N | . | Pouch | New York Power Authority | 15296 | NY | MAT | NPCC |  | 22 | 1 | Electric Utility | GT | NG | NG | NYIS | 612091 | 56018.999 | 2021
Vintage1975 | natural gas steam turbine | TRUE | 8054 | N | . | Gerald Andrus | Entergy Mississippi LLC | 12685 | MS | ESC | SERC |  | 22 | 1 | Electric Utility | ST | NG | NG | MISO | 2064296 | 175101 | 2021
| petroleum | FALSE | 8054 | N | . | Gerald Andrus | Entergy Mississippi LLC | 12685 | MS | ESC | SERC |  | 22 | 1 | Electric Utility | ST | RFO | RFO | MISO | 0 | 0 | 2021
Vintage1980 | nuclear | TRUE | 8055 | N | 2 | Arkansas Nuclear One | Entergy Arkansas LLC | 814 | AR | WSC | SERC |  | 22 | 1 | Electric Utility | ST | NUC | NUC | MISO | 72848355 | 6985096 | 2021
Vintage1980 | nuclear | TRUE | 8055 | N | 1 | Arkansas Nuclear One | Entergy Arkansas LLC | 814 | AR | WSC | SERC |  | 22 | 1 | Electric Utility | ST | NUC | NUC | MISO | 68525406 | 6570588 | 2021
Vintage2009 | petroleum | TRUE | 8056 | N | . | Waterford 1 & 2 | Entergy Louisiana LLC | 11241 | LA | WSC | SERC |  | 22 | 1 | Electric Utility | GT | DFO | DFO | MISO | 57094 | 4106 | 2021
Vintage1975 | natural gas steam turbine | TRUE | 8056 | N | . | Waterford 1 & 2 | Entergy Louisiana LLC | 11241 | LA | WSC | SERC |  | 22 | 1 | Electric Utility | ST | NG | NG | MISO | 2934652 | 253615 | 2021
| petroleum | FALSE | 8056 | N | . | Waterford 1 & 2 | Entergy Louisiana LLC | 11241 | LA | WSC | SERC |  | 22 | 1 | Electric Utility | ST | RFO | RFO | MISO | 0 | 0 | 2021
| natural gas combined cycle | FALSE | 8059 | N | . | Comanche (OK) | Public Service Co of Oklahoma | 15474 | OK | WSC | MRO |  | 22 | 1 | Electric Utility | CA | NG | NG | SWPP | 0 | 87874 | 2021
| petroleum | FALSE | 8059 | N | . | Comanche (OK) | Public Service Co of Oklahoma | 15474 | OK | WSC | MRO |  | 22 | 1 | Electric Utility | CT | DFO | DFO | SWPP | 0 | 0 | 2021
Vintage1973 | natural gas combined cycle | TRUE | 8059 | N | . | Comanche (OK) | Public Service Co of Oklahoma | 15474 | OK | WSC | MRO |  | 22 | 1 | Electric Utility | CT | NG | NG | SWPP | 2065277 | 130651 | 2021
Vintage0 | petroleum | FALSE | 8063 | N | . | DeCordova Steam Electric Station | Luminant Generation Company LLC | 55983 | TX | WSC | TRE |  | 22 | 2 | NAICS-22 Non-Cogen | GT | DFO | DFO | ERCO | 276499 | 20258.811 | 2021
Vintage1990 | natural gas peaker | TRUE | 8063 | N | . | DeCordova Steam Electric Station | Luminant Generation Company LLC | 55983 | TX | WSC | TRE |  | 22 | 2 | NAICS-22 Non-Cogen | GT | NG | NG | ERCO | 549265 | 40244.189 | 2021
Vintage0 | petroleum | FALSE | 8066 | N | . | Jim Bridger | PacifiCorp | 14354 | WY | MTN | WECC |  | 22 | 1 | Electric Utility | ST | DFO | DFO | PACE | 94184 | 8640.443 | 2021
Vintage1979 | hard coal | TRUE | 8066 | N | . | Jim Bridger | PacifiCorp | 14354 | WY | MTN | WECC |  | 22 | 1 | Electric Utility | ST | SUB | COL | PACE | 111786771 | 10334200 | 2021
Vintage0 | petroleum | FALSE | 8067 | N | . | Fort Lupton | Public Service Co of Colorado | 15466 | CO | MTN | WECC |  | 22 | 1 | Electric Utility | GT | DFO | DFO | PSCO | 16100 | 968.144 | 2021
Vintage1972 | natural gas peaker | TRUE | 8067 | N | . | Fort Lupton | Public Service Co of Colorado | 15466 | CO | MTN | WECC |  | 22 | 1 | Electric Utility | GT | NG | NG | PSCO | 62351 | 3749.856 | 2021
Vintage2006 | natural gas combined cycle | TRUE | 8068 | N | . | Santan | Salt River Project | 16572 | AZ | MTN | WECC |  | 22 | 1 | Electric Utility | CA | NG | NG | SRP | 4481763 | 1887232 | 2021
Vintage1975 | natural gas combined cycle | TRUE | 8068 | N | . | Santan | Salt River Project | 16572 | AZ | MTN | WECC |  | 22 | 1 | Electric Utility | CS | NG | NG | SRP | 5735312 | 634177 | 2021
Vintage2006 | natural gas combined cycle | TRUE | 8068 | N | . | Santan | Salt River Project | 16572 | AZ | MTN | WECC |  | 22 | 1 | Electric Utility | CT | NG | NG | SRP | 28763515 | 2532022 | 2021
Vintage1977 | hard coal | TRUE | 8069 | N | . | Huntington | PacifiCorp | 14354 | UT | MTN | WECC |  | 22 | 1 | Electric Utility | ST | BIT | COL | PACE | 63935026 | 6261476.3 | 2021
Vintage0 | petroleum | FALSE | 8069 | N | . | Huntington | PacifiCorp | 14354 | UT | MTN | WECC |  | 22 | 1 | Electric Utility | ST | DFO | DFO | PACE | 22268 | 2181.711 | 2021
| petroleum | FALSE | 8073 | N | . | Beaver | Portland General Electric Co | 15248 | OR | PACC | WECC |  | 22 | 1 | Electric Utility | CA | DFO | DFO | PGE | 0 | 20.337 | 2021
Vintage1977 | natural gas combined cycle | TRUE | 8073 | N | . | Beaver | Portland General Electric Co | 15248 | OR | PACC | WECC |  | 22 | 1 | Electric Utility | CA | NG | NG | PGE | 4657165 | 207462.66 | 2021
Vintage0 | petroleum | FALSE | 8073 | N | . | Beaver | Portland General Electric Co | 15248 | OR | PACC | WECC |  | 22 | 1 | Electric Utility | CT | DFO | DFO | PGE | 918 | 187.172 | 2021
Vintage1974 | natural gas combined cycle | TRUE | 8073 | N | . | Beaver | Portland General Electric Co | 15248 | OR | PACC | WECC |  | 22 | 1 | Electric Utility | CT | NG | NG | PGE | 3814931 | 627947.83 | 2021
Vintage2001 | natural gas peaker | TRUE | 8073 | N | . | Beaver | Portland General Electric Co | 15248 | OR | PACC | WECC |  | 22 | 1 | Electric Utility | GT | NG | NG | PGE | 72769 | 6025 | 2021
Vintage1974 | natural gas peaker | TRUE | 8076 | N | . | Ellwood | Ellwood Power, LLC | 63844 | CA | PACC | WECC |  | 22 | 2 | NAICS-22 Non-Cogen | GT | NG | NG | CISO | 27705 | 1876 | 2021
| petroleum | FALSE | 8083 | N | . | Keahole | Hawaii Electric Light Co Inc | 8287 | HI | PACN |  |  | 22 | 1 | Electric Utility | CA | DFO | DFO |  | 0 | 45684 | 2021
Vintage2004 | petroleum | TRUE | 8083 | N | . | Keahole | Hawaii Electric Light Co Inc | 8287 | HI | PACN |  |  | 22 | 1 | Electric Utility | CT | DFO | DFO |  | 2677047 | 221681 | 2021
Vintage1989 | petroleum | TRUE | 8083 | N | . | Keahole | Hawaii Electric Light Co Inc | 8287 | HI | PACN |  |  | 22 | 1 | Electric Utility | GT | DFO | DFO |  | 161602 | 10192 | 2021
Vintage1988 | petroleum | TRUE | 8083 | N | . | Keahole | Hawaii Electric Light Co Inc | 8287 | HI | PACN |  |  | 22 | 1 | Electric Utility | IC | DFO | DFO |  | 12806 | 1223 | 2021
| petroleum | FALSE | 8100 | N | . | Springfield (CO) | City of Springfield - (CO) | 17834 | CO | MTN | WECC |  | 22 | 1 | Electric Utility | IC | DFO | DFO | WACM | 0 | 0 | 2021
| natural gas peaker | FALSE | 8100 | N | . | Springfield (CO) | City of Springfield - (CO) | 17834 | CO | MTN | WECC |  | 22 | 1 | Electric Utility | IC | NG | NG | WACM | 0 | 0 | 2021
Vintage1975 | hard coal | TRUE | 8102 | N | . | Gavin Power, LLC | Gavin Power, LLC | 61135 | OH | ENC | RFC |  | 22 | 2 | NAICS-22 Non-Cogen | ST | BIT | COL | PJM | 4069401 | 370500.92 | 2021
Vintage0 | petroleum | FALSE | 8102 | N | . | Gavin Power, LLC | Gavin Power, LLC | 61135 | OH | ENC | RFC |  | 22 | 2 | NAICS-22 Non-Cogen | ST | DFO | DFO | PJM | 314176 | 30120.118 | 2021
Vintage1975 | hard coal | TRUE | 8102 | N | . | Gavin Power, LLC | Gavin Power, LLC | 61135 | OH | ENC | RFC |  | 22 | 2 | NAICS-22 Non-Cogen | ST | RC | COL | PJM | 134880852 | 13406106 | 2021
Vintage2007 | petroleum | TRUE | 8105 | N | . | Halstad | City of Halstad - (MN) | 7969 | MN | WNC | MRO |  | 22 | 1 | Electric Utility | IC | DFO | DFO | MISO | 276 | 23 | 2021
Vintage2019 | petroleum | TRUE | 8106 | N | . | Tipton | City of Tipton - (IA) | 18947 | IA | WNC | MRO |  | 22 | 1 | Electric Utility | IC | DFO | DFO | MISO | 3515 | 350 | 2021
| natural gas peaker | FALSE | 8106 | N | . | Tipton | City of Tipton - (IA) | 18947 | IA | WNC | MRO |  | 22 | 1 | Electric Utility | IC | NG | NG | MISO | 0 | 0 | 2021
Vintage2011 | petroleum | TRUE | 8108 | N | . | Hopkinton | City of Hopkinton - (IA) | 8847 | IA | WNC | MRO |  | 22 | 1 | Electric Utility | IC | DFO | DFO | MISO | 1398 | 133 | 2021
| petroleum | FALSE | 8110 | N | . | Stanberry | City of Stanberry - (MO) | 17946 | MO | WNC | SERC |  | 22 | 1 | Electric Utility | IC | DFO | DFO | AECI | 0 | 0 | 2021
| natural gas peaker | FALSE | 8110 | N | . | Stanberry | City of Stanberry - (MO) | 17946 | MO | WNC | SERC |  | 22 | 1 | Electric Utility | IC | NG | NG | AECI | 0 | 0 | 2021
Vintage1999 | natural gas peaker | TRUE | 8219 | N | . | Ray D Nixon | City of Colorado Springs - (CO) | 3989 | CO | MTN | WECC |  | 22 | 1 | Electric Utility | GT | NG | NG | WACM | 52541 | 3731 | 2021
Vintage0 | petroleum | FALSE | 8219 | N | . | Ray D Nixon | City of Colorado Springs - (CO) | 3989 | CO | MTN | WECC |  | 22 | 1 | Electric Utility | ST | DFO | DFO | WACM | 22248 | 2033.831 | 2021
Vintage1980 | hard coal | TRUE | 8219 | N | . | Ray D Nixon | City of Colorado Springs - (CO) | 3989 | CO | MTN | WECC |  | 22 | 1 | Electric Utility | ST | SUB | COL | WACM | 12340513 | 1156820.2 | 2021
Vintage0 | petroleum | FALSE | 8222 | N | . | Coyote | Otter Tail Power Co | 14232 | ND | WNC | MRO |  | 22 | 1 | Electric Utility | ST | DFO | DFO | MISO | 78768 | 6736.303 | 2021
Vintage1981 | lignite | TRUE | 8222 | N | . | Coyote | Otter Tail Power Co | 14232 | ND | WNC | MRO |  | 22 | 1 | Electric Utility | ST | LIG | COL | MISO | 28666576 | 2457422.7 | 2021
Vintage2014 | solar pv | TRUE | 8223 | N | . | Springerville | Tucson Electric Power Co | 24211 | AZ | MTN | WECC |  | 22 | 1 | Electric Utility | PV | SUN | SUN | TEPC | 141358 | 15983.55 | 2021
Vintage0 | petroleum | FALSE | 8223 | N | . | Springerville | Tucson Electric Power Co | 24211 | AZ | MTN | WECC |  | 22 | 1 | Electric Utility | ST | DFO | DFO | TEPC | 281017 | 25930.947 | 2021
Vintage2009 | hard coal | TRUE | 8223 | N | . | Springerville | Tucson Electric Power Co | 24211 | AZ | MTN | WECC |  | 22 | 1 | Electric Utility | ST | RC | COL | TEPC | 50945243 | 4746394.6 | 2021
Vintage2009 | hard coal | TRUE | 8223 | N | . | Springerville | Tucson Electric Power Co | 24211 | AZ | MTN | WECC |  | 22 | 1 | Electric Utility | ST | SUB | COL | TEPC | 36036392 | 3355330.5 | 2021
Vintage1985 | hard coal | TRUE | 8224 | N | . | North Valmy | Sierra Pacific Power Co | 17166 | NV | MTN | WECC |  | 22 | 1 | Electric Utility | ST | BIT | COL | NEVP | 15696730 | 1333563.6 | 2021
Vintage0 | petroleum | FALSE | 8224 | N | . | North Valmy | Sierra Pacific Power Co | 17166 | NV | MTN | WECC |  | 22 | 1 | Electric Utility | ST | DFO | DFO | NEVP | 68187 | 5680.438 | 2021
Vintage1985 | hard coal | TRUE | 8224 | N | . | North Valmy | Sierra Pacific Power Co | 17166 | NV | MTN | WECC |  | 22 | 1 | Electric Utility | ST | SUB | COL | NEVP | 2658126 | 228901.97 | 2021
| hydro | FALSE | 8225 | N | . | Seneca Generation LLC | Seneca Generation LLC | 59524 | PA | MAT | RFC |  | 22 | 2 | NAICS-22 Non-Cogen | HY | WAT | HYC | PJM | 0 | 0 | 2021
| other | FALSE | 8225 | N | . | Seneca Generation LLC | Seneca Generation LLC | 59524 | PA | MAT | RFC |  | 22 | 2 | NAICS-22 Non-Cogen | PS | WAT | HPS | PJM | 0 | -169856 | 2021
Vintage1970 | hard coal | TRUE | 8226 | N | . | Cheswick Power Plant | GenOn Power Midwest, LP | 14165 | PA | MAT | RFC |  | 22 | 2 | NAICS-22 Non-Cogen | ST | BIT | COL | PJM | 15750520 | 1353255.6 | 2021
Vintage0 | natural gas steam turbine | FALSE | 8226 | N | . | Cheswick Power Plant | GenOn Power Midwest, LP | 14165 | PA | MAT | RFC |  | 22 | 2 | NAICS-22 Non-Cogen | ST | NG | NG | PJM | 306397 | 26136.431 | 2021
| hard coal | FALSE | 8809 | N | . | Bent Mountain | FirstEnergy Generation Corp | 6526 | KY | ESC |  |  | 22 | 1 | Electric Utility | ST | BIT | COL |  | 0 | 0 | 2021
| hard coal | FALSE | 8812 | N | . | 1st Energy | Virginia Electric & Power Co | 19876 | VA | SAT |  |  | 22 | 1 | Electric Utility | ST | BIT | COL |  | 0 | 0 | 2021
| petroleum | FALSE | 8812 | N | . | 1st Energy | Virginia Electric & Power Co | 19876 | VA | SAT |  |  | 22 | 1 | Electric Utility | ST | DFO | DFO |  | 0 | 0 | 2021
| hard coal | FALSE | 8816 | N | . | Davant Transfer | Tampa Electric Co | 18454 | FL | SAT |  |  | 22 | 1 | Electric Utility | ST | BIT | COL |  | 0 | 0 | 2021
| petroleum | FALSE | 8816 | N | . | Davant Transfer | Tampa Electric Co | 18454 | FL | SAT |  |  | 22 | 1 | Electric Utility | ST | PC | PC |  | 0 | 0 | 2021
| hard coal | FALSE | 8816 | N | . | Davant Transfer | Tampa Electric Co | 18454 | FL | SAT |  |  | 22 | 1 | Electric Utility | ST | SUB | COL |  | 0 | 0 | 2021
| petroleum | FALSE | 8823 | N | . | Barber's Point Tank Farm | Hawaiian Electric Co Inc | 19547 | HI | PACN |  |  | 22 | 1 | Electric Utility | ST | DFO | DFO |  | 0 | 0 | 2021
| petroleum | FALSE | 8823 | N | . | Barber's Point Tank Farm | Hawaiian Electric Co Inc | 19547 | HI | PACN |  |  | 22 | 1 | Electric Utility | ST | RFO | RFO |  | 0 | 0 | 2021
| petroleum | FALSE | 8824 | N | . | IMT Transfer NY | Consolidated Edison Co-NY Inc | 4226 | NY | MAT |  |  | 22 | 1 | Electric Utility | ST | RFO | RFO |  | 0 | 0 | 2021
| petroleum | FALSE | 8825 | N | . |  |  | . |  | MAT |  |  | 22 | 1 | Electric Utility | ST | RFO | RFO |  | 0 | 0 | 2021
| hard coal | FALSE | 8827 | N | . | IMT Transfer | Duke Energy Florida, LLC | 6455 | FL | SAT |  |  | 22 | 1 | Electric Utility | ST | BIT | COL |  | 0 | 0 | 2021
| petroleum | FALSE | 8828 | N | . | Martin Gas Storage Facility | Duke Energy Florida, LLC | 6455 | FL | SAT |  |  | 22 | 1 | Electric Utility | ST | DFO | DFO |  | 0 | 0 | 2021
| hard coal | FALSE | 8829 | N | . | US United Bulk Terminal | Duke Energy Florida, LLC | 6455 | FL | SAT |  |  | 22 | 1 | Electric Utility | ST | BIT | COL |  | 0 | 0 | 2021
| natural gas steam turbine | FALSE | 8831 | N | . | Bay Gas | Mississippi Power Co | 12686 | MS | ESC |  |  | 22 | 1 | Electric Utility | ST | NG | NG |  | 0 | 0 | 2021
| natural gas steam turbine | FALSE | 8832 | N | . | Petal Gas | Mississippi Power Co | 12686 | MS | ESC |  |  | 22 | 1 | Electric Utility | ST | NG | NG |  | 0 | 0 | 2021
| hard coal | FALSE | 8834 | N | . | GRT Terminal | Tennessee Valley Authority | 18642 | KY | ESC |  |  | 22 | 1 | Electric Utility | ST | BIT | COL |  | 0 | 0 | 2021
| hard coal | FALSE | 8834 | N | . | GRT Terminal | Tennessee Valley Authority | 18642 | KY | ESC |  |  | 22 | 1 | Electric Utility | ST | SUB | COL |  | 0 | 0 | 2021
| hard coal | FALSE | 8835 | N | . | Cora Transfer | Tennessee Valley Authority | 18642 | TN | ESC |  |  | 22 | 1 | Electric Utility | ST | BIT | COL |  | 0 | 0 | 2021
| hard coal | FALSE | 8835 | N | . | Cora Transfer | Tennessee Valley Authority | 18642 | TN | ESC |  |  | 22 | 1 | Electric Utility | ST | SUB | COL |  | 0 | 0 | 2021
| hard coal | FALSE | 8837 | N | . | Calvert City | Tennessee Valley Authority | 18642 | KY | ESC |  |  | 22 | 1 | Electric Utility | ST | BIT | COL |  | 0 | 0 | 2021
| petroleum | FALSE | 8837 | N | . | Calvert City | Tennessee Valley Authority | 18642 | KY | ESC |  |  | 22 | 1 | Electric Utility | ST | DFO | DFO |  | 0 | 0 | 2021
| hard coal | FALSE | 8837 | N | . | Calvert City | Tennessee Valley Authority | 18642 | KY | ESC |  |  | 22 | 1 | Electric Utility | ST | SUB | COL |  | 0 | 0 | 2021
| hard coal | FALSE | 8838 | N | . | Cook - TVA | Virginia Electric & Power Co | 19876 | IL | ENC |  |  | 22 | 1 | Electric Utility | ST | BIT | COL |  | 0 | 0 | 2021
| hard coal | FALSE | 8838 | N | . | Cook - TVA | Virginia Electric & Power Co | 19876 | IL | ENC |  |  | 22 | 1 | Electric Utility | ST | SUB | COL |  | 0 | 0 | 2021
| hard coal | FALSE | 8841 | N | . | DTE-BRSC Shared Storage | DTE Electric Company | 5109 | MI | ENC |  |  | 22 | 1 | Electric Utility | ST | BIT | COL |  | 0 | 0 | 2021
| petroleum | FALSE | 8841 | N | . | DTE-BRSC Shared Storage | DTE Electric Company | 5109 | MI | ENC |  |  | 22 | 1 | Electric Utility | ST | DFO | DFO |  | 0 | 0 | 2021
| hard coal | FALSE | 8841 | N | . | DTE-BRSC Shared Storage | DTE Electric Company | 5109 | MI | ENC |  |  | 22 | 1 | Electric Utility | ST | SUB | COL |  | 0 | 0 | 2021
| hard coal | FALSE | 8843 | N | . | PSEG--Eastern Terminal | PSEG Fossil LLC | 15147 | NJ | MAT |  |  | 22 | 2 | NAICS-22 Non-Cogen | ST | BIT | COL |  | 0 | 0 | 2021
| petroleum | FALSE | 8843 | N | . | PSEG--Eastern Terminal | PSEG Fossil LLC | 15147 | NJ | MAT |  |  | 22 | 2 | NAICS-22 Non-Cogen | ST | DFO | DFO |  | 0 | 0 | 2021
| other | FALSE | 8843 | N | . | PSEG--Eastern Terminal | PSEG Fossil LLC | 15147 | NJ | MAT |  |  | 22 | 2 | NAICS-22 Non-Cogen | ST | KER | WOO |  | 0 | 0 | 2021
| hard coal | FALSE | 8845 | N | . | Keystone Fuels Terminal | RRI Energy Services, LLC | 39004 | PA | MAT |  |  | 22 | 2 | NAICS-22 Non-Cogen | ST | BIT | COL |  | 0 | 0 | 2021
| petroleum | FALSE | 8845 | N | . | Keystone Fuels Terminal | RRI Energy Services, LLC | 39004 | PA | MAT |  |  | 22 | 2 | NAICS-22 Non-Cogen | ST | DFO | DFO |  | 0 | 0 | 2021
| hard coal | FALSE | 8845 | N | . | Keystone Fuels Terminal | RRI Energy Services, LLC | 39004 | PA | MAT |  |  | 22 | 2 | NAICS-22 Non-Cogen | ST | WC | WOC |  | 0 | 0 | 2021
| hard coal | FALSE | 8846 | N | . | Conemaugh Fuels LLC -Terminal | RRI Energy Services, LLC | 39004 | PA | MAT |  |  | 22 | 2 | NAICS-22 Non-Cogen | ST | BIT | COL |  | 0 | 0 | 2021
| natural gas steam turbine | FALSE | 8846 | N | . | Conemaugh Fuels LLC -Terminal | RRI Energy Services, LLC | 39004 | PA | MAT |  |  | 22 | 2 | NAICS-22 Non-Cogen | ST | NG | NG |  | 0 | 0 | 2021
| hard coal | FALSE | 8846 | N | . | Conemaugh Fuels LLC -Terminal | RRI Energy Services, LLC | 39004 | PA | MAT |  |  | 22 | 2 | NAICS-22 Non-Cogen | ST | WC | WOC |  | 0 | 0 | 2021
| hard coal | FALSE | 8847 | N | . | Southern Pines | Alabama Power Co | 195 | AL | ESC |  |  | 22 | 1 | Electric Utility | ST | BIT | COL |  | 0 | 0 | 2021
| natural gas steam turbine | FALSE | 8847 | N | . | Southern Pines | Alabama Power Co | 195 | AL | ESC |  |  | 22 | 1 | Electric Utility | ST | NG | NG |  | 0 | 0 | 2021
| hard coal | FALSE | 8848 | N | . | Ceredo - Terminal | Duke Energy Florida, LLC | 6455 | WV | SAT |  |  | 22 | 1 | Electric Utility | ST | BIT | COL |  | 0 | 0 | 2021
| hard coal | FALSE | 8850 | N | . | Shipyard River Terminal | Duke Energy Florida, LLC | 6455 | SC | SAT |  |  | 22 | 1 | Electric Utility | ST | BIT | COL |  | 0 | 0 | 2021
| hard coal | FALSE | 8851 | N | . | Associated TerminalS | Duke Energy Florida, LLC | 6455 | MS | ESC |  |  | 22 | 1 | Electric Utility | ST | BIT | COL |  | 0 | 0 | 2021
| petroleum | FALSE | 8851 | N | . | Associated TerminalS | Duke Energy Florida, LLC | 6455 | MS | ESC |  |  | 22 | 1 | Electric Utility | ST | DFO | DFO |  | 0 | 0 | 2021
| hard coal | FALSE | 8852 | N | . | CCT Terminal | Indiana Michigan Power Co | 9324 | IL | ENC |  |  | 22 | 1 | Electric Utility | ST | BIT | COL |  | 0 | 0 | 2021
| hard coal | FALSE | 8852 | N | . | CCT Terminal | Indiana Michigan Power Co | 9324 | IL | ENC |  |  | 22 | 1 | Electric Utility | ST | SUB | COL |  | 0 | 0 | 2021
| hard coal | FALSE | 8853 | N | . | Leaf River | Mississippi Power Co | 12686 | MS | ESC |  |  | 22 | 1 | Electric Utility | ST | BIT | COL |  | 0 | 0 | 2021
| natural gas steam turbine | FALSE | 8853 | N | . | Leaf River | Mississippi Power Co | 12686 | MS | ESC |  |  | 22 | 1 | Electric Utility | ST | NG | NG |  | 0 | 0 | 2021
| hard coal | FALSE | 8857 | N | . | PSEG- Kinder Morgan Coal Storage | PSEG Fossil LLC | 15147 | PA | MAT |  |  | 22 | 2 | NAICS-22 Non-Cogen | ST | BIT | COL |  | 0 | 0 | 2021
| hard coal | FALSE | 8858 | N | . | PSEG- Provport Coal Storage | PSEG Power Connecticut LLC | 15452 | RI | NEW |  |  | 22 | 2 | NAICS-22 Non-Cogen | ST | SUB | COL |  | 0 | 0 | 2021
| hard coal | FALSE | 8865 | N | . | Alicia Dock | Allegheny Energy Supply Co LLC | 23279 | PA | MAT |  |  | 22 | 1 | Electric Utility | ST | BIT | COL |  | 0 | 0 | 2021
| hard coal | FALSE | 8866 | N | . | Colona - Terminal | Allegheny Energy Supply Co LLC | 23279 | PA | MAT |  |  | 22 | 1 | Electric Utility | ST | BIT | COL |  | 0 | 0 | 2021
| hard coal | FALSE | 8866 | N | . | Colona - Terminal | Allegheny Energy Supply Co LLC | 23279 | PA | MAT |  |  | 22 | 1 | Electric Utility | ST | SUB | COL |  | 0 | 0 | 2021
| hard coal | FALSE | 8867 | N | . | Warrenton Terminal | FirstEnergy Generation Corp | 6526 | OH | ENC |  |  | 22 | 1 | Electric Utility | ST | BIT | COL |  | 0 | 0 | 2021
| hard coal | FALSE | 8867 | N | . | Warrenton Terminal | FirstEnergy Generation Corp | 6526 | OH | ENC |  |  | 22 | 1 | Electric Utility | ST | SUB | COL |  | 0 | 0 | 2021
| hard coal | FALSE | 8868 | N | . | Haywood Storage Facility | Allegheny Energy Supply Co LLC | 23279 | WV | SAT |  |  | 22 | 1 | Electric Utility | ST | BIT | COL |  | 0 | 0 | 2021
| hard coal | FALSE | 8899 | N | . | Four Rivers Terminal | Tennessee Valley Authority | 18642 | KY | ESC |  |  | 22 | 1 | Electric Utility | ST | BIT | COL |  | 0 | 0 | 2021
| hard coal | FALSE | 8899 | N | . | Four Rivers Terminal | Tennessee Valley Authority | 18642 | KY | ESC |  |  | 22 | 1 | Electric Utility | ST | SUB | COL |  | 0 | 0 | 2021
Vintage1952 | hydro | TRUE | 8902 | N | . | Hoover Dam (AZ) | U S Bureau of Reclamation | 2518 | AZ | MTN | WECC |  | 22 | 1 | Electric Utility | HY | WAT | HYC | WALC | 14193522 | 1604876 | 2021
| natural gas peaker | FALSE | 8906 | N | . | Astoria Generating Station | U S Power Generating Company LLC | 54863 | NY | MAT | NPCC |  | 22 | 2 | NAICS-22 Non-Cogen | GT | NG | NG | NYIS | 0 | 0 | 2021
Vintage1962 | natural gas steam turbine | TRUE | 8906 | N | . | Astoria Generating Station | U S Power Generating Company LLC | 54863 | NY | MAT | NPCC |  | 22 | 2 | NAICS-22 Non-Cogen | ST | NG | NG | NYIS | 8208088 | 655336.53 | 2021
Vintage0 | petroleum | FALSE | 8906 | N | . | Astoria Generating Station | U S Power Generating Company LLC | 54863 | NY | MAT | NPCC |  | 22 | 2 | NAICS-22 Non-Cogen | ST | RFO | RFO | NYIS | 94163 | 6515.473 | 2021
Vintage0 | nuclear | FALSE | 8907 | N | 3 | Indian Point 3 | Entergy Nuclear Indian Point 3 | 6028 | NY | MAT | NPCC |  | 22 | 2 | NAICS-22 Non-Cogen | ST | NUC | NUC | NYIS | 29424710 | 2821401 | 2021
Vintage1951 | petroleum | TRUE | 9038 | N | . | Cherry Street | Town of Hudson - (MA) | 8973 | MA | NEW | NPCC |  | 22 | 1 | Electric Utility | IC | DFO | DFO | ISNE | 948 | 94.496 | 2021
Vintage1972 | natural gas peaker | TRUE | 9038 | N | . | Cherry Street | Town of Hudson - (MA) | 8973 | MA | NEW | NPCC |  | 22 | 1 | Electric Utility | IC | NG | NG | ISNE | 1214 | 120.504 | 2021
Vintage1992 | hydro | TRUE | 9095 | N | . | Monroe Street | Avista Corp | 20169 | WA | PACC | WECC |  | 22 | 1 | Electric Utility | HY | WAT | HYC | AVA | 789838 | 89308 | 2021
Vintage1922 | hydro | TRUE | 9096 | N | . | Upper Falls | Avista Corp | 20169 | WA | PACC | WECC |  | 22 | 1 | Electric Utility | HY | WAT | HYC | AVA | 496847 | 56179 | 2021
| petroleum | FALSE | 9674 | N | . | Nine Springs | Madison Gas & Electric Co | 11479 | WI | ENC | MRO |  | 22 | 1 | Electric Utility | GT | DFO | DFO | MISO | 0 | 0 | 2021
| petroleum | FALSE | 9674 | N | . | Nine Springs | Madison Gas & Electric Co | 11479 | WI | ENC | MRO |  | 22 | 1 | Electric Utility | GT | JF | WOO | MISO | 0 | 0 | 2021
Vintage1964 | natural gas peaker | TRUE | 9674 | N | . | Nine Springs | Madison Gas & Electric Co | 11479 | WI | ENC | MRO |  | 22 | 1 | Electric Utility | GT | NG | NG | MISO | 354 | 12 | 2021
Vintage1939 | hydro | TRUE | 9864 | N | . | Cabot Holyoke | City of Holyoke Gas and Electric Dept. | 8776 | MA | NEW | NPCC |  | 22 | 1 | Electric Utility | HY | WAT | HYC | ISNE | 32299 | 3652 | 2021
| petroleum | FALSE | 9864 | N | . | Cabot Holyoke | City of Holyoke Gas and Electric Dept. | 8776 | MA | NEW | NPCC |  | 22 | 1 | Electric Utility | ST | DFO | DFO | ISNE | 0 | 0 | 2021
| natural gas steam turbine | FALSE | 9864 | N | . | Cabot Holyoke | City of Holyoke Gas and Electric Dept. | 8776 | MA | NEW | NPCC |  | 22 | 1 | Electric Utility | ST | NG | NG | ISNE | 0 | 0 | 2021
| petroleum | FALSE | 9864 | N | . | Cabot Holyoke | City of Holyoke Gas and Electric Dept. | 8776 | MA | NEW | NPCC |  | 22 | 1 | Electric Utility | ST | RFO | RFO | ISNE | 0 | 0 | 2021
| hard coal | FALSE | 10003 | Y | . | Colorado Energy Nations Company | Molson Coors USA LLC | 63637 | CO | MTN | WECC |  | 312 | 7 | Industrial NAICS Cogen | ST | BIT | COL | PSCO | 0 | 0 | 2021
| petroleum | FALSE | 10003 | Y | . | Colorado Energy Nations Company | Molson Coors USA LLC | 63637 | CO | MTN | WECC |  | 312 | 7 | Industrial NAICS Cogen | ST | DFO | DFO | PSCO | 0 | 0 | 2021
Vintage1983 | natural gas steam turbine | FALSE | 10003 | Y | . | Colorado Energy Nations Company | Molson Coors USA LLC | 63637 | CO | MTN | WECC |  | 312 | 7 | Industrial NAICS Cogen | ST | NG | NG | PSCO | 879949 | 151072.48 | 2021
Vintage1992 | other | FALSE | 10004 | Y | . | Mosaic South Pierce Operations | Mosaic Fertilizer LLC | 9383 | FL | SAT | SERC |  | 325 | 7 | Industrial NAICS Cogen | ST | WH | OTH | TEC | 1054699 | 119256 | 2021
Vintage1988 | onshore wind | TRUE | 10005 | N | . | Dinosaur Point | International Turbine Res Inc | 9397 | CA | PACC | WECC |  | 22 | 2 | NAICS-22 Non-Cogen | WT | WND | WND | CISO | 129944 | 14693 | 2021
| petroleum | FALSE | 10008 | Y | . | Baptist Medical Center | Baptist Memorial Hospital | 1194 | FL | SAT | SERC |  | 622 | 5 | Commercial NAICS Cogen | GT | DFO | DFO | JEA | 0 | 0 | 2021
Vintage1993 | natural gas peaker | FALSE | 10008 | Y | . | Baptist Medical Center | Baptist Memorial Hospital | 1194 | FL | SAT | SERC |  | 622 | 5 | Commercial NAICS Cogen | GT | NG | NG | JEA | 101915 | 17922 | 2021
Vintage1989 | municipal solid waste | TRUE | 10013 | N | . | Covanta Hennepin Energy | Covanta Energy Co | 4435 | MN | WNC | MRO |  | 22 | 2 | NAICS-22 Non-Cogen | ST | MSB | MLG | MISO | 1701916 | 98410.416 | 2021
Vintage1989 | municipal solid waste | TRUE | 10013 | N | . | Covanta Hennepin Energy | Covanta Energy Co | 4435 | MN | WNC | MRO |  | 22 | 2 | NAICS-22 Non-Cogen | ST | MSN | OTH | MISO | 2080112 | 120278.93 | 2021
Vintage0 | natural gas steam turbine | FALSE | 10013 | N | . | Covanta Hennepin Energy | Covanta Energy Co | 4435 | MN | WNC | MRO |  | 22 | 2 | NAICS-22 Non-Cogen | ST | NG | NG | MISO | 24719 | 1424.656 | 2021
Vintage1988 | hydro | TRUE | 10014 | N | . | Lucky Peak Power Plant Project | Boise-Kuna Irrigation District | 1932 | ID | MTN | WECC |  | 22 | 2 | NAICS-22 Non-Cogen | HY | WAT | HYC | IPCO | 1960431 | 221668 | 2021
Vintage0 | hard coal | FALSE | 10017 | Y | . | WestRock-West Point Mill | WestRock-West Point Mill | 17465 | VA | SAT | SERC |  | 322 | 7 | Industrial NAICS Cogen | ST | BIT | COL | PJM | 56910 | 14248.374 | 2021
Vintage1985 | biomass | TRUE | 10017 | Y | . | WestRock-West Point Mill | WestRock-West Point Mill | 17465 | VA | SAT | SERC |  | 322 | 7 | Industrial NAICS Cogen | ST | BLQ | WWW | PJM | 896657 | 224468.76 | 2021
Vintage0 | petroleum | FALSE | 10017 | Y | . | WestRock-West Point Mill | WestRock-West Point Mill | 17465 | VA | SAT | SERC |  | 322 | 7 | Industrial NAICS Cogen | ST | DFO | DFO | PJM | 273 | 68.372 | 2021
Vintage0 | natural gas steam turbine | FALSE | 10017 | Y | . | WestRock-West Point Mill | WestRock-West Point Mill | 17465 | VA | SAT | SERC |  | 322 | 7 | Industrial NAICS Cogen | ST | NG | NG | PJM | 783112 | 196049.91 | 2021
| biomass | FALSE | 10017 | Y | . | WestRock-West Point Mill | WestRock-West Point Mill | 17465 | VA | SAT | SERC |  | 322 | 7 | Industrial NAICS Cogen | ST | OBL | ORW | PJM | 0 | 0 | 2021
Vintage0 | petroleum | FALSE | 10017 | Y | . | WestRock-West Point Mill | WestRock-West Point Mill | 17465 | VA | SAT | SERC |  | 322 | 7 | Industrial NAICS Cogen | ST | RFO | RFO | PJM | 165 | 41.334 | 2021
Vintage1985 | biomass | TRUE | 10017 | Y | . | WestRock-West Point Mill | WestRock-West Point Mill | 17465 | VA | SAT | SERC |  | 322 | 7 | Industrial NAICS Cogen | ST | SLW | ORW | PJM | 30665 | 7676.447 | 2021
Vintage1985 | biomass | TRUE | 10017 | Y | . | WestRock-West Point Mill | WestRock-West Point Mill | 17465 | VA | SAT | SERC |  | 322 | 7 | Industrial NAICS Cogen | ST | WDS | WWW | PJM | 313254 | 78422.671 | 2021
Vintage2006 | geothermal | TRUE | 10018 | N | . | Desert Peak Power Plant | Ormat Nevada Inc | 34691 | NV | MTN | WECC |  | 22 | 2 | NAICS-22 Non-Cogen | BT | GEO | GEO | NEVP | 816177 | 92286 | 2021
Vintage2016 | natural gas peaker | FALSE | 10020 | N | . | Cutrale Citrus Juices USA I | Cutrale Citrus Juices USA Inc | 4558 | FL | SAT | SERC |  | 311 | 6 | Industrial NAICS Non-Cogen | GT | NG | NG | FPC | 335921 | 18651 | 2021
| hydro | FALSE | 10025 | Y | . | RED-Rochester, LLC | RED-Rochester, LLC | 5624 | NY | MAT | NPCC |  | 339 | 7 | Industrial NAICS Cogen | HY | WAT | HYC | NYIS | 0 | 0 | 2021
| hard coal | FALSE | 10025 | Y | . | RED-Rochester, LLC | RED-Rochester, LLC | 5624 | NY | MAT | NPCC |  | 339 | 7 | Industrial NAICS Cogen | ST | BIT | COL | NYIS | 0 | 0 | 2021
| petroleum | FALSE | 10025 | Y | . | RED-Rochester, LLC | RED-Rochester, LLC | 5624 | NY | MAT | NPCC |  | 339 | 7 | Industrial NAICS Cogen | ST | DFO | DFO | NYIS | 0 | 0 | 2021
Vintage2015 | natural gas steam turbine | FALSE | 10025 | Y | . | RED-Rochester, LLC | RED-Rochester, LLC | 5624 | NY | MAT | NPCC |  | 339 | 7 | Industrial NAICS Cogen | ST | NG | NG | NYIS | 2126211 | 269844 | 2021
| petroleum | FALSE | 10025 | Y | . | RED-Rochester, LLC | RED-Rochester, LLC | 5624 | NY | MAT | NPCC |  | 339 | 7 | Industrial NAICS Cogen | ST | RFO | RFO | NYIS | 0 | 0 | 2021
Vintage0 | natural gas peaker | FALSE | 10026 | N | . | Encina Water Pollution Control | Encina Joint Powers Authority | 5901 | CA | PACC | WECC |  | 22132 | 4 | Commercial NAICS Non-Cogen | IC | NG | NG | CISO | 16610 | 1523.923 | 2021
Vintage2009 | biomass | TRUE | 10026 | N | . | Encina Water Pollution Control | Encina Joint Powers Authority | 5901 | CA | PACC | WECC |  | 22132 | 4 | Commercial NAICS Non-Cogen | IC | OBG | ORW | CISO | 141339 | 12975.077 | 2021
Vintage2017 | solar pv | FALSE | 10029 | N | . | General Electric Aircraft Engines | General Electric Aircraft Engines | 7049 | MA | NEW | NPCC |  | 336 | 6 | Industrial NAICS Non-Cogen | PV | SUN | SUN | ISNE | 20305 | 2296 | 2021
| petroleum | FALSE | 10029 | N | . | General Electric Aircraft Engines | General Electric Aircraft Engines | 7049 | MA | NEW | NPCC |  | 336 | 6 | Industrial NAICS Non-Cogen | ST | DFO | DFO | ISNE | 0 | 0 | 2021
| natural gas steam turbine | FALSE | 10029 | N | . | General Electric Aircraft Engines | General Electric Aircraft Engines | 7049 | MA | NEW | NPCC |  | 336 | 6 | Industrial NAICS Non-Cogen | ST | NG | NG | ISNE | 0 | 0 | 2021
| petroleum | FALSE | 10029 | N | . | General Electric Aircraft Engines | General Electric Aircraft Engines | 7049 | MA | NEW | NPCC |  | 336 | 6 | Industrial NAICS Non-Cogen | ST | RFO | RFO | ISNE | 0 | 0 | 2021
Vintage1985 | natural gas combined cycle | TRUE | 10030 | Y | . | Energy Center Dover | Energy Center Dover LLC | 7860 | DE | SAT | RFC |  | 22 | 3 | NAICS-22 Cogen | CA | NG | NG | PJM | 37321 | 10574 | 2021
| hard coal | FALSE | 10030 | Y | . | Energy Center Dover | Energy Center Dover LLC | 7860 | DE | SAT | RFC |  | 22 | 3 | NAICS-22 Cogen | CT | BIT | COL | PJM | 0 | 0 | 2021
| other | FALSE | 10030 | Y | . | Energy Center Dover | Energy Center Dover LLC | 7860 | DE | SAT | RFC |  | 22 | 3 | NAICS-22 Cogen | CT | KER | WOO | PJM | 0 | 0 | 2021
Vintage2001 | natural gas combined cycle | TRUE | 10030 | Y | . | Energy Center Dover | Energy Center Dover LLC | 7860 | DE | SAT | RFC |  | 22 | 3 | NAICS-22 Cogen | CT | NG | NG | PJM | 620962 | 76870 | 2021
Vintage0 | petroleum | FALSE | 10030 | Y | . | Energy Center Dover | Energy Center Dover LLC | 7860 | DE | SAT | RFC |  | 22 | 3 | NAICS-22 Cogen | GT | DFO | DFO | PJM | 4633 | 638.261 | 2021
Vintage2001 | natural gas peaker | TRUE | 10030 | Y | . | Energy Center Dover | Energy Center Dover LLC | 7860 | DE | SAT | RFC |  | 22 | 3 | NAICS-22 Cogen | GT | NG | NG | PJM | 236661 | 32599.739 | 2021
| natural gas combined cycle | FALSE | 10034 | Y | . | Gilroy Power Plant | Calpine Gilroy Cogen LP | 3028 | CA | PACC | WECC |  | 22 | 3 | NAICS-22 Cogen | CA | NG | NG | CISO | 0 | 29656 | 2021
Vintage1987 | natural gas combined cycle | TRUE | 10034 | Y | . | Gilroy Power Plant | Calpine Gilroy Cogen LP | 3028 | CA | PACC | WECC |  | 22 | 3 | NAICS-22 Cogen | CT | NG | NG | CISO | 787614 | 71011 | 2021
Vintage1989 | hydro | TRUE | 10036 | N | . | Hillsborough Hosiery | Silverstreet Hydro | 56590 | NH | NEW | NPCC |  | 22 | 2 | NAICS-22 Non-Cogen | HY | WAT | HYC | ISNE | 43795 | 4952 | 2021
Vintage2008 | natural gas peaker | FALSE | 10042 | N | . | Kaweah Delta District Hospital | Kaweah Delta Hospital | 10077 | CA | PACC | WECC |  | 622 | 4 | Commercial NAICS Non-Cogen | GT | NG | NG | CISO | 337734 | 19913.6 | 2021
Vintage1994 | hard coal | TRUE | 10043 | Y | . | Logan Generating Plant | Logan Generating Company LP | 63046 | NJ | MAT | RFC |  | 22 | 3 | NAICS-22 Cogen | ST | BIT | COL | PJM | 6563844 | 561532.15 | 2021
Vintage0 | petroleum | FALSE | 10043 | Y | . | Logan Generating Plant | Logan Generating Company LP | 63046 | NJ | MAT | RFC |  | 22 | 3 | NAICS-22 Cogen | ST | DFO | DFO | PJM | 45614 | 3948.279 | 2021
Vintage1984 | hydro | TRUE | 10049 | N | . | Little Mac Project | Little Mac Power Company | 54696 | ID | MTN | WECC |  | 22 | 2 | NAICS-22 Non-Cogen | HY | WAT | HYC | IPCO | 43970 | 4972 | 2021
Vintage0 | natural gas peaker | FALSE | 10050 | Y | . | Fourche Creek Wastewater | Little Rock Water Reclamation Authority | 11079 | AR | WSC | SERC |  | 22132 | 5 | Commercial NAICS Cogen | IC | NG | NG | MISO | 1287 | 333.521 | 2021
Vintage2009 | biomass | TRUE | 10050 | Y | . | Fourche Creek Wastewater | Little Rock Water Reclamation Authority | 11079 | AR | WSC | SERC |  | 22132 | 5 | Commercial NAICS Cogen | IC | OBG | ORW | MISO | 17386 | 4467.499 | 2021
| hydro | FALSE | 10051 | N | . | Lockville Hydropower | Brooks Energy, LLC | 49753 | NC | SAT | SERC |  | 22 | 2 | NAICS-22 Non-Cogen | HY | WAT | HYC | CPLE | 0 | 0 | 2021
| natural gas steam turbine | FALSE | 10052 | N | . | Fairhaven Power | DG Fairhaven Power LLC | 54788 | CA | PACC | WECC |  | 22 | 2 | NAICS-22 Non-Cogen | ST | NG | NG | CISO | 0 | 0 | 2021
| biomass | FALSE | 10052 | N | . | Fairhaven Power | DG Fairhaven Power LLC | 54788 | CA | PACC | WECC |  | 22 | 2 | NAICS-22 Non-Cogen | ST | WDS | WWW | CISO | 0 | 0 | 2021
Vintage1984 | petroleum | FALSE | 10058 | N | . | General Electric Diesel Engine Plant | General Electric Co | 7075 | PA | MAT | RFC |  | 336 | 6 | Industrial NAICS Non-Cogen | IC | DFO | DFO | PJM | 125768 | 3463.32 | 2021
| natural gas peaker | FALSE | 10058 | N | . | General Electric Diesel Engine Plant | General Electric Co | 7075 | PA | MAT | RFC |  | 336 | 6 | Industrial NAICS Non-Cogen | IC | NG | NG | PJM | 0 | 0 | 2021
| natural gas combined cycle | FALSE | 10061 | Y | . | Mars Wrigley Confectionery US, LLC | Mars Wrigley Confectionery US, LLC | 11401 | NJ | MAT | RFC |  | 311 | 7 | Industrial NAICS Cogen | CA | NG | NG | PJM | 0 | 0 | 2021
| petroleum | FALSE | 10061 | Y | . | Mars Wrigley Confectionery US, LLC | Mars Wrigley Confectionery US, LLC | 11401 | NJ | MAT | RFC |  | 311 | 7 | Industrial NAICS Cogen | CT | DFO | DFO | PJM | 0 | 0 | 2021
Vintage1989 | natural gas combined cycle | FALSE | 10061 | Y | . | Mars Wrigley Confectionery US, LLC | Mars Wrigley Confectionery US, LLC | 11401 | NJ | MAT | RFC |  | 311 | 7 | Industrial NAICS Cogen | CT | NG | NG | PJM | 450849 | 57751 | 2021
Vintage1981 | municipal solid waste | TRUE | 10062 | N | . | Miami Dade County Resource Recovery Fac | Covanta Southeast Florida Renewable Ltd | 50085 | FL | SAT | SERC |  | 22 | 2 | NAICS-22 Non-Cogen | ST | MSB | MLG | FPL | 3290890 | 129354.63 | 2021
Vintage1981 | municipal solid waste | TRUE | 10062 | N | . | Miami Dade County Resource Recovery Fac | Covanta Southeast Florida Renewable Ltd | 50085 | FL | SAT | SERC |  | 22 | 2 | NAICS-22 Non-Cogen | ST | MSN | OTH | FPL | 4022287 | 158103.79 | 2021
Vintage0 | natural gas steam turbine | FALSE | 10062 | N | . | Miami Dade County Resource Recovery Fac | Covanta Southeast Florida Renewable Ltd | 50085 | FL | SAT | SERC |  | 22 | 2 | NAICS-22 Non-Cogen | ST | NG | NG | FPL | 323248 | 12763.587 | 2021
Vintage1989 | hydro | TRUE | 10063 | N | . | Derby Hydro | McCallum Enterprises I LP | 11943 | CT | NEW | NPCC |  | 22 | 2 | NAICS-22 Non-Cogen | HY | WAT | HYC | ISNE | 278983 | 31545 | 2021
Vintage1988 | hydro | TRUE | 10066 | N | . | Lockwood Hydroelectric Facility | Merimil Ltd Partnership | 12401 | ME | NEW | NPCC |  | 22 | 2 | NAICS-22 Non-Cogen | HY | WAT | HYC | ISNE | 175721 | 19869 | 2021
Vintage1985 | hydro | TRUE | 10070 | N | . | Foothills Hydro Plant | Denver City & County-Foothills | 5164 | CO | MTN | WECC |  | 22 | 2 | NAICS-22 Non-Cogen | HY | WAT | HYC | WACM | 46059 | 5208 | 2021
Vintage0 | natural gas steam turbine | FALSE | 10072 | N | . | Engineered Carbons Borger Cogen | Orion Engineered Carbons | 55727 | TX | WSC | MRO |  | 325 | 6 | Industrial NAICS Non-Cogen | ST | NG | NG | SWPP | 6655 | 377.189 | 2021
Vintage1982 | other | FALSE | 10072 | N | . | Engineered Carbons Borger Cogen | Orion Engineered Carbons | 55727 | TX | WSC | MRO |  | 325 | 6 | Industrial NAICS Non-Cogen | ST | OG | OOG | SWPP | 1353913 | 76718.811 | 2021
| hard coal | FALSE | 10075 | N | . | Taconite Harbor Energy Center | ALLETE, Inc. | 12647 | MN | WNC | MRO |  | 22 | 1 | Electric Utility | ST | BIT | COL | MISO | 0 | 0 | 2021
| petroleum | FALSE | 10075 | N | . | Taconite Harbor Energy Center | ALLETE, Inc. | 12647 | MN | WNC | MRO |  | 22 | 1 | Electric Utility | ST | DFO | DFO | MISO | 0 | 0 | 2021
| hard coal | FALSE | 10075 | N | . | Taconite Harbor Energy Center | ALLETE, Inc. | 12647 | MN | WNC | MRO |  | 22 | 1 | Electric Utility | ST | SUB | COL | MISO | 0 | 0 | 2021
Vintage1986 | hydro | TRUE | 10081 | N | . | Strontia Springs Hydro Plant | Denver City & County of | 5068 | CO | MTN | WECC |  | 22 | 2 | NAICS-22 Non-Cogen | HY | WAT | HYC | PSCO | 67407 | 7622 | 2021
| natural gas combined cycle | FALSE | 10091 | Y | . | Total Energy Facilities | Los Angeles County Sanitation | 11217 | CA | PACC | WECC |  | 22132 | 5 | Commercial NAICS Cogen | CA | NG | NG | CISO | 0 | 1997.043 | 2021
| biomass | FALSE | 10091 | Y | . | Total Energy Facilities | Los Angeles County Sanitation | 11217 | CA | PACC | WECC |  | 22132 | 5 | Commercial NAICS Cogen | CA | OBG | ORW | CISO | 0 | 28449.957 | 2021
Vintage0 | natural gas combined cycle | FALSE | 10091 | Y | . | Total Energy Facilities | Los Angeles County Sanitation | 11217 | CA | PACC | WECC |  | 22132 | 5 | Commercial NAICS Cogen | CT | NG | NG | CISO | 109481 | 9081.85 | 2021
Vintage2003 | biomass | TRUE | 10091 | Y | . | Total Energy Facilities | Los Angeles County Sanitation | 11217 | CA | PACC | WECC |  | 22132 | 5 | Commercial NAICS Cogen | CT | OBG | ORW | CISO | 1499914 | 123126.15 | 2021
Vintage1982 | petroleum | FALSE | 10093 | Y | . | Tesoro Hawaii | PAR Petroleum | 58553 | HI | PACN |  |  | 32411 | 7 | Industrial NAICS Cogen | GT | DFO | DFO | NA | 592 | 127.505 | 2021
Vintage1982 | petroleum | FALSE | 10093 | Y | . | Tesoro Hawaii | PAR Petroleum | 58553 | HI | PACN |  |  | 32411 | 7 | Industrial NAICS Cogen | GT | JF | WOO | NA | 91410 | 19691.13 | 2021
| other | FALSE | 10093 | Y | . | Tesoro Hawaii | PAR Petroleum | 58553 | HI | PACN |  |  | 32411 | 7 | Industrial NAICS Cogen | GT | KER | WOO | NA | 0 | 0 | 2021
| petroleum | FALSE | 10093 | Y | . | Tesoro Hawaii | PAR Petroleum | 58553 | HI | PACN |  |  | 32411 | 7 | Industrial NAICS Cogen | GT | RFO | RFO | NA | 0 | 0 | 2021
Vintage1982 | petroleum | FALSE | 10093 | Y | . | Tesoro Hawaii | PAR Petroleum | 58553 | HI | PACN |  |  | 32411 | 7 | Industrial NAICS Cogen | GT | WO | WOO | NA | 623599 | 134333.41 | 2021
| petroleum | FALSE | 10099 | N | . | Pedricktown Cogeneration Company LP | Pedricktown Cogeneration Company LP | 50160 | NJ | MAT | RFC |  | 22 | 2 | NAICS-22 Non-Cogen | CA | DFO | DFO | PJM | 0 | 0 | 2021
Vintage1992 | natural gas combined cycle | TRUE | 10099 | N | . | Pedricktown Cogeneration Company LP | Pedricktown Cogeneration Company LP | 50160 | NJ | MAT | RFC |  | 22 | 2 | NAICS-22 Non-Cogen | CA | NG | NG | PJM | 43764 | 13944 | 2021
| petroleum | FALSE | 10099 | N | . | Pedricktown Cogeneration Company LP | Pedricktown Cogeneration Company LP | 50160 | NJ | MAT | RFC |  | 22 | 2 | NAICS-22 Non-Cogen | CT | DFO | DFO | PJM | 0 | 0 | 2021
| other | FALSE | 10099 | N | . | Pedricktown Cogeneration Company LP | Pedricktown Cogeneration Company LP | 50160 | NJ | MAT | RFC |  | 22 | 2 | NAICS-22 Non-Cogen | CT | KER | WOO | PJM | 0 | 0 | 2021
Vintage1992 | natural gas combined cycle | TRUE | 10099 | N | . | Pedricktown Cogeneration Company LP | Pedricktown Cogeneration Company LP | 50160 | NJ | MAT | RFC |  | 22 | 2 | NAICS-22 Non-Cogen | CT | NG | NG | PJM | 387289 | 28971 | 2021
| petroleum | FALSE | 10108 | Y | . | Hampton Facility | Foss Manufacturing Company LLC | 6636 | NH | NEW | NPCC |  | 313 | 7 | Industrial NAICS Cogen | GT | DFO | DFO | ISNE | 0 | 0 | 2021
Vintage2000 | natural gas peaker | FALSE | 10108 | Y | . | Hampton Facility | Foss Manufacturing Company LLC | 6636 | NH | NEW | NPCC |  | 313 | 7 | Industrial NAICS Cogen | GT | NG | NG | ISNE | 186726 | 29005 | 2021
Vintage1985 | hydro | TRUE | 10109 | N | . | Stevens Mills Dam | Eagle Creek Renewable Energy, LLC | 57280 | NH | NEW | NPCC |  | 22 | 2 | NAICS-22 Non-Cogen | HY | WAT | HYC | ISNE | 61050 | 6903 | 2021
Vintage1986 | natural gas peaker | FALSE | 10110 | Y | . | Frito-Lay Cogen Plant | Frito-Lay Inc | 15743 | CA | PACC | WECC |  | 311 | 7 | Industrial NAICS Cogen | GT | NG | NG | CISO | 158420 | 21358 | 2021
Vintage0 | petroleum | FALSE | 10113 | Y | . | John B Rich Memorial Power Station | Gilberton Power Co | 7199 | PA | MAT | RFC |  | 22 | 3 | NAICS-22 Cogen | ST | DFO | DFO | PJM | 29034 | 2062.463 | 2021
Vintage1988 | hard coal | TRUE | 10113 | Y | . | John B Rich Memorial Power Station | Gilberton Power Co | 7199 | PA | MAT | RFC |  | 22 | 3 | NAICS-22 Cogen | ST | WC | WOC | PJM | 8137764 | 581413.54 | 2021
Vintage2016 | natural gas peaker | FALSE | 10115 | Y | . | Grossmont Hospital | Sharp Grossmont Hospital | 7726 | CA | PACC | WECC |  | 622 | 5 | Commercial NAICS Cogen | GT | NG | NG | CISO | 170411 | 29077 | 2021
Vintage1987 | hydro | TRUE | 10116 | N | . | Hampshire Paper | Hampshire Paper Co Inc | 9357 | NY | MAT | NPCC |  | 22 | 2 | NAICS-22 Non-Cogen | HY | WAT | HYC | NYIS | 79401 | 8978 | 2021
Vintage2006 | municipal solid waste | TRUE | 10118 | Y | . | Harrisburg Facility | Harrisburg Authority | 8181 | PA | MAT | RFC |  | 22 | 3 | NAICS-22 Cogen | ST | MSB | MLG | PJM | 320085 | 49339.832 | 2021
Vintage2006 | municipal solid waste | TRUE | 10118 | Y | . | Harrisburg Facility | Harrisburg Authority | 8181 | PA | MAT | RFC |  | 22 | 3 | NAICS-22 Cogen | ST | MSN | OTH | PJM | 391224 | 60305.304 | 2021
Vintage0 | natural gas steam turbine | FALSE | 10118 | Y | . | Harrisburg Facility | Harrisburg Authority | 8181 | PA | MAT | RFC |  | 22 | 3 | NAICS-22 Cogen | ST | NG | NG | PJM | 18223 | 2787.864 | 2021
| petroleum | FALSE | 10120 | Y | . | PInova Inc | PInova Inc | 8486 | GA | SAT | SERC |  | 325 | 7 | Industrial NAICS Cogen | ST | DFO | DFO | SOCO | 0 | 0 | 2021
Vintage0 | natural gas steam turbine | FALSE | 10120 | Y | . | PInova Inc | PInova Inc | 8486 | GA | SAT | SERC |  | 325 | 7 | Industrial NAICS Cogen | ST | NG | NG | SOCO | 54694 | 10884.272 | 2021
Vintage1980 | biomass | TRUE | 10120 | Y | . | PInova Inc | PInova Inc | 8486 | GA | SAT | SERC |  | 325 | 7 | Industrial NAICS Cogen | ST | OBL | ORW | SOCO | 314 | 62.397 | 2021
| petroleum | FALSE | 10120 | Y | . | PInova Inc | PInova Inc | 8486 | GA | SAT | SERC |  | 325 | 7 | Industrial NAICS Cogen | ST | RFO | RFO | SOCO | 0 | 0 | 2021
Vintage1980 | biomass | TRUE | 10120 | Y | . | PInova Inc | PInova Inc | 8486 | GA | SAT | SERC |  | 325 | 7 | Industrial NAICS Cogen | ST | WDS | WWW | SOCO | 73422 | 14610.891 | 2021
| hydro | FALSE | 10121 | N | . | High Shoals Hydro (GA) | High Shoals Hydro | 8596 | GA | SAT | SERC |  | 22 | 2 | NAICS-22 Non-Cogen | HY | WAT | HYC | SOCO | 0 | 0 | 2021
Vintage0 | petroleum | FALSE | 10122 | Y | . | CIP II/AR Bridgewater Holdings - NJCOE | COE Bridgewater LLC c/o Thor Equities, LLC | 62860 | NJ | MAT | RFC |  | 53 | 5 | Commercial NAICS Cogen | GT | DFO | DFO | PJM | 5 | 0.986 | 2021
Vintage2002 | natural gas peaker | FALSE | 10122 | Y | . | CIP II/AR Bridgewater Holdings - NJCOE | COE Bridgewater LLC c/o Thor Equities, LLC | 62860 | NJ | MAT | RFC |  | 53 | 5 | Commercial NAICS Cogen | GT | NG | NG | PJM | 113733 | 25479.994 | 2021
Vintage0 | petroleum | FALSE | 10123 | Y | . | Hoffmann LaRoche | PB Nutclif Master, LLC | 60557 | NJ | MAT | RFC |  | 325 | 7 | Industrial NAICS Cogen | GT | DFO | DFO | PJM | 595 | 146.456 | 2021
Vintage2004 | natural gas peaker | FALSE | 10123 | Y | . | Hoffmann LaRoche | PB Nutclif Master, LLC | 60557 | NJ | MAT | RFC |  | 325 | 7 | Industrial NAICS Cogen | GT | NG | NG | PJM | 203405 | 50076.544 | 2021
Vintage1987 | hydro | TRUE | 10124 | N | . | Hollow Dam Power Partnership | Ampersand Hollow Dam Hydro LLC | 59136 | NY | MAT | NPCC |  | 22 | 2 | NAICS-22 Non-Cogen | HY | WAT | HYC | NYIS | 22639 | 2560 | 2021
Vintage1983 | hydro | FALSE | 10128 | N | . | Gosselin Hydro Plant | Humboldt Bay Mun Water Dist | 8787 | CA | PACC | WECC |  | 22131 | 4 | Commercial NAICS Non-Cogen | HY | WAT | HYC | CISO | 38180 | 4317 | 2021
Vintage0 | petroleum | FALSE | 10129 | Y | . | Indiana University of Pennsylvania | Indiana University of Penn | 9335 | PA | MAT | RFC |  | 611 | 5 | Commercial NAICS Cogen | IC | DFO | DFO | PJM | 4183 | 674.192 | 2021
Vintage1988 | natural gas peaker | FALSE | 10129 | Y | . | Indiana University of Pennsylvania | Indiana University of Penn | 9335 | PA | MAT | RFC |  | 611 | 5 | Commercial NAICS Cogen | IC | NG | NG | PJM | 119413 | 19248.808 | 2021
Vintage1989 | hydro | TRUE | 10137 | N | . | Deweys Mill | Green Mountain Power Corp | 7601 | VT | NEW | NPCC |  | 22 | 1 | Electric Utility | HY | WAT | HYC | ISNE | 4715 | 533 | 2021
Vintage1985 | hydro | TRUE | 10138 | N | . | South Dry Creek Hydro | Hydrodynamics Inc | 9370 | MT | MTN | WECC |  | 22 | 2 | NAICS-22 Non-Cogen | HY | WAT | HYC | NWMT | 24595 | 2781 | 2021
Vintage1990 | hydro | TRUE | 10139 | N | . | Isabella Hydro Project | Isabella Partners | 9439 | CA | PACC | WECC |  | 22 | 2 | NAICS-22 Non-Cogen | HY | WAT | HYC | CISO | 29282 | 3311 | 2021
Vintage1986 | hydro | TRUE | 10140 | N | . | Birch Creek Power | Birch Power Co | 1751 | ID | MTN | WECC |  | 22 | 2 | NAICS-22 Non-Cogen | HY | WAT | HYC | PACE | 109100 | 12336 | 2021
Vintage0 | other | FALSE | 10143 | N | . | Colver Green Energy | Inter-Power/AhlCon Partners, L.P. | 9379 | PA | MAT | RFC |  | 22 | 2 | NAICS-22 Non-Cogen | ST | PG | WOO | PJM | 36 | 2.737 | 2021
Vintage1995 | hard coal | TRUE | 10143 | N | . | Colver Green Energy | Inter-Power/AhlCon Partners, L.P. | 9379 | PA | MAT | RFC |  | 22 | 2 | NAICS-22 Non-Cogen | ST | WC | WOC | PJM | 7594126 | 643623.26 | 2021
Vintage2004 | biomass | TRUE | 10144 | Y | . | Sierra Pacific Lincoln Facility | Sierra Pacific Industries | 17164 | CA | PACC | WECC |  | 321 | 7 | Industrial NAICS Cogen | ST | WDS | WWW | CISO | 467503 | 92646 | 2021
| hard coal | FALSE | 10149 | Y | . | Decorative Panels Intl | Decorative Panels International, Inc. | 49967 | MI | ENC | RFC |  | 321 | 7 | Industrial NAICS Cogen | ST | BIT | COL | MISO | 0 | 0 | 2021
Vintage1957 | natural gas steam turbine | FALSE | 10149 | Y | . | Decorative Panels Intl | Decorative Panels International, Inc. | 49967 | MI | ENC | RFC |  | 321 | 7 | Industrial NAICS Cogen | ST | NG | NG | MISO | 116603 | 29732.222 | 2021
Vintage0 | biomass | FALSE | 10149 | Y | . | Decorative Panels Intl | Decorative Panels International, Inc. | 49967 | MI | ENC | RFC |  | 321 | 7 | Industrial NAICS Cogen | ST | WDS | WWW | MISO | 21557 | 5496.778 | 2021
Vintage0 | natural gas steam turbine | FALSE | 10151 | N | . | Grant Town Power Plant | American Bituminous Power LP | 563 | WV | SAT | RFC |  | 22 | 2 | NAICS-22 Non-Cogen | ST | NG | NG | PJM | 57179 | 4212.978 | 2021
Vintage1992 | hard coal | TRUE | 10151 | N | . | Grant Town Power Plant | American Bituminous Power LP | 563 | WV | SAT | RFC |  | 22 | 2 | NAICS-22 Non-Cogen | ST | WC | WOC | PJM | 8484322 | 627196.02 | 2021
Vintage1985 | hydro | TRUE | 10152 | N | . | Warrior Ridge Hydro | American Hydro Power Company | 503 | PA | MAT | RFC |  | 22 | 2 | NAICS-22 Non-Cogen | HY | WAT | HYC | PJM | 6401 | 724 | 2021
Vintage2020 | natural gas peaker | FALSE | 10154 | Y | . | Power Island | INEOS USA LLC | 54769 | TX | WSC | TRE |  | 32512 | 7 | Industrial NAICS Cogen | GT | NG | NG | ERCO | 3418615 | 784064 | 2021
Vintage1993 | hydro | TRUE | 10155 | N | . | Brasfield | Appomattox River Associates LP | 756 | VA | SAT | SERC |  | 22 | 2 | NAICS-22 Non-Cogen | HY | WAT | HYC | PJM | 84469 | 9551 | 2021
| natural gas combined cycle | FALSE | 10156 | Y | . | Fresno Cogen Partners | Wellhead Services, Inc | 20323 | CA | PACC | WECC |  | 22 | 3 | NAICS-22 Cogen | CA | NG | NG | CISO | 0 | 0 | 2021
Vintage2004 | natural gas combined cycle | TRUE | 10156 | Y | . | Fresno Cogen Partners | Wellhead Services, Inc | 20323 | CA | PACC | WECC |  | 22 | 3 | NAICS-22 Cogen | CT | NG | NG | CISO | 45304 | 4629 | 2021
Vintage2001 | natural gas peaker | TRUE | 10156 | Y | . | Fresno Cogen Partners | Wellhead Services, Inc | 20323 | CA | PACC | WECC |  | 22 | 3 | NAICS-22 Cogen | GT | NG | NG | CISO | 45315 | 4629 | 2021
Vintage1986 | hydro | TRUE | 10162 | N | . | Whitewater Hydro Plant | Desert Water Agency | 5093 | CA | PACC | WECC |  | 22 | 2 | NAICS-22 Non-Cogen | HY | WAT | HYC | CISO | 2734 | 309 | 2021
Vintage0 | natural gas steam turbine | FALSE | 10167 | Y | . | Seadrift Coke LP | Seadrift Coke L P | 54705 | TX | WSC | TRE |  | 324 | 7 | Industrial NAICS Cogen | ST | NG | NG | ERCO | 8463 | 744.054 | 2021
Vintage0 | other | FALSE | 10167 | Y | . | Seadrift Coke LP | Seadrift Coke L P | 54705 | TX | WSC | TRE |  | 324 | 7 | Industrial NAICS Cogen | ST | OG | OOG | ERCO | 154695 | 13601.476 | 2021
Vintage1983 | petroleum | FALSE | 10167 | Y | . | Seadrift Coke LP | Seadrift Coke L P | 54705 | TX | WSC | TRE |  | 324 | 7 | Industrial NAICS Cogen | ST | PC | PC | ERCO | 409003 | 35961.47 | 2021
| natural gas combined cycle | FALSE | 10169 | N | . | Carson Cogeneration | Carson Cogeneration Co | 3084 | CA | PACC | WECC |  | 22 | 2 | NAICS-22 Non-Cogen | CA | NG | NG | CISO | 0 | 0 | 2021
Vintage1989 | natural gas combined cycle | TRUE | 10169 | N | . | Carson Cogeneration | Carson Cogeneration Co | 3084 | CA | PACC | WECC |  | 22 | 2 | NAICS-22 Non-Cogen | CT | NG | NG | CISO | 153983 | 15775 | 2021
Vintage1985 | hydro | TRUE | 10173 | N | . | Cherokee Falls | Hydroland Omega LLC | 63985 | SC | SAT | SERC |  | 22 | 2 | NAICS-22 Non-Cogen | HY | WAT | HYC | DUK | 27362 | 3094 | 2021
Vintage2004 | natural gas peaker | FALSE | 10175 | Y | . | Childrens Hospital | DTE San Diego COGEN Inc. | 3476 | CA | PACC | WECC |  | 622 | 5 | Commercial NAICS Cogen | GT | NG | NG | CISO | 238473 | 26245 | 2021
Vintage2010 | petroleum | FALSE | 10175 | Y | . | Childrens Hospital | DTE San Diego COGEN Inc. | 3476 | CA | PACC | WECC |  | 622 | 5 | Commercial NAICS Cogen | IC | DFO | DFO | CISO | 132 | 12 | 2021
Vintage1979 | other | TRUE | 10176 | N | . | M Street Jet | Massachusetts Bay Trans Auth | 11724 | MA | NEW | NPCC |  | 22 | 2 | NAICS-22 Non-Cogen | GT | KER | WOO | ISNE | 6805 | 379 | 2021
Vintage0 | natural gas peaker | FALSE | 10180 | Y | . | Metro Wastewater Reclamation District | Colorado Energy Nations Company, LLC | 19068 | CO | MTN | WECC |  | 22 | 3 | NAICS-22 Cogen | GT | NG | NG | PSCO | 5418 | 645.578 | 2021
Vintage2000 | biomass | TRUE | 10180 | Y | . | Metro Wastewater Reclamation District | Colorado Energy Nations Company, LLC | 19068 | CO | MTN | WECC |  | 22 | 3 | NAICS-22 Cogen | GT | OBG | ORW | PSCO | 295309 | 34923.422 | 2021
| other | FALSE | 10180 | Y | . | Metro Wastewater Reclamation District | Colorado Energy Nations Company, LLC | 19068 | CO | MTN | WECC |  | 22 | 3 | NAICS-22 Cogen | GT | PG | WOO | PSCO | 0 | 0 | 2021
Vintage1985 | biomass | TRUE | 10180 | Y | . | Metro Wastewater Reclamation District | Colorado Energy Nations Company, LLC | 19068 | CO | MTN | WECC |  | 22 | 3 | NAICS-22 Cogen | IC | OBG | ORW | PSCO | 8886 | 1060 | 2021
Vintage1988 | hydro | FALSE | 10181 | N | . | Metropolitan Sewerage District | Metropolitan Sewerage District | 12374 | NC | SAT | SERC |  | 22132 | 4 | Commercial NAICS Non-Cogen | HY | WAT | HYC | CPLE | 72325 | 8178 | 2021
Vintage1985 | hydro | TRUE | 10183 | N | . | Mine Falls Generating Station | City of Nashua, NH | 61979 | NH | NEW | NPCC |  | 22 | 2 | NAICS-22 Non-Cogen | HY | WAT | HYC | ISNE | 138126 | 15618 | 2021
| petroleum | FALSE | 10184 | Y | . | Central Utility Plant | Silicon Hills Campus, LLC | 62903 | TX | WSC | TRE |  | 561 | 5 | Commercial NAICS Cogen | IC | DFO | DFO | ERCO | 0 | 0 | 2021
| natural gas peaker | FALSE | 10184 | Y | . | Central Utility Plant | Silicon Hills Campus, LLC | 62903 | TX | WSC | TRE |  | 561 | 5 | Commercial NAICS Cogen | IC | NG | NG | ERCO | 0 | 0 | 2021
| petroleum | FALSE | 10184 | Y | . | Central Utility Plant | Silicon Hills Campus, LLC | 62903 | TX | WSC | TRE |  | 561 | 5 | Commercial NAICS Cogen | ST | DFO | DFO | ERCO | 0 | 0 | 2021
| natural gas steam turbine | FALSE | 10184 | Y | . | Central Utility Plant | Silicon Hills Campus, LLC | 62903 | TX | WSC | TRE |  | 561 | 5 | Commercial NAICS Cogen | ST | NG | NG | ERCO | 0 | 0 | 2021
Vintage2008 | hydro | TRUE | 10186 | N | . | Anson Abenaki Hydros | Eagle Creek Renewable Energy, LLC | 57280 | ME | NEW | NPCC |  | 22 | 2 | NAICS-22 Non-Cogen | HY | WAT | HYC | ISNE | 807689 | 91326 | 2021
| hard coal | FALSE | 10186 | N | . | Anson Abenaki Hydros | Eagle Creek Renewable Energy, LLC | 57280 | ME | NEW | NPCC |  | 22 | 2 | NAICS-22 Non-Cogen | ST | BIT | COL | ISNE | 0 | 0 | 2021
| natural gas steam turbine | FALSE | 10186 | N | . | Anson Abenaki Hydros | Eagle Creek Renewable Energy, LLC | 57280 | ME | NEW | NPCC |  | 22 | 2 | NAICS-22 Non-Cogen | ST | NG | NG | ISNE | 0 | 0 | 2021
| petroleum | FALSE | 10186 | N | . | Anson Abenaki Hydros | Eagle Creek Renewable Energy, LLC | 57280 | ME | NEW | NPCC |  | 22 | 2 | NAICS-22 Non-Cogen | ST | RFO | RFO | ISNE | 0 | 0 | 2021
Vintage2015 | natural gas peaker | FALSE | 10188 | N | . | Cutrale Citrus Juices USA II | Cutrale Citrus Juices USA Inc | 4558 | FL | SAT | SERC |  | 311 | 6 | Industrial NAICS Non-Cogen | GT | NG | NG | TEC | 636056 | 41990 | 2021
| petroleum | FALSE | 10190 | N | . | Castleton Energy Center | Fortistar Castleton Power | 60741 | NY | MAT | NPCC |  | 22 | 2 | NAICS-22 Non-Cogen | CA | DFO | DFO | NYIS | 0 | 0 | 2021
Vintage1992 | natural gas combined cycle | TRUE | 10190 | N | . | Castleton Energy Center | Fortistar Castleton Power | 60741 | NY | MAT | NPCC |  | 22 | 2 | NAICS-22 Non-Cogen | CA | NG | NG | NYIS | 91618 | 45768 | 2021
| petroleum | FALSE | 10190 | N | . | Castleton Energy Center | Fortistar Castleton Power | 60741 | NY | MAT | NPCC |  | 22 | 2 | NAICS-22 Non-Cogen | CT | DFO | DFO | NYIS | 0 | 0 | 2021
Vintage1992 | natural gas combined cycle | TRUE | 10190 | N | . | Castleton Energy Center | Fortistar Castleton Power | 60741 | NY | MAT | NPCC |  | 22 | 2 | NAICS-22 Non-Cogen | CT | NG | NG | NYIS | 1285348 | 99558 | 2021
Vintage1984 | onshore wind | TRUE | 10191 | N | . | Tehachapi Wind Resource I | CalWind Resources Inc | 2719 | CA | PACC | WECC |  | 22 | 2 | NAICS-22 Non-Cogen | WT | WND | WND | CISO | 134102 | 15163 | 2021
| other | FALSE | 10194 | Y | . | Hawaii Cogen | Island Energy Services | 3453 | HI | PACN |  |  | 32411 | 7 | Industrial NAICS Cogen | GT | OG | OOG |  | 0 | 0 | 2021
Vintage2011 | petroleum | FALSE | 10194 | Y | . | Hawaii Cogen | Island Energy Services | 3453 | HI | PACN |  |  | 32411 | 7 | Industrial NAICS Cogen | GT | WO | WOO |  | 9374 | 1938.44 | 2021
Vintage1984 | natural gas peaker | FALSE | 10195 | Y | . | CF Industries Yazoo City Complex | CF Industries Nitrogen LLC | 50122 | MS | ESC | SERC |  | 325311 | 7 | Industrial NAICS Cogen | GT | NG | NG | MISO | 862222 | 151622 | 2021
Vintage1987 | hydro | TRUE | 10196 | N | . | Moose River | EONY Generation Limited | 60023 | NY | MAT | NPCC |  | 22 | 2 | NAICS-22 Non-Cogen | HY | WAT | HYC | NYIS | 495185 | 55991 | 2021
Vintage1986 | hydro | TRUE | 10197 | N | . | Philadlephia | EONY Generation Limited | 60023 | NY | MAT | NPCC |  | 22 | 2 | NAICS-22 Non-Cogen | HY | WAT | HYC | NYIS | 49818 | 5633 | 2021
| natural gas steam turbine | FALSE | 10198 | Y | . | Mosaic Phosphates Uncle Sam | Mosaic Phosphates Co. | 9436 | LA | WSC | SERC |  | 325188 | 7 | Industrial NAICS Cogen | ST | NG | NG | MISO | 0 | 0 | 2021
| other | FALSE | 10198 | Y | . | Mosaic Phosphates Uncle Sam | Mosaic Phosphates Co. | 9436 | LA | WSC | SERC |  | 325188 | 7 | Industrial NAICS Cogen | ST | OTH | OTH | MISO | 0 | 0 | 2021
| other | FALSE | 10198 | Y | . | Mosaic Phosphates Uncle Sam | Mosaic Phosphates Co. | 9436 | LA | WSC | SERC |  | 325188 | 7 | Industrial NAICS Cogen | ST | WH | OTH | MISO | 0 | -79891 | 2021
Vintage0 | hard coal | FALSE | 10202 | Y | . | Fernandina Beach Mill | WestRock, Fernandina Beach | 9686 | FL | SAT | SERC |  | 32213 | 7 | Industrial NAICS Cogen | ST | BIT | COL | JEA | 166811 | 33802.864 | 2021
Vintage1988 | biomass | TRUE | 10202 | Y | . | Fernandina Beach Mill | WestRock, Fernandina Beach | 9686 | FL | SAT | SERC |  | 32213 | 7 | Industrial NAICS Cogen | ST | BLQ | WWW | JEA | 1635148 | 331350.48 | 2021
Vintage0 | petroleum | FALSE | 10202 | Y | . | Fernandina Beach Mill | WestRock, Fernandina Beach | 9686 | FL | SAT | SERC |  | 32213 | 7 | Industrial NAICS Cogen | ST | DFO | DFO | JEA | 37930 | 7686.043 | 2021
Vintage0 | natural gas steam turbine | FALSE | 10202 | Y | . | Fernandina Beach Mill | WestRock, Fernandina Beach | 9686 | FL | SAT | SERC |  | 32213 | 7 | Industrial NAICS Cogen | ST | NG | NG | JEA | 760191 | 154047.21 | 2021
Vintage1988 | biomass | TRUE | 10202 | Y | . | Fernandina Beach Mill | WestRock, Fernandina Beach | 9686 | FL | SAT | SERC |  | 32213 | 7 | Industrial NAICS Cogen | ST | WDS | WWW | JEA | 538984 | 109220.92 | 2021
| natural gas steam turbine | FALSE | 10204 | Y | . | Mosaic Co Tampa Facility | Mosaic Company | 3102 | FL | SAT | SERC |  | 325188 | 7 | Industrial NAICS Cogen | ST | NG | NG | TEC | 0 | 0 | 2021
Vintage1999 | other | FALSE | 10204 | Y | . | Mosaic Co Tampa Facility | Mosaic Company | 3102 | FL | SAT | SERC |  | 325188 | 7 | Industrial NAICS Cogen | ST | OTH | OTH | TEC | 1740322 | 196780 | 2021
| petroleum | FALSE | 10206 | Y | . | Loma Linda University Cogen | Loma Linda University | 11161 | CA | PACC | WECC |  | 611 | 5 | Commercial NAICS Cogen | GT | DFO | DFO | CISO | 0 | 0 | 2021
Vintage1989 | natural gas peaker | FALSE | 10206 | Y | . | Loma Linda University Cogen | Loma Linda University | 11161 | CA | PACC | WECC |  | 611 | 5 | Commercial NAICS Cogen | GT | NG | NG | CISO | 432307 | 65549 | 2021
| petroleum | FALSE | 10206 | Y | . | Loma Linda University Cogen | Loma Linda University | 11161 | CA | PACC | WECC |  | 611 | 5 | Commercial NAICS Cogen | IC | DFO | DFO | CISO | 0 | 0 | 2021
Vintage0 | hard coal | FALSE | 10208 | Y | . | Escanaba Mill | Verso Escanaba LLC | 55867 | MI | ENC | MRO |  | 322122 | 7 | Industrial NAICS Cogen | ST | BIT | COL | MISO | 4621 | 1131.032 | 2021
Vintage1982 | biomass | TRUE | 10208 | Y | . | Escanaba Mill | Verso Escanaba LLC | 55867 | MI | ENC | MRO |  | 322122 | 7 | Industrial NAICS Cogen | ST | BLQ | WWW | MISO | 888579 | 217576.9 | 2021
Vintage0 | natural gas steam turbine | FALSE | 10208 | Y | . | Escanaba Mill | Verso Escanaba LLC | 55867 | MI | ENC | MRO |  | 322122 | 7 | Industrial NAICS Cogen | ST | NG | NG | MISO | 734070 | 179744.17 | 2021
Vintage0 | petroleum | FALSE | 10208 | Y | . | Escanaba Mill | Verso Escanaba LLC | 55867 | MI | ENC | MRO |  | 322122 | 7 | Industrial NAICS Cogen | ST | RFO | RFO | MISO | 14554 | 3562.999 | 2021
Vintage1982 | biomass | TRUE | 10208 | Y | . | Escanaba Mill | Verso Escanaba LLC | 55867 | MI | ENC | MRO |  | 322122 | 7 | Industrial NAICS Cogen | ST | SLW | ORW | MISO | 2450 | 599.917 | 2021
Vintage0 | other | FALSE | 10208 | Y | . | Escanaba Mill | Verso Escanaba LLC | 55867 | MI | ENC | MRO |  | 322122 | 7 | Industrial NAICS Cogen | ST | TDF | OTH | MISO | 63804 | 15622.902 | 2021
Vintage1982 | biomass | TRUE | 10208 | Y | . | Escanaba Mill | Verso Escanaba LLC | 55867 | MI | ENC | MRO |  | 322122 | 7 | Industrial NAICS Cogen | ST | WDS | WWW | MISO | 292525 | 71627.436 | 2021
| natural gas combined cycle | FALSE | 10213 | Y | . | El Segundo Cogen | Chevron USA Inc-El Segundo | 3452 | CA | PACC | WECC |  | 32411 | 7 | Industrial NAICS Cogen | CA | NG | NG | CISO | 0 | 71894.284 | 2021
Vintage0 | other | FALSE | 10213 | Y | . | El Segundo Cogen | Chevron USA Inc-El Segundo | 3452 | CA | PACC | WECC |  | 32411 | 7 | Industrial NAICS Cogen | CA | OG | OOG | CISO | 42341 | 3722.716 | 2021
Vintage2013 | natural gas combined cycle | FALSE | 10213 | Y | . | El Segundo Cogen | Chevron USA Inc-El Segundo | 3452 | CA | PACC | WECC |  | 32411 | 7 | Industrial NAICS Cogen | CT | NG | NG | CISO | 11817676 | 980242 | 2021
| other | FALSE | 10213 | Y | . | El Segundo Cogen | Chevron USA Inc-El Segundo | 3452 | CA | PACC | WECC |  | 32411 | 7 | Industrial NAICS Cogen | CT | OG | OOG | CISO | 0 | 0 | 2021
Vintage1990 | hydro | TRUE | 10214 | N | . | Lower Saranac Hydroelectric Facility | Central Rivers Power US, LLC | 64078 | NY | MAT | NPCC |  | 22 | 2 | NAICS-22 Non-Cogen | HY | WAT | HYC | NYIS | 195055 | 22055 | 2021
Vintage0 | natural gas peaker | FALSE | 10215 | Y | . | Snowbird Power Plant | Snowbird Corporation | 20712 | UT | MTN | WECC |  | 721 | 5 | Commercial NAICS Cogen | IC | NG | NG | PACE | 46524 | 5454 | 2021
| other | FALSE | 10215 | Y | . | Snowbird Power Plant | Snowbird Corporation | 20712 | UT | MTN | WECC |  | 721 | 5 | Commercial NAICS Cogen | IC | PG | WOO | PACE | 0 | 0 | 2021
Vintage1978 | biomass | TRUE | 10216 | Y | . | Alabama River Pulp | Alabama River Cellulose LLC | 57356 | AL | ESC | SERC |  | 322 | 7 | Industrial NAICS Cogen | ST | BLQ | WWW | SOCO | 2494086 | 210586.5 | 2021
Vintage0 | petroleum | FALSE | 10216 | Y | . | Alabama River Pulp | Alabama River Cellulose LLC | 57356 | AL | ESC | SERC |  | 322 | 7 | Industrial NAICS Cogen | ST | DFO | DFO | SOCO | 2006 | 169.357 | 2021
Vintage0 | natural gas steam turbine | FALSE | 10216 | Y | . | Alabama River Pulp | Alabama River Cellulose LLC | 57356 | AL | ESC | SERC |  | 322 | 7 | Industrial NAICS Cogen | ST | NG | NG | SOCO | 388012 | 32761.49 | 2021
Vintage1978 | biomass | TRUE | 10216 | Y | . | Alabama River Pulp | Alabama River Cellulose LLC | 57356 | AL | ESC | SERC |  | 322 | 7 | Industrial NAICS Cogen | ST | WDS | WWW | SOCO | 958060 | 80893.122 | 2021
Vintage1988 | hydro | TRUE | 10218 | N | . | Warrensburg Hydroelectric | Boralex Hydro Operations Inc | 55754 | NY | MAT | NPCC |  | 22 | 2 | NAICS-22 Non-Cogen | HY | WAT | HYC | NYIS | 107880 | 12198 | 2021
Vintage1989 | hydro | TRUE | 10219 | N | . | Middle Falls Hydro | Boralex Hydro Operations Inc | 55754 | NY | MAT | NPCC |  | 22 | 2 | NAICS-22 Non-Cogen | HY | WAT | HYC | NYIS | 129846 | 14682 | 2021
Vintage1990 | hydro | TRUE | 10220 | N | . | Sissonville Hydro | Boralex Hydro Operations Inc | 55754 | NY | MAT | NPCC |  | 22 | 2 | NAICS-22 Non-Cogen | HY | WAT | HYC | NYIS | 117333 | 13267 | 2021
Vintage1990 | hydro | TRUE | 10221 | N | . | New York State Dam Hydro | Boralex Hydro Operations Inc | 55754 | NY | MAT | NPCC |  | 22 | 2 | NAICS-22 Non-Cogen | HY | WAT | HYC | NYIS | 465212 | 52602 | 2021
| hydro | FALSE | 10222 | N | . | Tulare Success Power Project | Lower Tule River Irrgtn Dist | 11278 | CA | PACC | WECC |  | 22 | 2 | NAICS-22 Non-Cogen | HY | WAT | HYC | CISO | 0 | 0 | 2021
Vintage2005 | solar pv | FALSE | 10224 | Y | . | Merck Rahway Power Plant | Merck & Co Inc | 12311 | NJ | MAT | RFC |  | 325 | 7 | Industrial NAICS Cogen | PV | SUN | SUN | PJM | 6400 | 723.56 | 2021
Vintage0 | petroleum | FALSE | 10224 | Y | . | Merck Rahway Power Plant | Merck & Co Inc | 12311 | NJ | MAT | RFC |  | 325 | 7 | Industrial NAICS Cogen | ST | DFO | DFO | PJM | 391 | 89.425 | 2021
Vintage2017 | natural gas steam turbine | FALSE | 10224 | Y | . | Merck Rahway Power Plant | Merck & Co Inc | 12311 | NJ | MAT | RFC |  | 325 | 7 | Industrial NAICS Cogen | ST | NG | NG | PJM | 185457 | 42319.565 | 2021
Vintage1984 | biomass | TRUE | 10233 | Y | . | Leaf River Cellulose LLC | Leaf River Cellulose LLC | 50133 | MS | ESC | SERC |  | 322 | 7 | Industrial NAICS Cogen | ST | BLQ | WWW | SOCO | 1810573 | 356707.57 | 2021
Vintage0 | natural gas steam turbine | FALSE | 10233 | Y | . | Leaf River Cellulose LLC | Leaf River Cellulose LLC | 50133 | MS | ESC | SERC |  | 322 | 7 | Industrial NAICS Cogen | ST | NG | NG | SOCO | 25265 | 4977.431 | 2021
Vintage1984 | biomass | TRUE | 10233 | Y | . | Leaf River Cellulose LLC | Leaf River Cellulose LLC | 50133 | MS | ESC | SERC |  | 322 | 7 | Industrial NAICS Cogen | ST | WDS | WWW | SOCO | 379622 | 74790.552 | 2021
| hard coal | FALSE | 10234 | Y | . | Biron Mill | ND Paper, Inc. | 61813 | WI | ENC | MRO |  | 322122 | 7 | Industrial NAICS Cogen | ST | BIT | COL | MISO | 0 | 0 | 2021
Vintage1957 | natural gas steam turbine | FALSE | 10234 | Y | . | Biron Mill | ND Paper, Inc. | 61813 | WI | ENC | MRO |  | 322122 | 7 | Industrial NAICS Cogen | ST | NG | NG | MISO | 1398952 | 118119.55 | 2021
Vintage1987 | hard coal | FALSE | 10234 | Y | . | Biron Mill | ND Paper, Inc. | 61813 | WI | ENC | MRO |  | 322122 | 7 | Industrial NAICS Cogen | ST | SUB | COL | MISO | 1172502 | 98999.476 | 2021
Vintage1985 | hydro | TRUE | 10237 | N | . | Diana Hydroelectric | EONY Generation Limited | 60023 | NY | MAT | NPCC |  | 22 | 2 | NAICS-22 Non-Cogen | HY | WAT | HYC | NYIS | 53719 | 6074 | 2021
Vintage1985 | hydro | TRUE | 10238 | N | . | Dolgeville Hydro | EONY Generation Limited | 60023 | NY | MAT | NPCC |  | 22 | 2 | NAICS-22 Non-Cogen | HY | WAT | HYC | NYIS | 106562 | 12049 | 2021
Vintage1989 | natural gas peaker | FALSE | 10243 | Y | . | Ticona Polymers Inc | Ticona Polymers Inc | 3432 | TX | WSC | TRE |  | 325211 | 7 | Industrial NAICS Cogen | GT | NG | NG | ERCO | 2630244 | 231264 | 2021
| hard coal | FALSE | 10244 | Y | . | Pixelle Specialty Solutions LLC - Chillicothe Facility | Pixelle Specialty Solution, LLC | 61723 | OH | ENC | RFC |  | 322122 | 7 | Industrial NAICS Cogen | ST | BIT | COL | PJM | 0 | 0 | 2021
Vintage1967 | biomass | TRUE | 10244 | Y | . | Pixelle Specialty Solutions LLC - Chillicothe Facility | Pixelle Specialty Solution, LLC | 61723 | OH | ENC | RFC |  | 322122 | 7 | Industrial NAICS Cogen | ST | BLQ | WWW | PJM | 811760 | 173118.59 | 2021
Vintage0 | petroleum | FALSE | 10244 | Y | . | Pixelle Specialty Solutions LLC - Chillicothe Facility | Pixelle Specialty Solution, LLC | 61723 | OH | ENC | RFC |  | 322122 | 7 | Industrial NAICS Cogen | ST | DFO | DFO | PJM | 8443 | 1799.83 | 2021
Vintage1978 | natural gas steam turbine | FALSE | 10244 | Y | . | Pixelle Specialty Solutions LLC - Chillicothe Facility | Pixelle Specialty Solution, LLC | 61723 | OH | ENC | RFC |  | 322122 | 7 | Industrial NAICS Cogen | ST | NG | NG | PJM | 564722 | 120473.2 | 2021
Vintage0 | other | FALSE | 10244 | Y | . | Pixelle Specialty Solutions LLC - Chillicothe Facility | Pixelle Specialty Solution, LLC | 61723 | OH | ENC | RFC |  | 322122 | 7 | Industrial NAICS Cogen | ST | TDF | OTH | PJM | 38053 | 8130.752 | 2021
Vintage1967 | biomass | TRUE | 10244 | Y | . | Pixelle Specialty Solutions LLC - Chillicothe Facility | Pixelle Specialty Solution, LLC | 61723 | OH | ENC | RFC |  | 322122 | 7 | Industrial NAICS Cogen | ST | WDS | WWW | PJM | 211301 | 45027.899 | 2021
Vintage1970 | other | FALSE | 10245 | Y | . | ArcelorMittal Burns Harbor | Cleveland-Cliffs Burns Harbor LLC | 56147 | IN | ENC | RFC |  | 3311 | 7 | Industrial NAICS Cogen | ST | BFG | OOG | MISO | 1810804 | 283573.98 | 2021
| petroleum | FALSE | 10245 | Y | . | ArcelorMittal Burns Harbor | Cleveland-Cliffs Burns Harbor LLC | 56147 | IN | ENC | RFC |  | 3311 | 7 | Industrial NAICS Cogen | ST | DFO | DFO | MISO | 0 | 0 | 2021
Vintage0 | natural gas steam turbine | FALSE | 10245 | Y | . | ArcelorMittal Burns Harbor | Cleveland-Cliffs Burns Harbor LLC | 56147 | IN | ENC | RFC |  | 3311 | 7 | Industrial NAICS Cogen | ST | NG | NG | MISO | 2058752 | 322699.21 | 2021
Vintage1970 | other | FALSE | 10245 | Y | . | ArcelorMittal Burns Harbor | Cleveland-Cliffs Burns Harbor LLC | 56147 | IN | ENC | RFC |  | 3311 | 7 | Industrial NAICS Cogen | ST | OG | OOG | MISO | 2123948 | 332933.81 | 2021
Vintage0 | municipal solid waste | FALSE | 10250 | N | . | Bay County Waste to Energy | Bay County Board-County Comm | 23330 | FL | SAT | SERC |  | 22 | 2 | NAICS-22 Non-Cogen | ST | MSB | MLG | SOCO | 11449 | 281.459 | 2021
Vintage0 | municipal solid waste | FALSE | 10250 | N | . | Bay County Waste to Energy | Bay County Board-County Comm | 23330 | FL | SAT | SERC |  | 22 | 2 | NAICS-22 Non-Cogen | ST | MSN | OTH | SOCO | 13994 | 344.017 | 2021
Vintage0 | natural gas steam turbine | FALSE | 10250 | N | . | Bay County Waste to Energy | Bay County Board-County Comm | 23330 | FL | SAT | SERC |  | 22 | 2 | NAICS-22 Non-Cogen | ST | NG | NG | SOCO | 9703 | 238.524 | 2021
| biomass | FALSE | 10252 | Y | . | Domtar Kingsport Mill | Domtar Paper Co LLC Kingsport Mill | 55849 | TN | ESC | RFC |  | 322 | 7 | Industrial NAICS Cogen | ST | BLQ | WWW | PJM | 0 | 0 | 2021
| petroleum | FALSE | 10252 | Y | . | Domtar Kingsport Mill | Domtar Paper Co LLC Kingsport Mill | 55849 | TN | ESC | RFC |  | 322 | 7 | Industrial NAICS Cogen | ST | DFO | DFO | PJM | 0 | 0 | 2021
| natural gas steam turbine | FALSE | 10252 | Y | . | Domtar Kingsport Mill | Domtar Paper Co LLC Kingsport Mill | 55849 | TN | ESC | RFC |  | 322 | 7 | Industrial NAICS Cogen | ST | NG | NG | PJM | 0 | 0 | 2021
| petroleum | FALSE | 10252 | Y | . | Domtar Kingsport Mill | Domtar Paper Co LLC Kingsport Mill | 55849 | TN | ESC | RFC |  | 322 | 7 | Industrial NAICS Cogen | ST | RFO | RFO | PJM | 0 | 0 | 2021
| biomass | FALSE | 10252 | Y | . | Domtar Kingsport Mill | Domtar Paper Co LLC Kingsport Mill | 55849 | TN | ESC | RFC |  | 322 | 7 | Industrial NAICS Cogen | ST | SLW | ORW | PJM | 0 | 0 | 2021
| biomass | FALSE | 10252 | Y | . | Domtar Kingsport Mill | Domtar Paper Co LLC Kingsport Mill | 55849 | TN | ESC | RFC |  | 322 | 7 | Industrial NAICS Cogen | ST | WDS | WWW | PJM | 0 | 0 | 2021
Vintage1989 | hydro | TRUE | 10253 | N | . | Haypress | EIF Haypress LLC | 56531 | CA | PACC | WECC |  | 22 | 2 | NAICS-22 Non-Cogen | HY | WAT | HYC | CISO | 12957 | 1465 | 2021
Vintage1988 | hydro | TRUE | 10255 | N | . | West Enfield Hydro | Brookfield Black Bear Hydro, LLC | 59178 | ME | NEW | NPCC |  | 22 | 2 | NAICS-22 Non-Cogen | HY | WAT | HYC | ISNE | 742410 | 83945 | 2021
Vintage1982 | hydro | TRUE | 10258 | N | . | Haw River Hydro | Haw River Hydro Co | 4980 | NC | SAT | SERC |  | 22 | 2 | NAICS-22 Non-Cogen | HY | WAT | HYC | DUK | 47582 | 5380 | 2021
Vintage1996 | natural gas peaker | FALSE | 10261 | Y | . | Enterprise Products Operating | Enterprise Products Optg LP | 29925 | TX | WSC | TRE |  | 325 | 7 | Industrial NAICS Cogen | GT | NG | NG | ERCO | 1551025 | 109292 | 2021
Vintage2003 | natural gas combined cycle | FALSE | 10262 | Y | . | California Institute of Technology | California Institute-Technology | 2848 | CA | PACC | WECC |  | 611 | 5 | Commercial NAICS Cogen | CA | NG | NG | CISO | 45135 | 10167 | 2021
Vintage2003 | natural gas combined cycle | FALSE | 10262 | Y | . | California Institute of Technology | California Institute-Technology | 2848 | CA | PACC | WECC |  | 611 | 5 | Commercial NAICS Cogen | CT | NG | NG | CISO | 357172 | 72436 | 2021
Vintage2000 | natural gas peaker | FALSE | 10275 | Y | . | Florida's Natural Growers | Citrus World Inc | 3662 | FL | SAT | SERC |  | 311 | 7 | Industrial NAICS Cogen | GT | NG | NG | FPC | 255645 | 58741.2 | 2021
Vintage1984 | hydro | TRUE | 10276 | N | . | Clement Dam Hydro LLC | Eagle Creek Renewable Energy, LLC | 57280 | NH | NEW | NPCC |  | 22 | 2 | NAICS-22 Non-Cogen | HY | WAT | HYC | ISNE | 77765 | 8793 | 2021
Vintage2012 | hydro | TRUE | 10279 | N | . | Kansas River Project | Bowersock Mills & Power Co | 2048 | KS | WNC | MRO |  | 22 | 2 | NAICS-22 Non-Cogen | HY | WAT | HYC | SWPP | 264851 | 29947 | 2021
| petroleum | FALSE | 10280 | N | . | Central Plant | Bob Jones University | 1947 | SC | SAT | SERC |  | 611 | 4 | Commercial NAICS Non-Cogen | IC | DFO | DFO | DUK | 6 | 0 | 2021
| natural gas peaker | FALSE | 10280 | N | . | Central Plant | Bob Jones University | 1947 | SC | SAT | SERC |  | 611 | 4 | Commercial NAICS Non-Cogen | IC | NG | NG | DUK | 0 | 0 | 2021
Vintage1987 | hydro | FALSE | 10282 | N | . | Big Creek Water Works | Big Creek Water Works Ltd | 1678 | CA | PACC | WECC |  | 22131 | 4 | Commercial NAICS Non-Cogen | HY | WAT | HYC | CISO | 37172 | 4203 | 2021
Vintage1987 | hydro | TRUE | 10285 | N | . | Townsend Hydro | Beaver Falls Municipal Auth | 1528 | PA | MAT | RFC |  | 22 | 2 | NAICS-22 Non-Cogen | HY | WAT | HYC | PJM | 162394 | 18362 | 2021
Vintage1981 | hydro | FALSE | 10286 | N | . | Cornell Hydro | Cornell Hydro | 4386 | NY | MAT | NPCC |  | 611 | 4 | Commercial NAICS Non-Cogen | HY | WAT | HYC | NYIS | 70310 | 7950 | 2021
Vintage2011 | geothermal | TRUE | 10287 | N | . | Beowawe | Ormat Nevada Inc | 34691 | NV | MTN | WECC |  | 22 | 2 | NAICS-22 Non-Cogen | BT | GEO | GEO | NEVP | 79976 | 9043 | 2021
Vintage1985 | geothermal | TRUE | 10287 | N | . | Beowawe | Ormat Nevada Inc | 34691 | NV | MTN | WECC |  | 22 | 2 | NAICS-22 Non-Cogen | ST | GEO | GEO | NEVP | 791469 | 89492 | 2021
Vintage0 | petroleum | FALSE | 10290 | N | . | Bridgewater Power LP | Bridgewater Power Co LP | 2226 | NH | NEW | NPCC |  | 22 | 2 | NAICS-22 Non-Cogen | ST | DFO | DFO | ISNE | 2314 | 146.794 | 2021
Vintage1987 | biomass | TRUE | 10290 | N | . | Bridgewater Power LP | Bridgewater Power Co LP | 2226 | NH | NEW | NPCC |  | 22 | 2 | NAICS-22 Non-Cogen | ST | WDS | WWW | ISNE | 1844445 | 117161.21 | 2021
| natural gas combined cycle | FALSE | 10294 | Y | . | King City Power Plant | Calpine King City Cogen LLC | 2938 | CA | PACC | WECC |  | 22 | 3 | NAICS-22 Cogen | CA | NG | NG | CISO | 0 | 26605 | 2021
Vintage1989 | natural gas combined cycle | TRUE | 10294 | Y | . | King City Power Plant | Calpine King City Cogen LLC | 2938 | CA | PACC | WECC |  | 22 | 3 | NAICS-22 Cogen | CT | NG | NG | CISO | 654377 | 57476 | 2021
Vintage1984 | hydro | TRUE | 10296 | N | . | South Forks Hydro | South Forks Joint Venture | 17627 | ID | MTN | WECC |  | 22 | 2 | NAICS-22 Non-Cogen | HY | WAT | HYC | IPCO | 232358 | 26273 | 2021
Vintage2016 | natural gas peaker | FALSE | 10298 | Y | . | Bayou Cogen Plant | Air Liquide Large Industries U S LP | 327 | TX | WSC | TRE |  | 325 | 7 | Industrial NAICS Cogen | GT | NG | NG | ERCO | 7758313 | 1963027.1 | 2021
Vintage0 | other | FALSE | 10298 | Y | . | Bayou Cogen Plant | Air Liquide Large Industries U S LP | 327 | TX | WSC | TRE |  | 325 | 7 | Industrial NAICS Cogen | GT | OG | OOG | ERCO | 677811 | 171344.95 | 2021
Vintage0 | natural gas steam turbine | FALSE | 10300 | N | . | Desert View Power | Desert View Power Inc | 3998 | CA | PACC | WECC |  | 22 | 2 | NAICS-22 Non-Cogen | ST | NG | NG | IID | 33216 | 2048.84 | 2021
| petroleum | FALSE | 10300 | N | . | Desert View Power | Desert View Power Inc | 3998 | CA | PACC | WECC |  | 22 | 2 | NAICS-22 Non-Cogen | ST | PC | PC | IID | 0 | 0 | 2021
Vintage0 | other | FALSE | 10300 | N | . | Desert View Power | Desert View Power Inc | 3998 | CA | PACC | WECC |  | 22 | 2 | NAICS-22 Non-Cogen | ST | TDF | OTH | IID | 4280 | 269.098 | 2021
Vintage1991 | biomass | TRUE | 10300 | N | . | Desert View Power | Desert View Power Inc | 3998 | CA | PACC | WECC |  | 22 | 2 | NAICS-22 Non-Cogen | ST | WDS | WWW | IID | 4959630 | 306010.06 | 2021
Vintage1977 | natural gas steam turbine | FALSE | 10301 | Y | . | Louisiana Sugar Refining | Louisiana Sugar Refining LLC | 57145 | LA | WSC | SERC |  | 311 | 7 | Industrial NAICS Cogen | ST | NG | NG | MISO | 69760 | 17270 | 2021
| hard coal | FALSE | 10302 | N | . | Juniata Locomotive Shop | Norfork Southern Corp | 13657 | PA | MAT | RFC |  | 482 | 4 | Commercial NAICS Non-Cogen | GT | BIT | COL | PJM | 0 | 0 | 2021
| natural gas peaker | FALSE | 10302 | N | . | Juniata Locomotive Shop | Norfork Southern Corp | 13657 | PA | MAT | RFC |  | 482 | 4 | Commercial NAICS Non-Cogen | GT | NG | NG | PJM | 0 | 0 | 2021
| petroleum | FALSE | 10305 | Y | . | Dutchess Cnty Resource Recovery Facility | Dutchess County RRA | 12834 | NY | MAT | NPCC |  | 562213 | 5 | Commercial NAICS Cogen | ST | DFO | DFO | NYIS | 0 | 0 | 2021
Vintage1987 | municipal solid waste | FALSE | 10305 | Y | . | Dutchess Cnty Resource Recovery Facility | Dutchess County RRA | 12834 | NY | MAT | NPCC |  | 562213 | 5 | Commercial NAICS Cogen | ST | MSB | MLG | NYIS | 577680 | 17566.344 | 2021
Vintage1987 | municipal solid waste | FALSE | 10305 | Y | . | Dutchess Cnty Resource Recovery Facility | Dutchess County RRA | 12834 | NY | MAT | NPCC |  | 562213 | 5 | Commercial NAICS Cogen | ST | MSN | OTH | NYIS | 706065 | 21470.339 | 2021
Vintage0 | natural gas steam turbine | FALSE | 10305 | Y | . | Dutchess Cnty Resource Recovery Facility | Dutchess County RRA | 12834 | NY | MAT | NPCC |  | 562213 | 5 | Commercial NAICS Cogen | ST | NG | NG | NYIS | 41842 | 1272.317 | 2021
| petroleum | FALSE | 10307 | N | . | Bellingham Cogeneration Facility | Northeast Energy Associates LP | 21970 | MA | NEW | NPCC |  | 22 | 2 | NAICS-22 Non-Cogen | CA | DFO | DFO | ISNE | 0 | 144.879 | 2021
| natural gas combined cycle | FALSE | 10307 | N | . | Bellingham Cogeneration Facility | Northeast Energy Associates LP | 21970 | MA | NEW | NPCC |  | 22 | 2 | NAICS-22 Non-Cogen | CA | NG | NG | ISNE | 0 | 34594.121 | 2021
Vintage0 | petroleum | FALSE | 10307 | N | . | Bellingham Cogeneration Facility | Northeast Energy Associates LP | 21970 | MA | NEW | NPCC |  | 22 | 2 | NAICS-22 Non-Cogen | CT | DFO | DFO | ISNE | 4624 | 396.715 | 2021
Vintage1991 | natural gas combined cycle | TRUE | 10307 | N | . | Bellingham Cogeneration Facility | Northeast Energy Associates LP | 21970 | MA | NEW | NPCC |  | 22 | 2 | NAICS-22 Non-Cogen | CT | NG | NG | ISNE | 1150614 | 95938.285 | 2021
| natural gas combined cycle | FALSE | 10308 | N | . | Sayreville Cogeneration Facility | Sayreville Power Generation LP | 22290 | NJ | MAT | RFC |  | 22 | 2 | NAICS-22 Non-Cogen | CA | NG | NG | PJM | 0 | 70499 | 2021
Vintage1991 | natural gas combined cycle | TRUE | 10308 | N | . | Sayreville Cogeneration Facility | Sayreville Power Generation LP | 22290 | NJ | MAT | RFC |  | 22 | 2 | NAICS-22 Non-Cogen | CT | NG | NG | PJM | 5820546 | 669365 | 2021
Vintage1998 | natural gas peaker | FALSE | 10319 | Y | . | Geismar | BASF Corporation | 1182 | LA | WSC | SERC |  | 325 | 7 | Industrial NAICS Cogen | GT | NG | NG | MISO | 1744557 | 335719.72 | 2021
Vintage0 | other | FALSE | 10319 | Y | . | Geismar | BASF Corporation | 1182 | LA | WSC | SERC |  | 325 | 7 | Industrial NAICS Cogen | GT | OG | OOG | MISO | 985130 | 189576.95 | 2021
Vintage2005 | natural gas steam turbine | FALSE | 10319 | Y | . | Geismar | BASF Corporation | 1182 | LA | WSC | SERC |  | 325 | 7 | Industrial NAICS Cogen | ST | NG | NG | MISO | 194663 | 37078.25 | 2021
Vintage2015 | hydro | TRUE | 10323 | N | . | Copper Dam Plant | Farmer's Irrigation District | 6201 | OR | PACC | WECC |  | 22 | 2 | NAICS-22 Non-Cogen | HY | WAT | HYC | PACW | 129943 | 14693 | 2021
Vintage1987 | hydro | TRUE | 10324 | N | . | Peters Drive Plant | Farmer's Irrigation District | 6201 | OR | PACC | WECC |  | 22 | 2 | NAICS-22 Non-Cogen | HY | WAT | HYC | PACW | 63599 | 7191 | 2021
Vintage1986 | hydro | TRUE | 10325 | N | . | Mink Creek Hydro | Mink Creek Hydro Entity | 6288 | ID | MTN | WECC |  | 22 | 2 | NAICS-22 Non-Cogen | HY | WAT | HYC | PACE | 49792 | 5630 | 2021
Vintage2006 | natural gas peaker | FALSE | 10328 | Y | . | T B Simon Power Plant | Michigan State University | 12436 | MI | ENC | RFC |  | 611 | 5 | Commercial NAICS Cogen | GT | NG | NG | MISO | 168828 | 27639.92 | 2021
| hard coal | FALSE | 10328 | Y | . | T B Simon Power Plant | Michigan State University | 12436 | MI | ENC | RFC |  | 611 | 5 | Commercial NAICS Cogen | ST | BIT | COL | MISO | 0 | 0 | 2021
Vintage2006 | natural gas steam turbine | FALSE | 10328 | Y | . | T B Simon Power Plant | Michigan State University | 12436 | MI | ENC | RFC |  | 611 | 5 | Commercial NAICS Cogen | ST | NG | NG | MISO | 1700630 | 264639.39 | 2021
| biomass | FALSE | 10328 | Y | . | T B Simon Power Plant | Michigan State University | 12436 | MI | ENC | RFC |  | 611 | 5 | Commercial NAICS Cogen | ST | WDS | WWW | MISO | 0 | 0 | 2021
| solar pv | FALSE | 10334 | N | . | H Power | Covanta Honolulu Resource Recovery | 49846 | HI | PACN |  |  | 562212 | 4 | Commercial NAICS Non-Cogen | PV | SUN | SUN |  | 0 | 0 | 2021
Vintage0 | petroleum | FALSE | 10334 | N | . | H Power | Covanta Honolulu Resource Recovery | 49846 | HI | PACN |  |  | 562212 | 4 | Commercial NAICS Non-Cogen | ST | DFO | DFO |  | 58722 | 2974.615 | 2021
Vintage2013 | municipal solid waste | FALSE | 10334 | N | . | H Power | Covanta Honolulu Resource Recovery | 49846 | HI | PACN |  |  | 562212 | 4 | Commercial NAICS Non-Cogen | ST | MSB | MLG |  | 3179330 | 162397.71 | 2021
Vintage2013 | municipal solid waste | FALSE | 10334 | N | . | H Power | Covanta Honolulu Resource Recovery | 49846 | HI | PACN |  |  | 562212 | 4 | Commercial NAICS Non-Cogen | ST | MSN | OTH |  | 3885823 | 198484.68 | 2021
Vintage2002 | natural gas peaker | TRUE | 10339 | Y | . | Southside Water Reclamation Plant | Albuquerque City of | 194 | NM | MTN | WECC |  | 22 | 3 | NAICS-22 Cogen | IC | NG | NG | PNM | 145359 | 12249.733 | 2021
Vintage1987 | biomass | TRUE | 10339 | Y | . | Southside Water Reclamation Plant | Albuquerque City of | 194 | NM | MTN | WECC |  | 22 | 3 | NAICS-22 Cogen | IC | OBG | ORW | PNM | 89621 | 8000.987 | 2021
| natural gas combined cycle | FALSE | 10342 | Y | . | Marathon Bay Area Cogen | Tesoro Marketing & Refining Co. LLC (Martinez) | 65130 | CA | PACC | WECC |  | 22 | 3 | NAICS-22 Cogen | CA | NG | NG | CISO | 0 | 138308 | 2021
Vintage1987 | natural gas combined cycle | TRUE | 10342 | Y | . | Marathon Bay Area Cogen | Tesoro Marketing & Refining Co. LLC (Martinez) | 65130 | CA | PACC | WECC |  | 22 | 3 | NAICS-22 Cogen | CT | NG | NG | CISO | 3194468 | 381626 | 2021
Vintage0 | natural gas steam turbine | FALSE | 10343 | Y | . | Foster Wheeler Mt Carmel Cogen | Mount Carmel Cogen Inc | 49889 | PA | MAT | RFC |  | 22 | 3 | NAICS-22 Cogen | ST | NG | NG | PJM | 10985 | 603.803 | 2021
| other | FALSE | 10343 | Y | . | Foster Wheeler Mt Carmel Cogen | Mount Carmel Cogen Inc | 49889 | PA | MAT | RFC |  | 22 | 3 | NAICS-22 Cogen | ST | PG | WOO | PJM | 0 | 0 | 2021
Vintage1990 | hard coal | TRUE | 10343 | Y | . | Foster Wheeler Mt Carmel Cogen | Mount Carmel Cogen Inc | 49889 | PA | MAT | RFC |  | 22 | 3 | NAICS-22 Cogen | ST | WC | WOC | PJM | 26725 | 1468.197 | 2021
Vintage0 | natural gas steam turbine | FALSE | 10346 | N | . | Hillman Power LLC | Hillman Power Co | 8641 | MI | ENC | RFC |  | 22 | 2 | NAICS-22 Non-Cogen | ST | NG | NG | MISO | 17614 | 1061.252 | 2021
Vintage0 | other | FALSE | 10346 | N | . | Hillman Power LLC | Hillman Power Co | 8641 | MI | ENC | RFC |  | 22 | 2 | NAICS-22 Non-Cogen | ST | TDF | OTH | MISO | 7264 | 445.749 | 2021
Vintage1987 | biomass | TRUE | 10346 | N | . | Hillman Power LLC | Hillman Power Co | 8641 | MI | ENC | RFC |  | 22 | 2 | NAICS-22 Non-Cogen | ST | WDS | WWW | MISO | 81907 | 4969.999 | 2021
Vintage1989 | natural gas peaker | TRUE | 10349 | Y | . | Greenleaf 2 Power Plant | Greenleaf Energy LLC | 59879 | CA | PACC | WECC |  | 22 | 3 | NAICS-22 Cogen | GT | NG | NG | CISO | 914918 | 116969 | 2021
Vintage0 | natural gas peaker | FALSE | 10350 | Y | . | Greenleaf 1 | Calpine Greenleaf Holding, Inc. | 64430 | CA | PACC | WECC |  | 22 | 3 | NAICS-22 Cogen | GT | NG | NG | CISO | 8057 | 1008 | 2021
Vintage1992 | biomass | TRUE | 10354 | N | . | ReEnergy Livermore Falls | ReEnergy Livermore Falls | 57432 | ME | NEW | NPCC |  | 22 | 2 | NAICS-22 Non-Cogen | ST | WDS | WWW | ISNE | 4846535 | 293803 | 2021
| hard coal | FALSE | 10360 | Y | . | Consumer Operations LLC | Georgia-Pacific Consumer Oper. Green Bay LLC | 55919 | WI | ENC | MRO |  | 322 | 7 | Industrial NAICS Cogen | ST | BIT | COL | MISO | 0 | 0 | 2021
| petroleum | FALSE | 10360 | Y | . | Consumer Operations LLC | Georgia-Pacific Consumer Oper. Green Bay LLC | 55919 | WI | ENC | MRO |  | 322 | 7 | Industrial NAICS Cogen | ST | DFO | DFO | MISO | 0 | 0 | 2021
Vintage1969 | natural gas steam turbine | FALSE | 10360 | Y | . | Consumer Operations LLC | Georgia-Pacific Consumer Oper. Green Bay LLC | 55919 | WI | ENC | MRO |  | 322 | 7 | Industrial NAICS Cogen | ST | NG | NG | MISO | 1034245 | 217075 | 2021
| petroleum | FALSE | 10360 | Y | . | Consumer Operations LLC | Georgia-Pacific Consumer Oper. Green Bay LLC | 55919 | WI | ENC | MRO |  | 322 | 7 | Industrial NAICS Cogen | ST | PC | PC | MISO | 0 | 0 | 2021
| hard coal | FALSE | 10360 | Y | . | Consumer Operations LLC | Georgia-Pacific Consumer Oper. Green Bay LLC | 55919 | WI | ENC | MRO |  | 322 | 7 | Industrial NAICS Cogen | ST | SUB | COL | MISO | 0 | 0 | 2021
| petroleum | FALSE | 10361 | Y | . | Savannah River Mill | Georgia-Pacific Consr Prods LP-Savannah | 7127 | GA | SAT | SERC |  | 322 | 7 | Industrial NAICS Cogen | GT | DFO | DFO | SOCO | 0 | 0 | 2021
Vintage1986 | natural gas peaker | FALSE | 10361 | Y | . | Savannah River Mill | Georgia-Pacific Consr Prods LP-Savannah | 7127 | GA | SAT | SERC |  | 322 | 7 | Industrial NAICS Cogen | GT | NG | NG | SOCO | 116254 | 18725 | 2021
Vintage0 | hard coal | FALSE | 10361 | Y | . | Savannah River Mill | Georgia-Pacific Consr Prods LP-Savannah | 7127 | GA | SAT | SERC |  | 322 | 7 | Industrial NAICS Cogen | ST | BIT | COL | SOCO | 204733 | 31711.735 | 2021
Vintage1989 | petroleum | FALSE | 10361 | Y | . | Savannah River Mill | Georgia-Pacific Consr Prods LP-Savannah | 7127 | GA | SAT | SERC |  | 322 | 7 | Industrial NAICS Cogen | ST | DFO | DFO | SOCO | 978 | 151.953 | 2021
Vintage1989 | petroleum | FALSE | 10361 | Y | . | Savannah River Mill | Georgia-Pacific Consr Prods LP-Savannah | 7127 | GA | SAT | SERC |  | 322 | 7 | Industrial NAICS Cogen | ST | PC | PC | SOCO | 632941 | 97888.312 | 2021
Vintage0 | hard coal | FALSE | 10362 | Y | . | Georgia-Pacific Muskogee LLC | Georgia-Pacific Consumer Operations LLC | 6589 | OK | WSC | MRO |  | 322 | 7 | Industrial NAICS Cogen | ST | BIT | COL | SWPP | 10569 | 1308.936 | 2021
Vintage1982 | natural gas steam turbine | FALSE | 10362 | Y | . | Georgia-Pacific Muskogee LLC | Georgia-Pacific Consumer Operations LLC | 6589 | OK | WSC | MRO |  | 322 | 7 | Industrial NAICS Cogen | ST | NG | NG | SWPP | 2788063 | 345265.68 | 2021
Vintage0 | hard coal | FALSE | 10362 | Y | . | Georgia-Pacific Muskogee LLC | Georgia-Pacific Consumer Operations LLC | 6589 | OK | WSC | MRO |  | 322 | 7 | Industrial NAICS Cogen | ST | SUB | COL | SWPP | 321972 | 39872.197 | 2021
Vintage0 | hard coal | FALSE | 10378 | Y | . | CPI USA NC Southport | CPI USA NC Southport LLC | 58209 | NC | SAT | SERC |  | 22 | 3 | NAICS-22 Cogen | ST | BIT | COL | CPLE | 45022 | 7728.175 | 2021
Vintage0 | other | FALSE | 10378 | Y | . | CPI USA NC Southport | CPI USA NC Southport LLC | 58209 | NC | SAT | SERC |  | 22 | 3 | NAICS-22 Cogen | ST | TDF | OTH | CPLE | 137357 | 23590.058 | 2021
Vintage0 | biomass | FALSE | 10378 | Y | . | CPI USA NC Southport | CPI USA NC Southport LLC | 58209 | NC | SAT | SERC |  | 22 | 3 | NAICS-22 Cogen | ST | WDS | WWW | CPLE | 160196 | 27504.767 | 2021
Vintage0 | hard coal | FALSE | 10379 | N | . | CPI USA NC Roxboro | CPI USA NC Roxboro LLC | 58210 | NC | SAT | SERC |  | 22 | 2 | NAICS-22 Non-Cogen | ST | BIT | COL | CPLE | 128219 | 8499.618 | 2021
Vintage0 | other | FALSE | 10379 | N | . | CPI USA NC Roxboro | CPI USA NC Roxboro LLC | 58210 | NC | SAT | SERC |  | 22 | 2 | NAICS-22 Non-Cogen | ST | TDF | OTH | CPLE | 318443 | 21063.842 | 2021
Vintage0 | biomass | FALSE | 10379 | N | . | CPI USA NC Roxboro | CPI USA NC Roxboro LLC | 58210 | NC | SAT | SERC |  | 22 | 2 | NAICS-22 Non-Cogen | ST | WDS | WWW | CPLE | 416500 | 27561.54 | 2021
| hard coal | FALSE | 10382 | Y | . | Lumberton | NC Renewable Power - Lumberton LLC | 59593 | NC | SAT | SERC |  | 22 | 3 | NAICS-22 Cogen | ST | BIT | COL | CPLE | 0 | 0 | 2021
| petroleum | FALSE | 10382 | Y | . | Lumberton | NC Renewable Power - Lumberton LLC | 59593 | NC | SAT | SERC |  | 22 | 3 | NAICS-22 Cogen | ST | DFO | DFO | CPLE | 0 | 0 | 2021
| biomass | FALSE | 10382 | Y | . | Lumberton | NC Renewable Power - Lumberton LLC | 59593 | NC | SAT | SERC |  | 22 | 3 | NAICS-22 Cogen | ST | OBS | ORW | CPLE | 0 | 0 | 2021
| biomass | FALSE | 10382 | Y | . | Lumberton | NC Renewable Power - Lumberton LLC | 59593 | NC | SAT | SERC |  | 22 | 3 | NAICS-22 Cogen | ST | WDS | WWW | CPLE | 0 | 0 | 2021
Vintage2011 | biomass | TRUE | 10387 | N | . | Sycamore Energy LLC | Sycamore Energy LLC | 57223 | CA | PACC | WECC |  | 22 | 2 | NAICS-22 Non-Cogen | GT | LFG | MLG | CISO | 534893 | 24250 | 2021
| natural gas peaker | FALSE | 10387 | N | . | Sycamore Energy LLC | Sycamore Energy LLC | 57223 | CA | PACC | WECC |  | 22 | 2 | NAICS-22 Non-Cogen | GT | NG | NG | CISO | 0 | 0 | 2021
| other | FALSE | 10387 | N | . | Sycamore Energy LLC | Sycamore Energy LLC | 57223 | CA | PACC | WECC |  | 22 | 2 | NAICS-22 Non-Cogen | GT | PG | WOO | CISO | 0 | 0 | 2021
Vintage2002 | other | FALSE | 10397 | Y | . | Indiana Harbor West | Cleveland Cliffs | 56165 | IN | ENC | RFC |  | 3311 | 7 | Industrial NAICS Cogen | ST | BFG | OOG | MISO | 725158 | 144521.65 | 2021
Vintage0 | natural gas steam turbine | FALSE | 10397 | Y | . | Indiana Harbor West | Cleveland Cliffs | 56165 | IN | ENC | RFC |  | 3311 | 7 | Industrial NAICS Cogen | ST | NG | NG | MISO | 405654 | 80845.352 | 2021
Vintage2010 | other | FALSE | 10398 | Y | . | Arcelormittal Cleveland Inc | ArcelorMittal Cleveland Inc | 9454 | OH | ENC | RFC |  | 3311 | 7 | Industrial NAICS Cogen | ST | BFG | OOG | PJM | 650226 | 102907.94 | 2021
Vintage0 | natural gas steam turbine | FALSE | 10398 | Y | . | Arcelormittal Cleveland Inc | ArcelorMittal Cleveland Inc | 9454 | OH | ENC | RFC |  | 3311 | 7 | Industrial NAICS Cogen | ST | NG | NG | PJM | 297212 | 47038.06 | 2021
| petroleum | FALSE | 10398 | Y | . | Arcelormittal Cleveland Inc | ArcelorMittal Cleveland Inc | 9454 | OH | ENC | RFC |  | 3311 | 7 | Industrial NAICS Cogen | ST | RFO | RFO | PJM | 0 | 0 | 2021
Vintage1990 | natural gas combined cycle | TRUE | 10405 | Y | . | Kingsburg Cogen | KES Kingsburg LP | 10337 | CA | PACC | WECC |  | 22 | 3 | NAICS-22 Cogen | CA | NG | NG | CISO | 8224 | 1953 | 2021
Vintage1990 | natural gas combined cycle | TRUE | 10405 | Y | . | Kingsburg Cogen | KES Kingsburg LP | 10337 | CA | PACC | WECC |  | 22 | 3 | NAICS-22 Cogen | CT | NG | NG | CISO | 112417 | 9641 | 2021
| petroleum | FALSE | 10408 | Y | . | Clark University | Clark University | 3692 | MA | NEW | NPCC |  | 611 | 5 | Commercial NAICS Cogen | IC | DFO | DFO | ISNE | 0 | 0 | 2021
Vintage2013 | natural gas peaker | FALSE | 10408 | Y | . | Clark University | Clark University | 3692 | MA | NEW | NPCC |  | 611 | 5 | Commercial NAICS Cogen | IC | NG | NG | ISNE | 49704 | 8280.02 | 2021
| petroleum | FALSE | 10408 | Y | . | Clark University | Clark University | 3692 | MA | NEW | NPCC |  | 611 | 5 | Commercial NAICS Cogen | IC | RFO | RFO | ISNE | 0 | 0 | 2021
Vintage2016 | hydro | FALSE | 10412 | N | . | Kalaheo Hydro | McBryde Sugar Co Ltd | 11936 | HI | PACN |  |  | 111 | 6 | Industrial NAICS Non-Cogen | HY | WAT | HYC |  | 44238 | 5002 | 2021
Vintage1910 | hydro | FALSE | 10413 | N | . | Wainiha Hydro | McBryde Sugar Co Ltd | 11936 | HI | PACN |  |  | 111 | 6 | Industrial NAICS Non-Cogen | HY | WAT | HYC |  | 182079 | 20588 | 2021
Vintage1993 | natural gas peaker | FALSE | 10416 | Y | . | Pensacola Florida Plant | Ascend Performance Materials LLC | 56600 | FL | SAT | SERC |  | 325 | 7 | Industrial NAICS Cogen | GT | NG | NG | SOCO | 3196558 | 618143.9 | 2021
Vintage1958 | natural gas steam turbine | FALSE | 10416 | Y | . | Pensacola Florida Plant | Ascend Performance Materials LLC | 56600 | FL | SAT | SERC |  | 325 | 7 | Industrial NAICS Cogen | ST | NG | NG | SOCO | 361744 | 69247.021 | 2021
Vintage0 | other | FALSE | 10416 | Y | . | Pensacola Florida Plant | Ascend Performance Materials LLC | 56600 | FL | SAT | SERC |  | 325 | 7 | Industrial NAICS Cogen | ST | OG | OOG | SOCO | 737 | 141.322 | 2021
| petroleum | FALSE | 10416 | Y | . | Pensacola Florida Plant | Ascend Performance Materials LLC | 56600 | FL | SAT | SERC |  | 325 | 7 | Industrial NAICS Cogen | ST | RFO | RFO | SOCO | 0 | 0 | 2021
Vintage0 | petroleum | FALSE | 10416 | Y | . | Pensacola Florida Plant | Ascend Performance Materials LLC | 56600 | FL | SAT | SERC |  | 325 | 7 | Industrial NAICS Cogen | ST | WO | WOO | SOCO | 418 | 80.547 | 2021
| hard coal | FALSE | 10417 | Y | . | Indian Orchard Plant 1 | Solutia Inc-Indian | 39878 | MA | NEW | NPCC |  | 325211 | 7 | Industrial NAICS Cogen | ST | BIT | COL | ISNE | 0 | 0 | 2021
Vintage1985 | natural gas steam turbine | FALSE | 10417 | Y | . | Indian Orchard Plant 1 | Solutia Inc-Indian | 39878 | MA | NEW | NPCC |  | 325211 | 7 | Industrial NAICS Cogen | ST | NG | NG | ISNE | 119920 | 18557 | 2021
Vintage2000 | natural gas steam turbine | FALSE | 10418 | Y | . | Ascend Performance Materials Texas Inc. | Ascend Performance Materials | 56488 | TX | WSC | TRE |  | 325 | 7 | Industrial NAICS Cogen | ST | NG | NG | ERCO | 943137 | 222544.19 | 2021
| other | FALSE | 10418 | Y | . | Ascend Performance Materials Texas Inc. | Ascend Performance Materials | 56488 | TX | WSC | TRE |  | 325 | 7 | Industrial NAICS Cogen | ST | OG | OOG | ERCO | 0 | 0 | 2021
Vintage1987 | hydro | TRUE | 10421 | N | . | Dillon Hydro Plant | Denver City & County of | 5068 | CO | MTN | WECC |  | 22 | 2 | NAICS-22 Non-Cogen | HY | WAT | HYC | PSCO | 94843 | 10724 | 2021
Vintage2012 | hydro | TRUE | 10422 | N | . | Williams Fork Hydro Plant | Denver City & County of | 5068 | CO | MTN | WECC |  | 22 | 2 | NAICS-22 Non-Cogen | HY | WAT | HYC | WACM | 78269 | 8850 | 2021
Vintage1988 | hydro | TRUE | 10423 | N | . | North Fork Hydro Plant | Denver City & County of | 5068 | CO | MTN | WECC |  | 22 | 2 | NAICS-22 Non-Cogen | HY | WAT | HYC | WACM | 142 | 16 | 2021
Vintage2007 | hydro | TRUE | 10424 | N | . | Gross Hydro Plant | Denver City & County of | 5068 | CO | MTN | WECC |  | 22 | 2 | NAICS-22 Non-Cogen | HY | WAT | HYC | PSCO | 103537 | 11707 | 2021
Vintage1967 | biomass | TRUE | 10425 | Y | . | International Paper - Orange | International Paper - Orange | 54745 | TX | WSC | SERC |  | 32213 | 7 | Industrial NAICS Cogen | ST | BLQ | WWW | MISO | 854311 | 142719.19 | 2021
Vintage0 | natural gas steam turbine | FALSE | 10425 | Y | . | International Paper - Orange | International Paper - Orange | 54745 | TX | WSC | SERC |  | 32213 | 7 | Industrial NAICS Cogen | ST | NG | NG | MISO | 451121 | 75363.219 | 2021
Vintage0 | other | FALSE | 10425 | Y | . | International Paper - Orange | International Paper - Orange | 54745 | TX | WSC | SERC |  | 32213 | 7 | Industrial NAICS Cogen | ST | TDF | OTH | MISO | 11352 | 1896.749 | 2021
Vintage1967 | biomass | TRUE | 10425 | Y | . | International Paper - Orange | International Paper - Orange | 54745 | TX | WSC | SERC |  | 32213 | 7 | Industrial NAICS Cogen | ST | WDS | WWW | MISO | 274822 | 45910.847 | 2021
Vintage0 | hard coal | FALSE | 10426 | Y | . | Inland Paperboard Packaging Rome | Inland Paperboard - Rome Mill | 23632 | GA | SAT | SERC |  | 32213 | 7 | Industrial NAICS Cogen | ST | BIT | COL | SOCO | 187693 | 42788.993 | 2021
Vintage1989 | biomass | TRUE | 10426 | Y | . | Inland Paperboard Packaging Rome | Inland Paperboard - Rome Mill | 23632 | GA | SAT | SERC |  | 32213 | 7 | Industrial NAICS Cogen | ST | BLQ | WWW | SOCO | 1035919 | 236161.59 | 2021
Vintage0 | petroleum | FALSE | 10426 | Y | . | Inland Paperboard Packaging Rome | Inland Paperboard - Rome Mill | 23632 | GA | SAT | SERC |  | 32213 | 7 | Industrial NAICS Cogen | ST | DFO | DFO | SOCO | 2577 | 587.546 | 2021
Vintage0 | natural gas steam turbine | FALSE | 10426 | Y | . | Inland Paperboard Packaging Rome | Inland Paperboard - Rome Mill | 23632 | GA | SAT | SERC |  | 32213 | 7 | Industrial NAICS Cogen | ST | NG | NG | SOCO | 76732 | 17493.182 | 2021
Vintage0 | other | FALSE | 10426 | Y | . | Inland Paperboard Packaging Rome | Inland Paperboard - Rome Mill | 23632 | GA | SAT | SERC |  | 32213 | 7 | Industrial NAICS Cogen | ST | OTH | OTH | SOCO | 3752 | 855.395 | 2021
Vintage0 | petroleum | FALSE | 10426 | Y | . | Inland Paperboard Packaging Rome | Inland Paperboard - Rome Mill | 23632 | GA | SAT | SERC |  | 32213 | 7 | Industrial NAICS Cogen | ST | RFO | RFO | SOCO | 32020 | 7299.767 | 2021
Vintage1989 | biomass | TRUE | 10426 | Y | . | Inland Paperboard Packaging Rome | Inland Paperboard - Rome Mill | 23632 | GA | SAT | SERC |  | 32213 | 7 | Industrial NAICS Cogen | ST | WDS | WWW | SOCO | 525037 | 119694.42 | 2021
Vintage2019 | natural gas peaker | FALSE | 10427 | N | . | New-Indy Ontario Mill | New-Indy Ontario LLC | 22091 | CA | PACC | WECC |  | 32213 | 6 | Industrial NAICS Non-Cogen | GT | NG | NG | CISO | 2862765 | 248417 | 2021
| hard coal | FALSE | 10430 | Y | . | Anheuser-Busch St Louis | Anheuser-Busch Inc | 623 | MO | WNC | SERC |  | 311 | 7 | Industrial NAICS Cogen | ST | BIT | COL | MISO | 0 | 0 | 2021
| lignite | FALSE | 10430 | Y | . | Anheuser-Busch St Louis | Anheuser-Busch Inc | 623 | MO | WNC | SERC |  | 311 | 7 | Industrial NAICS Cogen | ST | LIG | COL | MISO | 0 | 0 | 2021
Vintage1948 | natural gas steam turbine | FALSE | 10430 | Y | . | Anheuser-Busch St Louis | Anheuser-Busch Inc | 623 | MO | WNC | SERC |  | 311 | 7 | Industrial NAICS Cogen | ST | NG | NG | MISO | 159394 | 40910.746 | 2021
Vintage0 | biomass | FALSE | 10430 | Y | . | Anheuser-Busch St Louis | Anheuser-Busch Inc | 623 | MO | WNC | SERC |  | 311 | 7 | Industrial NAICS Cogen | ST | OBG | ORW | MISO | 10776 | 2769.869 | 2021
| petroleum | FALSE | 10430 | Y | . | Anheuser-Busch St Louis | Anheuser-Busch Inc | 623 | MO | WNC | SERC |  | 311 | 7 | Industrial NAICS Cogen | ST | RFO | RFO | MISO | 0 | 0 | 2021
| biomass | FALSE | 10430 | Y | . | Anheuser-Busch St Louis | Anheuser-Busch Inc | 623 | MO | WNC | SERC |  | 311 | 7 | Industrial NAICS Cogen | ST | WDS | WWW | MISO | 0 | 0 | 2021
| petroleum | FALSE | 10431 | Y | . | Anheuser-Busch Jacksonville | Anheuser-Busch Inc | 623 | FL | SAT | SERC |  | 311 | 7 | Industrial NAICS Cogen | GT | DFO | DFO | JEA | 0 | 0 | 2021
Vintage1987 | natural gas peaker | FALSE | 10431 | Y | . | Anheuser-Busch Jacksonville | Anheuser-Busch Inc | 623 | FL | SAT | SERC |  | 311 | 7 | Industrial NAICS Cogen | GT | NG | NG | JEA | 298914 | 74466 | 2021
Vintage2014 | other | FALSE | 10434 | Y | . | Mosaic New Wales Operations | Mosaic Fertilizer LLC | 9383 | FL | SAT | SERC |  | 325311 | 7 | Industrial NAICS Cogen | ST | WH | OTH | TEC | 3332596 | 376820 | 2021
| petroleum | FALSE | 10435 | N | . | Camden Resource Recovery Facility | Covanta Camden Energy Recovery Center | 49966 | NJ | MAT | RFC |  | 22 | 2 | NAICS-22 Non-Cogen | ST | DFO | DFO | PJM | 0 | 0 | 2021
Vintage1991 | municipal solid waste | TRUE | 10435 | N | . | Camden Resource Recovery Facility | Covanta Camden Energy Recovery Center | 49966 | NJ | MAT | RFC |  | 22 | 2 | NAICS-22 Non-Cogen | ST | MSB | MLG | PJM | 1637028 | 74464.739 | 2021
Vintage1991 | municipal solid waste | TRUE | 10435 | N | . | Camden Resource Recovery Facility | Covanta Camden Energy Recovery Center | 49966 | NJ | MAT | RFC |  | 22 | 2 | NAICS-22 Non-Cogen | ST | MSN | OTH | PJM | 2000787 | 91011.261 | 2021
| natural gas steam turbine | FALSE | 10435 | N | . | Camden Resource Recovery Facility | Covanta Camden Energy Recovery Center | 49966 | NJ | MAT | RFC |  | 22 | 2 | NAICS-22 Non-Cogen | ST | NG | NG | PJM | 0 | 0 | 2021
Vintage1989 | natural gas peaker | FALSE | 10436 | Y | . | ExxonMobil Baytown Refinery | Exxon Mobil Refining and Supply Co. | 6091 | TX | WSC | TRE |  | 324 | 7 | Industrial NAICS Cogen | GT | NG | NG | ERCO | 1633163 | 1203234 | 2021
| other | FALSE | 10436 | Y | . | ExxonMobil Baytown Refinery | Exxon Mobil Refining and Supply Co. | 6091 | TX | WSC | TRE |  | 324 | 7 | Industrial NAICS Cogen | ST | WH | OTH | ERCO | 0 | 0 | 2021
Vintage2017 | solar pv | TRUE | 10437 | N | . | Sunray 2 | Sunray Energy 2, LLC | 60246 | CA | PACC | WECC |  | 22 | 2 | NAICS-22 Non-Cogen | PV | SUN | SUN | CISO | 515632 | 58303 | 2021
Vintage2017 | solar pv | TRUE | 10438 | N | . | Sunray 3 | Sunray Energy 3 LLC | 60247 | CA | PACC | WECC |  | 22 | 2 | NAICS-22 Non-Cogen | PV | SUN | SUN | CISO | 298369 | 33737 | 2021
| natural gas steam turbine | FALSE | 10439 | N | . | SEGS III | FPL Energy Operating Services Inc - SEGS | 55711 | CA | PACC | WECC |  | 22 | 2 | NAICS-22 Non-Cogen | ST | NG | NG | CISO | 0 | 0 | 2021
| solar thermal | FALSE | 10439 | N | . | SEGS III | FPL Energy Operating Services Inc - SEGS | 55711 | CA | PACC | WECC |  | 22 | 2 | NAICS-22 Non-Cogen | ST | SUN | SUN | CISO | 0 | 0 | 2021
| natural gas steam turbine | FALSE | 10440 | N | . | SEGS IV | FPL Energy Operating Services Inc - SEGS | 55711 | CA | PACC | WECC |  | 22 | 2 | NAICS-22 Non-Cogen | ST | NG | NG | CISO | 0 | 0 | 2021
| solar thermal | FALSE | 10440 | N | . | SEGS IV | FPL Energy Operating Services Inc - SEGS | 55711 | CA | PACC | WECC |  | 22 | 2 | NAICS-22 Non-Cogen | ST | SUN | SUN | CISO | 0 | 0 | 2021
| natural gas steam turbine | FALSE | 10441 | N | . | SEGS V | FPL Energy Operating Services Inc - SEGS | 55711 | CA | PACC | WECC |  | 22 | 2 | NAICS-22 Non-Cogen | ST | NG | NG | CISO | 0 | 0 | 2021
| solar thermal | FALSE | 10441 | N | . | SEGS V | FPL Energy Operating Services Inc - SEGS | 55711 | CA | PACC | WECC |  | 22 | 2 | NAICS-22 Non-Cogen | ST | SUN | SUN | CISO | 0 | 0 | 2021
| natural gas steam turbine | FALSE | 10442 | N | . | SEGS VI | FPL Energy Operating Services Inc - SEGS | 55711 | CA | PACC | WECC |  | 22 | 2 | NAICS-22 Non-Cogen | ST | NG | NG | CISO | 0 | 0 | 2021
| solar thermal | FALSE | 10442 | N | . | SEGS VI | FPL Energy Operating Services Inc - SEGS | 55711 | CA | PACC | WECC |  | 22 | 2 | NAICS-22 Non-Cogen | ST | SUN | SUN | CISO | 0 | 0 | 2021
| natural gas steam turbine | FALSE | 10443 | N | . | SEGS VII | FPL Energy Operating Services Inc - SEGS | 55711 | CA | PACC | WECC |  | 22 | 2 | NAICS-22 Non-Cogen | ST | NG | NG | CISO | 0 | 0 | 2021
| solar thermal | FALSE | 10443 | N | . | SEGS VII | FPL Energy Operating Services Inc - SEGS | 55711 | CA | PACC | WECC |  | 22 | 2 | NAICS-22 Non-Cogen | ST | SUN | SUN | CISO | 0 | 0 | 2021
| natural gas steam turbine | FALSE | 10444 | N | . | Lockhart Solar PV, LLC | Terra-Gen Operating Co-Solar | 61950 | CA | PACC | WECC |  | 22 | 2 | NAICS-22 Non-Cogen | ST | NG | NG | CISO | 0 | 0 | 2021
Vintage0 | solar thermal | FALSE | 10444 | N | . | Lockhart Solar PV, LLC | Terra-Gen Operating Co-Solar | 61950 | CA | PACC | WECC |  | 22 | 2 | NAICS-22 Non-Cogen | ST | SUN | SUN | CISO | 722546 | 81699 | 2021
Vintage0 | natural gas steam turbine | FALSE | 10446 | N | . | SEGS IX | Terra-Gen Operating Co-Solar | 61950 | CA | PACC | WECC |  | 22 | 2 | NAICS-22 Non-Cogen | ST | NG | NG | CISO | 4668 | 267 | 2021
Vintage1990 | solar thermal | TRUE | 10446 | N | . | SEGS IX | Terra-Gen Operating Co-Solar | 61950 | CA | PACC | WECC |  | 22 | 2 | NAICS-22 Non-Cogen | ST | SUN | SUN | CISO | 1026019 | 116013 | 2021
Vintage1986 | hydro | TRUE | 10453 | N | . | LAC Courte Oreilles Hydroelect | Renewable World Energies LLC | 58149 | WI | ENC | MRO |  | 22 | 2 | NAICS-22 Non-Cogen | HY | WAT | HYC | MISO | 62880 | 7110 | 2021
Vintage1988 | hydro | TRUE | 10458 | N | . | Muck Valley Hydroelectric | Brookfield Renewable Trading and Marketing LP | 63235 | CA | PACC | WECC |  | 22 | 2 | NAICS-22 Non-Cogen | HY | WAT | HYC | CISO | 88659 | 10025 | 2021
| hard coal | FALSE | 10464 | N | . | ReEnergy Black River | Black River Generation LLC | 1746 | NY | MAT | NPCC |  | 22 | 2 | NAICS-22 Non-Cogen | ST | BIT | COL | NYIS | 0 | 0 | 2021
Vintage0 | petroleum | FALSE | 10464 | N | . | ReEnergy Black River | Black River Generation LLC | 1746 | NY | MAT | NPCC |  | 22 | 2 | NAICS-22 Non-Cogen | ST | DFO | DFO | NYIS | 10247 | 531.93 | 2021
| petroleum | FALSE | 10464 | N | . | ReEnergy Black River | Black River Generation LLC | 1746 | NY | MAT | NPCC |  | 22 | 2 | NAICS-22 Non-Cogen | ST | JF | WOO | NYIS | 0 | 0 | 2021
| petroleum | FALSE | 10464 | N | . | ReEnergy Black River | Black River Generation LLC | 1746 | NY | MAT | NPCC |  | 22 | 2 | NAICS-22 Non-Cogen | ST | PC | PC | NYIS | 0 | 0 | 2021
Vintage0 | other | FALSE | 10464 | N | . | ReEnergy Black River | Black River Generation LLC | 1746 | NY | MAT | NPCC |  | 22 | 2 | NAICS-22 Non-Cogen | ST | TDF | OTH | NYIS | 81402 | 4402.436 | 2021
Vintage1989 | biomass | TRUE | 10464 | N | . | ReEnergy Black River | Black River Generation LLC | 1746 | NY | MAT | NPCC |  | 22 | 2 | NAICS-22 Non-Cogen | ST | WDS | WWW | NYIS | 5426603 | 291856.63 | 2021
Vintage1987 | hydro | TRUE | 10467 | N | . | Fourth Branch Hydroelectric Facility | Boralex Hydro Operations Inc | 55754 | NY | MAT | NPCC |  | 22 | 2 | NAICS-22 Non-Cogen | HY | WAT | HYC | NYIS | 134068 | 15159 | 2021
| biomass | FALSE | 10472 | N | . | Puente Hills Energy Recovery | Los Angeles County Sanitation | 11217 | CA | PACC | WECC |  | 562212 | 4 | Commercial NAICS Non-Cogen | IC | LFG | MLG | CISO | 0 | 0 | 2021
Vintage1986 | biomass | TRUE | 10472 | N | . | Puente Hills Energy Recovery | Los Angeles County Sanitation | 11217 | CA | PACC | WECC |  | 562212 | 4 | Commercial NAICS Non-Cogen | ST | LFG | MLG | CISO | 2423345 | 194232 | 2021
| natural gas steam turbine | FALSE | 10472 | N | . | Puente Hills Energy Recovery | Los Angeles County Sanitation | 11217 | CA | PACC | WECC |  | 562212 | 4 | Commercial NAICS Non-Cogen | ST | NG | NG | CISO | 0 | 0 | 2021
| other | FALSE | 10475 | N | . | Expander Turbine | ArcelorMittal USA Inc | 56150 | IN | ENC | RFC |  | 3311 | 6 | Industrial NAICS Non-Cogen | OT | BFG | OOG | MISO | 0 | 34691 | 2021
| biomass | FALSE | 10477 | Y | . | Wisconsin Rapids Pulp Mill | Verso Corporation | 55965 | WI | ENC | MRO |  | 322122 | 7 | Industrial NAICS Cogen | ST | BLQ | WWW | MISO | 0 | 0 | 2021
| natural gas steam turbine | FALSE | 10477 | Y | . | Wisconsin Rapids Pulp Mill | Verso Corporation | 55965 | WI | ENC | MRO |  | 322122 | 7 | Industrial NAICS Cogen | ST | NG | NG | MISO | 0 | 0 | 2021
| hard coal | FALSE | 10477 | Y | . | Wisconsin Rapids Pulp Mill | Verso Corporation | 55965 | WI | ENC | MRO |  | 322122 | 7 | Industrial NAICS Cogen | ST | SUB | COL | MISO | 0 | 0 | 2021
| biomass | FALSE | 10477 | Y | . | Wisconsin Rapids Pulp Mill | Verso Corporation | 55965 | WI | ENC | MRO |  | 322122 | 7 | Industrial NAICS Cogen | ST | WDS | WWW | MISO | 0 | 0 | 2021
Vintage1990 | geothermal | TRUE | 10479 | N | . | Mammoth G3 | Ormat Nevada Inc | 34691 | CA | PACC | WECC |  | 22 | 2 | NAICS-22 Non-Cogen | BT | GEO | GEO | CISO | 910013 | 102896 | 2021
Vintage1984 | geothermal | TRUE | 10480 | N | . | Mammoth G1 | Ormat Nevada Inc | 34691 | CA | PACC | WECC |  | 22 | 2 | NAICS-22 Non-Cogen | BT | GEO | GEO | CISO | 523486 | 59191 | 2021
Vintage1990 | geothermal | TRUE | 10481 | N | . | Mammoth G2 | Ormat Nevada Inc | 34691 | CA | PACC | WECC |  | 22 | 2 | NAICS-22 Non-Cogen | BT | GEO | GEO | CISO | 628888 | 71109 | 2021
Vintage2015 | biomass | TRUE | 10486 | Y | . | Boise Cascade International Falls | Boise White Paper LLC | 1991 | MN | WNC | MRO |  | 322 | 7 | Industrial NAICS Cogen | ST | BLQ | WWW | MISO | 857553 | 208607.33 | 2021
Vintage0 | natural gas steam turbine | FALSE | 10486 | Y | . | Boise Cascade International Falls | Boise White Paper LLC | 1991 | MN | WNC | MRO |  | 322 | 7 | Industrial NAICS Cogen | ST | NG | NG | MISO | 256856 | 62482.55 | 2021
Vintage2015 | biomass | TRUE | 10486 | Y | . | Boise Cascade International Falls | Boise White Paper LLC | 1991 | MN | WNC | MRO |  | 322 | 7 | Industrial NAICS Cogen | ST | SLW | ORW | MISO | 12829 | 3120.681 | 2021
Vintage2015 | biomass | TRUE | 10486 | Y | . | Boise Cascade International Falls | Boise White Paper LLC | 1991 | MN | WNC | MRO |  | 322 | 7 | Industrial NAICS Cogen | ST | WDS | WWW | MISO | 176448 | 42922.443 | 2021
Vintage1946 | hydro | FALSE | 10487 | N | . | International Falls Power | Boise White Paper LLC | 1991 | MN | WNC | MRO |  | 322 | 6 | Industrial NAICS Non-Cogen | HY | WAT | HYC | MISO | 336647 | 38065 | 2021
Vintage1969 | biomass | TRUE | 10488 | Y | . | DeRidder Mill | Packaging Corporation of America | 1924 | LA | WSC | SERC |  | 32213 | 7 | Industrial NAICS Cogen | ST | BLQ | WWW | MISO | 830734 | 179167.07 | 2021
| petroleum | FALSE | 10488 | Y | . | DeRidder Mill | Packaging Corporation of America | 1924 | LA | WSC | SERC |  | 32213 | 7 | Industrial NAICS Cogen | ST | DFO | DFO | MISO | 0 | 0 | 2021
| lignite | FALSE | 10488 | Y | . | DeRidder Mill | Packaging Corporation of America | 1924 | LA | WSC | SERC |  | 32213 | 7 | Industrial NAICS Cogen | ST | LIG | COL | MISO | 0 | 0 | 2021
Vintage0 | natural gas steam turbine | FALSE | 10488 | Y | . | DeRidder Mill | Packaging Corporation of America | 1924 | LA | WSC | SERC |  | 32213 | 7 | Industrial NAICS Cogen | ST | NG | NG | MISO | 502542 | 108384.93 | 2021
| other | FALSE | 10488 | Y | . | DeRidder Mill | Packaging Corporation of America | 1924 | LA | WSC | SERC |  | 32213 | 7 | Industrial NAICS Cogen | ST | TDF | OTH | MISO | 0 | 0 | 2021
Vintage1969 | biomass | TRUE | 10488 | Y | . | DeRidder Mill | Packaging Corporation of America | 1924 | LA | WSC | SERC |  | 32213 | 7 | Industrial NAICS Cogen | ST | WDS | WWW | MISO | 410338 | 88499.298 | 2021
Vintage1985 | hydro | TRUE | 10490 | N | . | Upper Beaver Falls Project | Eagle Creek Renewable Energy, LLC | 57280 | NY | MAT | NPCC |  | 22 | 2 | NAICS-22 Non-Cogen | HY | WAT | HYC | NYIS | 68701 | 7768 | 2021
| natural gas steam turbine | FALSE | 10491 | Y | . | Mead Rumford Cogen | ND Paper, Inc. | 61813 | ME | NEW | NPCC |  | 322122 | 7 | Industrial NAICS Cogen | ST | NG | NG | ISNE | 0 | 0 | 2021
| petroleum | FALSE | 10491 | Y | . | Mead Rumford Cogen | ND Paper, Inc. | 61813 | ME | NEW | NPCC |  | 322122 | 7 | Industrial NAICS Cogen | ST | RFO | RFO | ISNE | 0 | 0 | 2021
| biomass | FALSE | 10491 | Y | . | Mead Rumford Cogen | ND Paper, Inc. | 61813 | ME | NEW | NPCC |  | 322122 | 7 | Industrial NAICS Cogen | ST | SLW | ORW | ISNE | 0 | 0 | 2021
Vintage1954 | hydro | TRUE | 10493 | N | . | Rumford Falls Hydro Facility | Brookfield Power New England | 50083 | ME | NEW | NPCC |  | 22 | 2 | NAICS-22 Non-Cogen | HY | WAT | HYC | ISNE | 1848140 | 208971 | 2021
Vintage1988 | hydro | TRUE | 10494 | N | . | Sheldon Springs Hydroelectric | Central Rivers Power US, LLC | 64078 | VT | NEW | NPCC |  | 22 | 2 | NAICS-22 Non-Cogen | HY | WAT | HYC | ISNE | 344067 | 38904 | 2021
Vintage0 | hard coal | FALSE | 10495 | Y | . | Rumford Cogeneration | ND Paper, Inc. | 61813 | ME | NEW | NPCC |  | 22 | 3 | NAICS-22 Cogen | ST | BIT | COL | ISNE | 284935 | 49996.237 | 2021
Vintage1990 | biomass | TRUE | 10495 | Y | . | Rumford Cogeneration | ND Paper, Inc. | 61813 | ME | NEW | NPCC |  | 22 | 3 | NAICS-22 Cogen | ST | BLQ | WWW | ISNE | 1107454 | 196052.53 | 2021
| petroleum | FALSE | 10495 | Y | . | Rumford Cogeneration | ND Paper, Inc. | 61813 | ME | NEW | NPCC |  | 22 | 3 | NAICS-22 Cogen | ST | DFO | DFO | ISNE | 0 | 0 | 2021
Vintage0 | petroleum | FALSE | 10495 | Y | . | Rumford Cogeneration | ND Paper, Inc. | 61813 | ME | NEW | NPCC |  | 22 | 3 | NAICS-22 Cogen | ST | RFO | RFO | ISNE | 78052 | 13854.069 | 2021
Vintage1990 | biomass | TRUE | 10495 | Y | . | Rumford Cogeneration | ND Paper, Inc. | 61813 | ME | NEW | NPCC |  | 22 | 3 | NAICS-22 Cogen | ST | SLW | ORW | ISNE | 20767 | 3629.894 | 2021
Vintage0 | other | FALSE | 10495 | Y | . | Rumford Cogeneration | ND Paper, Inc. | 61813 | ME | NEW | NPCC |  | 22 | 3 | NAICS-22 Cogen | ST | TDF | OTH | ISNE | 324818 | 57270.98 | 2021
Vintage1990 | biomass | TRUE | 10495 | Y | . | Rumford Cogeneration | ND Paper, Inc. | 61813 | ME | NEW | NPCC |  | 22 | 3 | NAICS-22 Cogen | ST | WDS | WWW | ISNE | 354468 | 62921.291 | 2021
Vintage1985 | natural gas peaker | TRUE | 10496 | Y | . | Kern River Cogeneration | Kern River Cogeneration Co | 10203 | CA | PACC | WECC |  | 22 | 3 | NAICS-22 Cogen | GT | NG | NG | CISO | 1230839 | 206481 | 2021
| natural gas peaker | FALSE | 10501 | Y | . | Mid-Set Cogeneration | Mid Set Cogeneration Co | 12449 | CA | PACC | WECC |  | 22 | 3 | NAICS-22 Cogen | GT | NG | NG | CISO | 0 | 0 | 2021
Vintage1991 | municipal solid waste | TRUE | 10503 | N | . | Wheelabrator Hudson Falls | Wheelabrator Environmental Systems | 20541 | NY | MAT | NPCC |  | 22 | 2 | NAICS-22 Non-Cogen | ST | MSB | MLG | NYIS | 660403 | 28988.065 | 2021
Vintage1991 | municipal solid waste | TRUE | 10503 | N | . | Wheelabrator Hudson Falls | Wheelabrator Environmental Systems | 20541 | NY | MAT | NPCC |  | 22 | 2 | NAICS-22 Non-Cogen | ST | MSN | OTH | NYIS | 807172 | 35430.363 | 2021
Vintage0 | natural gas steam turbine | FALSE | 10503 | N | . | Wheelabrator Hudson Falls | Wheelabrator Environmental Systems | 20541 | NY | MAT | NPCC |  | 22 | 2 | NAICS-22 Non-Cogen | ST | NG | NG | NYIS | 1440 | 61.572 | 2021
Vintage1994 | hard coal | FALSE | 10504 | Y | . | Amalgamated Sugar Twin Falls | The Amalgamated Sugar Co | 450 | ID | MTN | WECC |  | 311 | 7 | Industrial NAICS Cogen | ST | BIT | COL | IPCO | 79523 | 16115.027 | 2021
| petroleum | FALSE | 10504 | Y | . | Amalgamated Sugar Twin Falls | The Amalgamated Sugar Co | 450 | ID | MTN | WECC |  | 311 | 7 | Industrial NAICS Cogen | ST | DFO | DFO | IPCO | 0 | 0 | 2021
Vintage1948 | natural gas steam turbine | FALSE | 10504 | Y | . | Amalgamated Sugar Twin Falls | The Amalgamated Sugar Co | 450 | ID | MTN | WECC |  | 311 | 7 | Industrial NAICS Cogen | ST | NG | NG | IPCO | 106998 | 21682.382 | 2021
| hard coal | FALSE | 10504 | Y | . | Amalgamated Sugar Twin Falls | The Amalgamated Sugar Co | 450 | ID | MTN | WECC |  | 311 | 7 | Industrial NAICS Cogen | ST | SUB | COL | IPCO | 0 | 0 | 2021
Vintage0 | natural gas steam turbine | FALSE | 10511 | Y | . | Finch Paper | Finch Paper LLC | 56174 | NY | MAT | NPCC |  | 322122 | 7 | Industrial NAICS Cogen | ST | NG | NG | NYIS | 197145 | 38285.422 | 2021
| petroleum | FALSE | 10511 | Y | . | Finch Paper | Finch Paper LLC | 56174 | NY | MAT | NPCC |  | 322122 | 7 | Industrial NAICS Cogen | ST | RFO | RFO | NYIS | 0 | 0 | 2021
Vintage1987 | biomass | TRUE | 10511 | Y | . | Finch Paper | Finch Paper LLC | 56174 | NY | MAT | NPCC |  | 322122 | 7 | Industrial NAICS Cogen | ST | WDL | WWW | NYIS | 301273 | 58507.287 | 2021
Vintage1987 | biomass | TRUE | 10511 | Y | . | Finch Paper | Finch Paper LLC | 56174 | NY | MAT | NPCC |  | 322122 | 7 | Industrial NAICS Cogen | ST | WDS | WWW | NYIS | 107180 | 20814.272 | 2021
Vintage1987 | hydro | TRUE | 10519 | N | . | Milton Hydro | SFR Hydro Cor | 16498 | NH | NEW | NPCC |  | 22 | 2 | NAICS-22 Non-Cogen | HY | WAT | HYC | ISNE | 50543 | 5715 | 2021
Vintage1925 | hydro | TRUE | 10520 | N | . | Dayton Hydro | Eagle Creek Renewable Energy, LLC | 57280 | IL | ENC | SERC |  | 22 | 2 | NAICS-22 Non-Cogen | HY | WAT | HYC | MISO | 93642 | 10588 | 2021
Vintage0 | petroleum | FALSE | 10521 | Y | . | Lederle Laboratories | Veolia NA - Municipal & Commercial Business | 60641 | NY | MAT | NPCC |  | 325 | 7 | Industrial NAICS Cogen | CA | DFO | DFO | NYIS | 1529 | 260.91 | 2021
Vintage1998 | natural gas combined cycle | FALSE | 10521 | Y | . | Lederle Laboratories | Veolia NA - Municipal & Commercial Business | 60641 | NY | MAT | NPCC |  | 325 | 7 | Industrial NAICS Cogen | CA | NG | NG | NYIS | 50509 | 8615.56 | 2021
| petroleum | FALSE | 10521 | Y | . | Lederle Laboratories | Veolia NA - Municipal & Commercial Business | 60641 | NY | MAT | NPCC |  | 325 | 7 | Industrial NAICS Cogen | CT | DFO | DFO | NYIS | 0 | 0 | 2021
Vintage1991 | natural gas combined cycle | FALSE | 10521 | Y | . | Lederle Laboratories | Veolia NA - Municipal & Commercial Business | 60641 | NY | MAT | NPCC |  | 325 | 7 | Industrial NAICS Cogen | CT | NG | NG | NYIS | 706824 | 120566.15 | 2021
Vintage1987 | hydro | TRUE | 10523 | N | . | Benton Falls Associates | Essex Hydro Associates LLC | 55753 | ME | NEW | NPCC |  | 22 | 2 | NAICS-22 Non-Cogen | HY | WAT | HYC | ISNE | 125665 | 14209 | 2021
| natural gas steam turbine | FALSE | 10525 | N | . | Craven County Wood Energy LP | CMS Generation Operating Co II | 3837 | NC | SAT | SERC |  | 22 | 2 | NAICS-22 Non-Cogen | ST | NG | NG | CPLE | 0 | 0 | 2021
Vintage1990 | biomass | TRUE | 10525 | N | . | Craven County Wood Energy LP | CMS Generation Operating Co II | 3837 | NC | SAT | SERC |  | 22 | 2 | NAICS-22 Non-Cogen | ST | OBS | ORW | CPLE | 1509523 | 92722.211 | 2021
Vintage1990 | biomass | TRUE | 10525 | N | . | Craven County Wood Energy LP | CMS Generation Operating Co II | 3837 | NC | SAT | SERC |  | 22 | 2 | NAICS-22 Non-Cogen | ST | WDS | WWW | CPLE | 3637837 | 221460.79 | 2021
| petroleum | FALSE | 10525 | N | . | Craven County Wood Energy LP | CMS Generation Operating Co II | 3837 | NC | SAT | SERC |  | 22 | 2 | NAICS-22 Non-Cogen | ST | WO | WOO | CPLE | 0 | 0 | 2021
Vintage1990 | hydro | TRUE | 10526 | N | . | Dodge Falls Associates | Dodge Falls Associates LP | 5226 | NH | NEW | NPCC |  | 22 | 2 | NAICS-22 Non-Cogen | HY | WAT | HYC | ISNE | 126249 | 14275 | 2021
Vintage1924 | hydro | TRUE | 10530 | N | . | Feeder Dam Hydro Plant | Erie Boulevard Hydropower LP | 5914 | NY | MAT | NPCC |  | 22 | 2 | NAICS-22 Non-Cogen | HY | WAT | HYC | NYIS | 202299 | 22874 | 2021
Vintage1931 | hydro | TRUE | 10531 | N | . | Beebee Island Hydro Plant | Erie Boulevard Hydropower LP | 5914 | NY | MAT | NPCC |  | 22 | 2 | NAICS-22 Non-Cogen | HY | WAT | HYC | NYIS | 416365 | 47079 | 2021
Vintage1997 | biomass | TRUE | 10532 | N | . | Grand River | EDL Inc | 55858 | MI | ENC | RFC |  | 22 | 2 | NAICS-22 Non-Cogen | IC | LFG | MLG | MISO | 90396 | 7120 | 2021
Vintage1988 | hydro | TRUE | 10538 | N | . | Dexter Plant | Central Rivers Power US, LLC | 64078 | NY | MAT | NPCC |  | 22 | 2 | NAICS-22 Non-Cogen | HY | WAT | HYC | NYIS | 132747 | 15010 | 2021
Vintage1929 | hydro | TRUE | 10539 | N | . | Theresa Plant | Central Rivers Power US, LLC | 64078 | NY | MAT | NPCC |  | 22 | 2 | NAICS-22 Non-Cogen | HY | WAT | HYC | NYIS | 41947 | 4743 | 2021
Vintage1914 | hydro | TRUE | 10540 | N | . | Diamond Island Plant | Central Rivers Power US, LLC | 64078 | NY | MAT | NPCC |  | 22 | 2 | NAICS-22 Non-Cogen | HY | WAT | HYC | NYIS | 34721 | 3926 | 2021
Vintage1922 | hydro | TRUE | 10544 | N | . | Hailesboro 4 Plant | Central Rivers Power US, LLC | 64078 | NY | MAT | NPCC |  | 22 | 2 | NAICS-22 Non-Cogen | HY | WAT | HYC | NYIS | 88934 | 10056 | 2021
Vintage1984 | hydro | TRUE | 10545 | N | . | Copenhagen Plant | Central Rivers Power US, LLC | 64078 | NY | MAT | NPCC |  | 22 | 2 | NAICS-22 Non-Cogen | HY | WAT | HYC | NYIS | 75183 | 8501 | 2021
Vintage1982 | hydro | TRUE | 10546 | N | . | Beaver Valley Patterson Dam | Central Rivers Power US, LLC | 64078 | PA | MAT | RFC |  | 22 | 2 | NAICS-22 Non-Cogen | HY | WAT | HYC | PJM | 47614 | 5384 | 2021
Vintage1985 | hydro | TRUE | 10547 | N | . | Pyrites Plant | Central Rivers Power US, LLC | 64078 | NY | MAT | NPCC |  | 22 | 2 | NAICS-22 Non-Cogen | HY | WAT | HYC | NYIS | 187679 | 21221 | 2021
| petroleum | FALSE | 10548 | Y | . | San Jose Cogeneration | San Jose State University Fclts Dev &Ops | 16732 | CA | PACC | WECC |  | 611 | 5 | Commercial NAICS Cogen | GT | DFO | DFO | CISO | 0 | 0 | 2021
| other | FALSE | 10548 | Y | . | San Jose Cogeneration | San Jose State University Fclts Dev &Ops | 16732 | CA | PACC | WECC |  | 611 | 5 | Commercial NAICS Cogen | GT | KER | WOO | CISO | 0 | 0 | 2021
Vintage1984 | natural gas peaker | FALSE | 10548 | Y | . | San Jose Cogeneration | San Jose State University Fclts Dev &Ops | 16732 | CA | PACC | WECC |  | 611 | 5 | Commercial NAICS Cogen | GT | NG | NG | CISO | 236583 | 25670 | 2021
| biomass | FALSE | 10549 | N | . | Al Turi | Ameresco LFG I Inc | 463 | NY | MAT | NPCC |  | 22 | 2 | NAICS-22 Non-Cogen | IC | LFG | MLG | NYIS | 0 | 0 | 2021
Vintage1934 | hydro | TRUE | 10550 | N | . | High Shoals Hydro (NC) | Central Rivers Power US, LLC | 64078 | NC | SAT | SERC |  | 22 | 2 | NAICS-22 Non-Cogen | HY | WAT | HYC | DUK | 38983 | 4408 | 2021
| petroleum | FALSE | 10553 | N | . | Anderson Power Products Division | Anderson Power Products | 4385 | MA | NEW | NPCC |  | 326 | 6 | Industrial NAICS Non-Cogen | IC | DFO | DFO | ISNE | 0 | 0 | 2021
Vintage2002 | natural gas combined cycle | FALSE | 10554 | Y | . | Formosa Utility Venture Ltd | Formosa Plastics Corp | 6541 | TX | WSC | TRE |  | 325211 | 7 | Industrial NAICS Cogen | CA | NG | NG | ERCO | 244394 | 538840.87 | 2021
Vintage0 | other | FALSE | 10554 | Y | . | Formosa Utility Venture Ltd | Formosa Plastics Corp | 6541 | TX | WSC | TRE |  | 325211 | 7 | Industrial NAICS Cogen | CA | OG | OOG | ERCO | 22284 | 4497.843 | 2021
Vintage2003 | natural gas combined cycle | FALSE | 10554 | Y | . | Formosa Utility Venture Ltd | Formosa Plastics Corp | 6541 | TX | WSC | TRE |  | 325211 | 7 | Industrial NAICS Cogen | CT | NG | NG | ERCO | 16120826 | 2764420.5 | 2021
| other | FALSE | 10554 | Y | . | Formosa Utility Venture Ltd | Formosa Plastics Corp | 6541 | TX | WSC | TRE |  | 325211 | 7 | Industrial NAICS Cogen | CT | OG | OOG | ERCO | 0 | 0 | 2021
Vintage1989 | hydro | TRUE | 10555 | N | . | Brassua Hydroelectric Project | Brassua Hydroelectric LP | 2179 | ME | NEW | NPCC |  | 22 | 2 | NAICS-22 Non-Cogen | HY | WAT | HYC | ISNE | 84841 | 9593 | 2021
Vintage1985 | hydro | TRUE | 10556 | N | . | Boott Hydropower | Central Rivers Power US, LLC | 64078 | MA | NEW | NPCC |  | 22 | 2 | NAICS-22 Non-Cogen | HY | WAT | HYC | ISNE | 671091 | 75881 | 2021
Vintage1982 | biomass | TRUE | 10560 | Y | . | Jesup Plant | Rayonier Advanced Materials | 15726 | GA | SAT | SERC |  | 322 | 7 | Industrial NAICS Cogen | ST | BLQ | WWW | SOCO | 1436485 | 343651.39 | 2021
| petroleum | FALSE | 10560 | Y | . | Jesup Plant | Rayonier Advanced Materials | 15726 | GA | SAT | SERC |  | 322 | 7 | Industrial NAICS Cogen | ST | DFO | DFO | SOCO | 0 | 0 | 2021
Vintage0 | natural gas steam turbine | FALSE | 10560 | Y | . | Jesup Plant | Rayonier Advanced Materials | 15726 | GA | SAT | SERC |  | 322 | 7 | Industrial NAICS Cogen | ST | NG | NG | SOCO | 252648 | 60441.136 | 2021
Vintage0 | petroleum | FALSE | 10560 | Y | . | Jesup Plant | Rayonier Advanced Materials | 15726 | GA | SAT | SERC |  | 322 | 7 | Industrial NAICS Cogen | ST | RFO | RFO | SOCO | 19915 | 4764.049 | 2021
Vintage1982 | biomass | TRUE | 10560 | Y | . | Jesup Plant | Rayonier Advanced Materials | 15726 | GA | SAT | SERC |  | 322 | 7 | Industrial NAICS Cogen | ST | WDS | WWW | SOCO | 231297 | 55333.242 | 2021
Vintage0 | petroleum | FALSE | 10562 | Y | . | Fernandina Plant | Rayonier Advanced Materials | 15726 | FL | SAT | SERC |  | 322 | 7 | Industrial NAICS Cogen | ST | DFO | DFO | JEA | 654 | 89.214 | 2021
Vintage0 | natural gas steam turbine | FALSE | 10562 | Y | . | Fernandina Plant | Rayonier Advanced Materials | 15726 | FL | SAT | SERC |  | 322 | 7 | Industrial NAICS Cogen | ST | NG | NG | JEA | 298603 | 40760.015 | 2021
Vintage2012 | biomass | TRUE | 10562 | Y | . | Fernandina Plant | Rayonier Advanced Materials | 15726 | FL | SAT | SERC |  | 322 | 7 | Industrial NAICS Cogen | ST | OBS | ORW | JEA | 60683 | 8283.242 | 2021
Vintage0 | petroleum | FALSE | 10562 | Y | . | Fernandina Plant | Rayonier Advanced Materials | 15726 | FL | SAT | SERC |  | 322 | 7 | Industrial NAICS Cogen | ST | RFO | RFO | JEA | 1683 | 229.917 | 2021
Vintage0 | other | FALSE | 10562 | Y | . | Fernandina Plant | Rayonier Advanced Materials | 15726 | FL | SAT | SERC |  | 322 | 7 | Industrial NAICS Cogen | ST | TDF | OTH | JEA | 16325 | 2228.458 | 2021
Vintage2012 | biomass | TRUE | 10562 | Y | . | Fernandina Plant | Rayonier Advanced Materials | 15726 | FL | SAT | SERC |  | 322 | 7 | Industrial NAICS Cogen | ST | WDL | WWW | JEA | 683475 | 93295.849 | 2021
Vintage2012 | biomass | TRUE | 10562 | Y | . | Fernandina Plant | Rayonier Advanced Materials | 15726 | FL | SAT | SERC |  | 322 | 7 | Industrial NAICS Cogen | ST | WDS | WWW | JEA | 674491 | 92069.713 | 2021
Vintage1994 | hard coal | TRUE | 10566 | Y | . | Chambers Cogeneration LP | US Operating Services Company | 14932 | NJ | MAT | RFC |  | 22 | 3 | NAICS-22 Cogen | ST | BIT | COL | PJM | 4698437 | 464762.03 | 2021
Vintage0 | petroleum | FALSE | 10566 | Y | . | Chambers Cogeneration LP | US Operating Services Company | 14932 | NJ | MAT | RFC |  | 22 | 3 | NAICS-22 Cogen | ST | DFO | DFO | PJM | 90221 | 9010.966 | 2021
| petroleum | FALSE | 10567 | Y | . | Algonquin Windsor Locks | Algonquin Windsor Locks LLC | 291 | CT | NEW | NPCC |  | 22 | 3 | NAICS-22 Cogen | CA | DFO | DFO | ISNE | 0 | 2.922 | 2021
| natural gas combined cycle | FALSE | 10567 | Y | . | Algonquin Windsor Locks | Algonquin Windsor Locks LLC | 291 | CT | NEW | NPCC |  | 22 | 3 | NAICS-22 Cogen | CA | NG | NG | ISNE | 0 | 5100.248 | 2021
Vintage0 | petroleum | FALSE | 10567 | Y | . | Algonquin Windsor Locks | Algonquin Windsor Locks LLC | 291 | CT | NEW | NPCC |  | 22 | 3 | NAICS-22 Cogen | CT | DFO | DFO | ISNE | 1835 | 320.68 | 2021
Vintage2012 | natural gas combined cycle | TRUE | 10567 | Y | . | Algonquin Windsor Locks | Algonquin Windsor Locks LLC | 291 | CT | NEW | NPCC |  | 22 | 3 | NAICS-22 Cogen | CT | NG | NG | ISNE | 762595 | 129314.97 | 2021
Vintage1988 | natural gas peaker | FALSE | 10568 | Y | . | Port Arthur Texas Refinery | Total Petrochemicals USA Inc | 914 | TX | WSC | SERC |  | 32411 | 7 | Industrial NAICS Cogen | GT | NG | NG | MISO | 912544 | 230008 | 2021
| other | FALSE | 10568 | Y | . | Port Arthur Texas Refinery | Total Petrochemicals USA Inc | 914 | TX | WSC | SERC |  | 32411 | 7 | Industrial NAICS Cogen | GT | OG | OOG | MISO | 0 | 0 | 2021
Vintage1986 | hydro | TRUE | 10570 | N | . | Errol Hydroelectric Project | Errol Hydroelectric Co LLC | 23037 | NH | NEW | NPCC |  | 22 | 2 | NAICS-22 Non-Cogen | HY | WAT | HYC | ISNE | 86636 | 9796 | 2021
Vintage1984 | onshore wind | TRUE | 10586 | N | . | Cameron Ridge LLC | Terra-Gen Operating Co-Wind | 2770 | CA | PACC | WECC |  | 22 | 2 | NAICS-22 Non-Cogen | WT | WND | WND | CISO | 1518339 | 171680 | 2021
Vintage1984 | biomass | TRUE | 10593 | N | . | Agrilectric Power Partners Ltd | Agrilectric Power Partners Ltd | 135 | LA | WSC | SERC |  | 22 | 2 | NAICS-22 Non-Cogen | ST | AB | ORW | MISO | 1376686 | 83620.676 | 2021
Vintage0 | natural gas steam turbine | FALSE | 10593 | N | . | Agrilectric Power Partners Ltd | Agrilectric Power Partners Ltd | 135 | LA | WSC | SERC |  | 22 | 2 | NAICS-22 Non-Cogen | ST | NG | NG | MISO | 8584 | 518.324 | 2021
Vintage1984 | onshore wind | TRUE | 10597 | N | . | Ridgetop Energy LLC | Terra-Gen Operating Co-Wind | 2770 | CA | PACC | WECC |  | 22 | 2 | NAICS-22 Non-Cogen | WT | WND | WND | CISO | 375959 | 42510 | 2021
| natural gas steam turbine | FALSE | 10601 | Y | . | Tesoro Wilmington Calciner | Tesoro Refining & Marketing Company LLC | 2674 | CA | PACC | WECC |  | 324 | 7 | Industrial NAICS Cogen | ST | NG | NG | CISO | 0 | 0 | 2021
| petroleum | FALSE | 10601 | Y | . | Tesoro Wilmington Calciner | Tesoro Refining & Marketing Company LLC | 2674 | CA | PACC | WECC |  | 324 | 7 | Industrial NAICS Cogen | ST | PC | PC | CISO | 0 | 0 | 2021
Vintage1982 | other | FALSE | 10601 | Y | . | Tesoro Wilmington Calciner | Tesoro Refining & Marketing Company LLC | 2674 | CA | PACC | WECC |  | 324 | 7 | Industrial NAICS Cogen | ST | WH | OTH | CISO | 1805848 | 204189 | 2021
| hard coal | FALSE | 10603 | N | . | Ebensburg Power | Ebensburg Power Co | 5670 | PA | MAT | RFC |  | 22 | 2 | NAICS-22 Non-Cogen | ST | BIT | COL | PJM | 0 | 0 | 2021
Vintage0 | natural gas steam turbine | FALSE | 10603 | N | . | Ebensburg Power | Ebensburg Power Co | 5670 | PA | MAT | RFC |  | 22 | 2 | NAICS-22 Non-Cogen | ST | NG | NG | PJM | 12051 | 818.364 | 2021
Vintage1990 | hard coal | TRUE | 10603 | N | . | Ebensburg Power | Ebensburg Power Co | 5670 | PA | MAT | RFC |  | 22 | 2 | NAICS-22 Non-Cogen | ST | WC | WOC | PJM | 3371306 | 230980.64 | 2021
Vintage1996 | biomass | TRUE | 10605 | Y | . | Brunswick Cellulose | Brunswick Cellulose LLC | 50003 | GA | SAT | SERC |  | 322 | 7 | Industrial NAICS Cogen | ST | BLQ | WWW | SOCO | 1279020 | 299887.83 | 2021
| petroleum | FALSE | 10605 | Y | . | Brunswick Cellulose | Brunswick Cellulose LLC | 50003 | GA | SAT | SERC |  | 322 | 7 | Industrial NAICS Cogen | ST | DFO | DFO | SOCO | 0 | 0 | 2021
Vintage0 | natural gas steam turbine | FALSE | 10605 | Y | . | Brunswick Cellulose | Brunswick Cellulose LLC | 50003 | GA | SAT | SERC |  | 322 | 7 | Industrial NAICS Cogen | ST | NG | NG | SOCO | 294289 | 69000.776 | 2021
Vintage0 | petroleum | FALSE | 10605 | Y | . | Brunswick Cellulose | Brunswick Cellulose LLC | 50003 | GA | SAT | SERC |  | 322 | 7 | Industrial NAICS Cogen | ST | RFO | RFO | SOCO | 32330 | 7580.507 | 2021
Vintage0 | other | FALSE | 10605 | Y | . | Brunswick Cellulose | Brunswick Cellulose LLC | 50003 | GA | SAT | SERC |  | 322 | 7 | Industrial NAICS Cogen | ST | TDF | OTH | SOCO | 8347 | 1957.46 | 2021
Vintage1996 | biomass | TRUE | 10605 | Y | . | Brunswick Cellulose | Brunswick Cellulose LLC | 50003 | GA | SAT | SERC |  | 322 | 7 | Industrial NAICS Cogen | ST | WDS | WWW | SOCO | 129807 | 30435.427 | 2021
| biomass | FALSE | 10606 | Y | . | Georgia-Pacific Crossett LLC | Georgia-Pacific Crossett LLC | 4580 | AR | WSC | SERC |  | 322 | 7 | Industrial NAICS Cogen | ST | BLQ | WWW | MISO | 0 | 0 | 2021
| petroleum | FALSE | 10606 | Y | . | Georgia-Pacific Crossett LLC | Georgia-Pacific Crossett LLC | 4580 | AR | WSC | SERC |  | 322 | 7 | Industrial NAICS Cogen | ST | DFO | DFO | MISO | 0 | 0 | 2021
Vintage1962 | natural gas steam turbine | FALSE | 10606 | Y | . | Georgia-Pacific Crossett LLC | Georgia-Pacific Crossett LLC | 4580 | AR | WSC | SERC |  | 322 | 7 | Industrial NAICS Cogen | ST | NG | NG | MISO | 270431 | 51756.329 | 2021
| other | FALSE | 10606 | Y | . | Georgia-Pacific Crossett LLC | Georgia-Pacific Crossett LLC | 4580 | AR | WSC | SERC |  | 322 | 7 | Industrial NAICS Cogen | ST | TDF | OTH | MISO | 0 | 0 | 2021
| biomass | FALSE | 10606 | Y | . | Georgia-Pacific Crossett LLC | Georgia-Pacific Crossett LLC | 4580 | AR | WSC | SERC |  | 322 | 7 | Industrial NAICS Cogen | ST | WDS | WWW | MISO | 0 | 0 | 2021
| petroleum | FALSE | 10606 | Y | . | Georgia-Pacific Crossett LLC | Georgia-Pacific Crossett LLC | 4580 | AR | WSC | SERC |  | 322 | 7 | Industrial NAICS Cogen | ST | WO | WOO | MISO | 0 | 0 | 2021
Vintage1986 | hydro | TRUE | 10608 | N | . | Gilman Mill | Ampersand Gilman Hydro LP | 56467 | VT | NEW | NPCC |  | 22 | 2 | NAICS-22 Non-Cogen | HY | WAT | HYC | ISNE | 171185 | 19356 | 2021
Vintage0 | biomass | FALSE | 10610 | Y | . | Georgia-Pacific Monticello Paper | Georgia-Pacific Monticello LLC | 7166 | MS | ESC | SERC |  | 32213 | 7 | Industrial NAICS Cogen | ST | BLQ | WWW | MISO | 889946 | 188300.43 | 2021
Vintage1968 | natural gas steam turbine | FALSE | 10610 | Y | . | Georgia-Pacific Monticello Paper | Georgia-Pacific Monticello LLC | 7166 | MS | ESC | SERC |  | 32213 | 7 | Industrial NAICS Cogen | ST | NG | NG | MISO | 931717 | 197122.57 | 2021
Vintage0 | biomass | FALSE | 10610 | Y | . | Georgia-Pacific Monticello Paper | Georgia-Pacific Monticello LLC | 7166 | MS | ESC | SERC |  | 32213 | 7 | Industrial NAICS Cogen | ST | WDS | WWW | MISO | 268571 | 56790.001 | 2021
Vintage1993 | biomass | TRUE | 10611 | Y | . | Georgia-Pacific Palatka Operations | Georgia-Pacific Consr Ops LLC-Palatka | 50128 | FL | SAT | SERC |  | 322 | 7 | Industrial NAICS Cogen | ST | BLQ | WWW | FPL | 1068285 | 197832.41 | 2021
Vintage0 | natural gas steam turbine | FALSE | 10611 | Y | . | Georgia-Pacific Palatka Operations | Georgia-Pacific Consr Ops LLC-Palatka | 50128 | FL | SAT | SERC |  | 322 | 7 | Industrial NAICS Cogen | ST | NG | NG | FPL | 868897 | 160750.59 | 2021
| petroleum | FALSE | 10611 | Y | . | Georgia-Pacific Palatka Operations | Georgia-Pacific Consr Ops LLC-Palatka | 50128 | FL | SAT | SERC |  | 322 | 7 | Industrial NAICS Cogen | ST | RFO | RFO | FPL | 0 | 0 | 2021
| biomass | FALSE | 10611 | Y | . | Georgia-Pacific Palatka Operations | Georgia-Pacific Consr Ops LLC-Palatka | 50128 | FL | SAT | SERC |  | 322 | 7 | Industrial NAICS Cogen | ST | WDS | WWW | FPL | 0 | 0 | 2021
| hard coal | FALSE | 10612 | Y | . | Georgia-Pacific Port Hudson | Georgia-Pacific Cons Op LLC Port Hudson | 50129 | LA | WSC | SERC |  | 322122 | 7 | Industrial NAICS Cogen | ST | BIT | COL | MISO | 0 | 0 | 2021
Vintage0 | natural gas steam turbine | FALSE | 10612 | Y | . | Georgia-Pacific Port Hudson | Georgia-Pacific Cons Op LLC Port Hudson | 50129 | LA | WSC | SERC |  | 322122 | 7 | Industrial NAICS Cogen | ST | NG | NG | MISO | 1190865 | 204819.97 | 2021
| petroleum | FALSE | 10612 | Y | . | Georgia-Pacific Port Hudson | Georgia-Pacific Cons Op LLC Port Hudson | 50129 | LA | WSC | SERC |  | 322122 | 7 | Industrial NAICS Cogen | ST | PC | PC | MISO | 0 | 0 | 2021
Vintage1970 | hydro | FALSE | 10613 | Y | . | Woodland Pulp, LLC | Woodland Pulp LLC | 5232 | ME | NEW | NPCC |  | 322122 | 7 | Industrial NAICS Cogen | HY | WAT | HYC | NBSO | 531966 | 60150 | 2021
Vintage1970 | biomass | TRUE | 10613 | Y | . | Woodland Pulp, LLC | Woodland Pulp LLC | 5232 | ME | NEW | NPCC |  | 322122 | 7 | Industrial NAICS Cogen | ST | BLQ | WWW | NBSO | 814857 | 183892.13 | 2021
Vintage0 | natural gas steam turbine | FALSE | 10613 | Y | . | Woodland Pulp, LLC | Woodland Pulp LLC | 5232 | ME | NEW | NPCC |  | 322122 | 7 | Industrial NAICS Cogen | ST | NG | NG | NBSO | 261605 | 59037.182 | 2021
| petroleum | FALSE | 10613 | Y | . | Woodland Pulp, LLC | Woodland Pulp LLC | 5232 | ME | NEW | NPCC |  | 322122 | 7 | Industrial NAICS Cogen | ST | RFO | RFO | NBSO | 0 | 0 | 2021
Vintage1970 | biomass | TRUE | 10613 | Y | . | Woodland Pulp, LLC | Woodland Pulp LLC | 5232 | ME | NEW | NPCC |  | 322122 | 7 | Industrial NAICS Cogen | ST | WDS | WWW | NBSO | 164937 | 37221.691 | 2021
| petroleum | FALSE | 10617 | Y | . | CH Resources Beaver Falls | Lakeside Beaver Falls LLC | 58338 | NY | MAT | NPCC |  | 22 | 3 | NAICS-22 Cogen | CA | DFO | DFO | NYIS | 0 | 0 | 2021
Vintage1995 | natural gas combined cycle | TRUE | 10617 | Y | . | CH Resources Beaver Falls | Lakeside Beaver Falls LLC | 58338 | NY | MAT | NPCC |  | 22 | 3 | NAICS-22 Cogen | CA | NG | NG | NYIS | 114 | 18 | 2021
| petroleum | FALSE | 10617 | Y | . | CH Resources Beaver Falls | Lakeside Beaver Falls LLC | 58338 | NY | MAT | NPCC |  | 22 | 3 | NAICS-22 Cogen | CT | DFO | DFO | NYIS | 0 | 0 | 2021
Vintage1995 | natural gas combined cycle | TRUE | 10617 | Y | . | CH Resources Beaver Falls | Lakeside Beaver Falls LLC | 58338 | NY | MAT | NPCC |  | 22 | 3 | NAICS-22 Cogen | CT | NG | NG | NYIS | 28028 | 4213 | 2021
| petroleum | FALSE | 10620 | N | . | Carthage Energy LLC | Carthage Energy LLC | 3085 | NY | MAT | NPCC |  | 22 | 2 | NAICS-22 Non-Cogen | CA | DFO | DFO | NYIS | 0 | 0 | 2021
Vintage1991 | natural gas combined cycle | TRUE | 10620 | N | . | Carthage Energy LLC | Carthage Energy LLC | 3085 | NY | MAT | NPCC |  | 22 | 2 | NAICS-22 Non-Cogen | CA | NG | NG | NYIS | 2957 | 1517 | 2021
| petroleum | FALSE | 10620 | N | . | Carthage Energy LLC | Carthage Energy LLC | 3085 | NY | MAT | NPCC |  | 22 | 2 | NAICS-22 Non-Cogen | CT | DFO | DFO | NYIS | 0 | 0 | 2021
Vintage1991 | natural gas combined cycle | TRUE | 10620 | N | . | Carthage Energy LLC | Carthage Energy LLC | 3085 | NY | MAT | NPCC |  | 22 | 2 | NAICS-22 Non-Cogen | CT | NG | NG | NYIS | 45227 | 3403 | 2021
| petroleum | FALSE | 10621 | N | . | CH Resources Syracuse | Lakeside Syracuse LLC | 58337 | NY | MAT | NPCC |  | 22 | 2 | NAICS-22 Non-Cogen | CA | DFO | DFO | NYIS | 0 | 0 | 2021
Vintage1994 | natural gas combined cycle | TRUE | 10621 | N | . | CH Resources Syracuse | Lakeside Syracuse LLC | 58337 | NY | MAT | NPCC |  | 22 | 2 | NAICS-22 Non-Cogen | CA | NG | NG | NYIS | 5174 | 315 | 2021
| petroleum | FALSE | 10621 | N | . | CH Resources Syracuse | Lakeside Syracuse LLC | 58337 | NY | MAT | NPCC |  | 22 | 2 | NAICS-22 Non-Cogen | CT | DFO | DFO | NYIS | 0 | 0 | 2021
Vintage1994 | natural gas combined cycle | TRUE | 10621 | N | . | CH Resources Syracuse | Lakeside Syracuse LLC | 58337 | NY | MAT | NPCC |  | 22 | 2 | NAICS-22 Non-Cogen | CT | NG | NG | NYIS | 103105 | 12047 | 2021
| natural gas combined cycle | FALSE | 10623 | Y | . | Civic Center | Los Angeles County | 11216 | CA | PACC | WECC |  | 53 | 5 | Commercial NAICS Cogen | CA | NG | NG | LDWP | 0 | 0 | 2021
| petroleum | FALSE | 10623 | Y | . | Civic Center | Los Angeles County | 11216 | CA | PACC | WECC |  | 53 | 5 | Commercial NAICS Cogen | CT | DFO | DFO | LDWP | 0 | 0 | 2021
| natural gas combined cycle | FALSE | 10623 | Y | . | Civic Center | Los Angeles County | 11216 | CA | PACC | WECC |  | 53 | 5 | Commercial NAICS Cogen | CT | NG | NG | LDWP | 0 | 0 | 2021
Vintage1962 | biomass | TRUE | 10627 | Y | . | Pine Bluff Mill | Evergreen Packaging Inc | 55863 | AR | WSC | SERC |  | 32213 | 7 | Industrial NAICS Cogen | ST | BLQ | WWW | MISO | 1480488 | 252759.86 | 2021
| petroleum | FALSE | 10627 | Y | . | Pine Bluff Mill | Evergreen Packaging Inc | 55863 | AR | WSC | SERC |  | 32213 | 7 | Industrial NAICS Cogen | ST | DFO | DFO | MISO | 0 | 0 | 2021
Vintage0 | natural gas steam turbine | FALSE | 10627 | Y | . | Pine Bluff Mill | Evergreen Packaging Inc | 55863 | AR | WSC | SERC |  | 32213 | 7 | Industrial NAICS Cogen | ST | NG | NG | MISO | 350901 | 59956.142 | 2021
| other | FALSE | 10627 | Y | . | Pine Bluff Mill | Evergreen Packaging Inc | 55863 | AR | WSC | SERC |  | 32213 | 7 | Industrial NAICS Cogen | ST | PUR | OTH | MISO | 0 | 0 | 2021
| petroleum | FALSE | 10627 | Y | . | Pine Bluff Mill | Evergreen Packaging Inc | 55863 | AR | WSC | SERC |  | 32213 | 7 | Industrial NAICS Cogen | ST | RFO | RFO | MISO | 0 | 0 | 2021
Vintage2001 | municipal solid waste | TRUE | 10629 | Y | . | Wheelabrator Baltimore Refuse | Wheelabrator Environmental Systems | 20541 | MD | SAT | RFC |  | 22 | 3 | NAICS-22 Cogen | ST | MSB | MLG | PJM | 1922770 | 151772.6 | 2021
Vintage2001 | municipal solid waste | TRUE | 10629 | Y | . | Wheelabrator Baltimore Refuse | Wheelabrator Environmental Systems | 20541 | MD | SAT | RFC |  | 22 | 3 | NAICS-22 Cogen | ST | MSN | OTH | PJM | 2350112 | 185504.4 | 2021
Vintage1989 | geothermal | TRUE | 10631 | N | . | CE Leathers | CalEnergy Operating Corporation | 49899 | CA | PACC | WECC |  | 22 | 2 | NAICS-22 Non-Cogen | ST | GEO | GEO | IID | 2997894 | 338975 | 2021
Vintage1988 | geothermal | TRUE | 10632 | N | . | Del Ranch Company | CalEnergy Operating Corporation | 49899 | CA | PACC | WECC |  | 22 | 2 | NAICS-22 Non-Cogen | ST | GEO | GEO | IID | 2461046 | 278273 | 2021
| petroleum | FALSE | 10633 | Y | . | Hopewell Cogeneration | Luminant Generation Company LLC | 55983 | VA | SAT | SERC |  | 22 | 3 | NAICS-22 Cogen | CA | DFO | DFO | PJM | 0 | 737.353 | 2021
| natural gas combined cycle | FALSE | 10633 | Y | . | Hopewell Cogeneration | Luminant Generation Company LLC | 55983 | VA | SAT | SERC |  | 22 | 3 | NAICS-22 Cogen | CA | NG | NG | PJM | 0 | 238712.65 | 2021
Vintage0 | petroleum | FALSE | 10633 | Y | . | Hopewell Cogeneration | Luminant Generation Company LLC | 55983 | VA | SAT | SERC |  | 22 | 3 | NAICS-22 Cogen | CT | DFO | DFO | PJM | 32118 | 2859.542 | 2021
Vintage1990 | natural gas combined cycle | TRUE | 10633 | Y | . | Hopewell Cogeneration | Luminant Generation Company LLC | 55983 | VA | SAT | SERC |  | 22 | 3 | NAICS-22 Cogen | CT | NG | NG | PJM | 8528882 | 717270.46 | 2021
Vintage1988 | geothermal | TRUE | 10634 | N | . | Elmore Company | CalEnergy Operating Corporation | 49899 | CA | PACC | WECC |  | 22 | 2 | NAICS-22 Non-Cogen | ST | GEO | GEO | IID | 3293347 | 372382 | 2021
Vintage0 | petroleum | FALSE | 10642 | N | . | Covanta Hempstead | Covanta Hempstead Company | 473 | NY | MAT | NPCC |  | 22 | 2 | NAICS-22 Non-Cogen | ST | DFO | DFO | NYIS | 7398 | 427.509 | 2021
Vintage1989 | municipal solid waste | TRUE | 10642 | N | . | Covanta Hempstead | Covanta Hempstead Company | 473 | NY | MAT | NPCC |  | 22 | 2 | NAICS-22 Non-Cogen | ST | MSB | MLG | NYIS | 4586193 | 262829.96 | 2021
Vintage1989 | municipal solid waste | TRUE | 10642 | N | . | Covanta Hempstead | Covanta Hempstead Company | 473 | NY | MAT | NPCC |  | 22 | 2 | NAICS-22 Non-Cogen | ST | MSN | OTH | NYIS | 5605381 | 321238.53 | 2021
| biomass | FALSE | 10642 | N | . | Covanta Hempstead | Covanta Hempstead Company | 473 | NY | MAT | NPCC |  | 22 | 2 | NAICS-22 Non-Cogen | ST | WDS | WWW | NYIS | 0 | 0 | 2021
| petroleum | FALSE | 10643 | N | . | Covanta Essex Company | Covanta Essex Company | 542 | NJ | MAT | RFC |  | 22 | 2 | NAICS-22 Non-Cogen | ST | DFO | DFO | PJM | 0 | 0 | 2021
Vintage1990 | municipal solid waste | TRUE | 10643 | N | . | Covanta Essex Company | Covanta Essex Company | 542 | NJ | MAT | RFC |  | 22 | 2 | NAICS-22 Non-Cogen | ST | MSB | MLG | PJM | 4304160 | 219236.87 | 2021
Vintage1990 | municipal solid waste | TRUE | 10643 | N | . | Covanta Essex Company | Covanta Essex Company | 542 | NJ | MAT | RFC |  | 22 | 2 | NAICS-22 Non-Cogen | ST | MSN | OTH | PJM | 5260740 | 267961.13 | 2021
Vintage0 | petroleum | FALSE | 10646 | N | . | Covanta Southeastern Connecticut Company | Covanta Southeastern Connecticut Company | 528 | CT | NEW | NPCC |  | 22 | 2 | NAICS-22 Non-Cogen | ST | DFO | DFO | ISNE | 48912 | 2515.803 | 2021
Vintage1991 | municipal solid waste | TRUE | 10646 | N | . | Covanta Southeastern Connecticut Company | Covanta Southeastern Connecticut Company | 528 | CT | NEW | NPCC |  | 22 | 2 | NAICS-22 Non-Cogen | ST | MSB | MLG | ISNE | 1047581 | 53958.065 | 2021
Vintage1991 | municipal solid waste | TRUE | 10646 | N | . | Covanta Southeastern Connecticut Company | Covanta Southeastern Connecticut Company | 528 | CT | NEW | NPCC |  | 22 | 2 | NAICS-22 Non-Cogen | ST | MSN | OTH | ISNE | 1280385 | 65949.132 | 2021
Vintage1995 | natural gas peaker | TRUE | 10649 | Y | . | Bear Mountain Limited | WCAC Operating Company | 60662 | CA | PACC | WECC |  | 22 | 3 | NAICS-22 Cogen | GT | NG | NG | CISO | 420296 | 53042 | 2021
Vintage1991 | natural gas peaker | TRUE | 10650 | Y | . | Badger Creek Limited | WCAC Operating Company | 60662 | CA | PACC | WECC |  | 22 | 3 | NAICS-22 Cogen | GT | NG | NG | CISO | 168641 | 22196 | 2021
Vintage0 | natural gas steam turbine | FALSE | 10652 | Y | . | Burney Forest Products | Burney Forest Products, A Joint Venture | 62970 | CA | PACC | WECC |  | 22 | 3 | NAICS-22 Cogen | ST | NG | NG | CISO | 154910 | 10401.499 | 2021
Vintage1989 | biomass | TRUE | 10652 | Y | . | Burney Forest Products | Burney Forest Products, A Joint Venture | 62970 | CA | PACC | WECC |  | 22 | 3 | NAICS-22 Cogen | ST | WDS | WWW | CISO | 2804945 | 188143.5 | 2021
Vintage1930 | hydro | FALSE | 10656 | N | . | French Paper Hydro | French Paper Co | 6789 | MI | ENC | RFC |  | 322122 | 6 | Industrial NAICS Non-Cogen | HY | WAT | HYC | PJM | 53391 | 6037 | 2021
| petroleum | FALSE | 10661 | Y | . | Collins Pine Project | Collins Pine Co | 3953 | CA | PACC | WECC |  | 321 | 7 | Industrial NAICS Cogen | ST | DFO | DFO | CISO | 0 | 0 | 2021
Vintage2021 | biomass | TRUE | 10661 | Y | . | Collins Pine Project | Collins Pine Co | 3953 | CA | PACC | WECC |  | 321 | 7 | Industrial NAICS Cogen | ST | WDS | WWW | CISO | 19147 | 1845 | 2021
Vintage1990 | hard coal | TRUE | 10671 | N | . | River Valley | Oklahoma Gas & Electric Co | 14063 | OK | WSC | MRO |  | 22 | 1 | Electric Utility | ST | BIT | COL | SWPP | 3149669 | 256726.1 | 2021
Vintage0 | natural gas steam turbine | FALSE | 10671 | N | . | River Valley | Oklahoma Gas & Electric Co | 14063 | OK | WSC | MRO |  | 22 | 1 | Electric Utility | ST | NG | NG | SWPP | 286761 | 22824.348 | 2021
| hard coal | FALSE | 10671 | N | . | River Valley | Oklahoma Gas & Electric Co | 14063 | OK | WSC | MRO |  | 22 | 1 | Electric Utility | ST | RC | COL | SWPP | 0 | 0 | 2021
Vintage1990 | hard coal | TRUE | 10671 | N | . | River Valley | Oklahoma Gas & Electric Co | 14063 | OK | WSC | MRO |  | 22 | 1 | Electric Utility | ST | SUB | COL | SWPP | 9115335 | 751188.55 | 2021
| other | FALSE | 10671 | N | . | River Valley | Oklahoma Gas & Electric Co | 14063 | OK | WSC | MRO |  | 22 | 1 | Electric Utility | ST | TDF | OTH | SWPP | 0 | 0 | 2021
| biomass | FALSE | 10671 | N | . | River Valley | Oklahoma Gas & Electric Co | 14063 | OK | WSC | MRO |  | 22 | 1 | Electric Utility | ST | WDS | WWW | SWPP | 0 | 0 | 2021
| hard coal | FALSE | 10673 | Y | . | AES Hawaii | AES Hawaii LLC | 177 | HI | PACN |  |  | 22 | 3 | NAICS-22 Cogen | ST | BIT | COL |  | 0 | 0 | 2021
Vintage0 | petroleum | FALSE | 10673 | Y | . | AES Hawaii | AES Hawaii LLC | 177 | HI | PACN |  |  | 22 | 3 | NAICS-22 Cogen | ST | DFO | DFO |  | 37738 | 3247.524 | 2021
| biomass | FALSE | 10673 | Y | . | AES Hawaii | AES Hawaii LLC | 177 | HI | PACN |  |  | 22 | 3 | NAICS-22 Cogen | ST | OBS | ORW |  | 0 | 0 | 2021
Vintage1992 | hard coal | TRUE | 10673 | Y | . | AES Hawaii | AES Hawaii LLC | 177 | HI | PACN |  |  | 22 | 3 | NAICS-22 Cogen | ST | SUB | COL |  | 12478287 | 1084555.1 | 2021
Vintage0 | other | FALSE | 10673 | Y | . | AES Hawaii | AES Hawaii LLC | 177 | HI | PACN |  |  | 22 | 3 | NAICS-22 Cogen | ST | TDF | OTH |  | 2760 | 239.853 | 2021
Vintage0 | petroleum | FALSE | 10673 | Y | . | AES Hawaii | AES Hawaii LLC | 177 | HI | PACN |  |  | 22 | 3 | NAICS-22 Cogen | ST | WO | WOO |  | 218910 | 19009.531 | 2021
Vintage1999 | hard coal | TRUE | 10678 | Y | . | AES Warrior Run Cogeneration Facility | AES WR Ltd Partnership | 35 | MD | SAT | RFC |  | 22 | 3 | NAICS-22 Cogen | ST | BIT | COL | PJM | 11074569 | 1250772.1 | 2021
Vintage0 | petroleum | FALSE | 10678 | Y | . | AES Warrior Run Cogeneration Facility | AES WR Ltd Partnership | 35 | MD | SAT | RFC |  | 22 | 3 | NAICS-22 Cogen | ST | DFO | DFO | PJM | 8831 | 986.939 | 2021
| hard coal | FALSE | 10678 | Y | . | AES Warrior Run Cogeneration Facility | AES WR Ltd Partnership | 35 | MD | SAT | RFC |  | 22 | 3 | NAICS-22 Cogen | ST | WC | WOC | PJM | 0 | 0 | 2021
Vintage2002 | natural gas combined cycle | TRUE | 10682 | N | . | Brush Generation Facility | Colorado Energy Management | 55307 | CO | MTN | WECC |  | 22 | 2 | NAICS-22 Non-Cogen | CA | NG | NG | PSCO | 412282 | 70184 | 2021
Vintage1999 | natural gas combined cycle | TRUE | 10682 | N | . | Brush Generation Facility | Colorado Energy Management | 55307 | CO | MTN | WECC |  | 22 | 2 | NAICS-22 Non-Cogen | CT | NG | NG | PSCO | 1044772 | 62651 | 2021
Vintage1990 | natural gas peaker | TRUE | 10682 | N | . | Brush Generation Facility | Colorado Energy Management | 55307 | CO | MTN | WECC |  | 22 | 2 | NAICS-22 Non-Cogen | GT | NG | NG | PSCO | 140736 | 8742 | 2021
Vintage1978 | hard coal | FALSE | 10684 | Y | . | Argus Cogen Plant | Searles Valley Minerals Operations Inc. | 49968 | CA | PACC | WECC |  | 325188 | 7 | Industrial NAICS Cogen | ST | BIT | COL | CISO | 186322 | 40438.599 | 2021
Vintage0 | natural gas steam turbine | FALSE | 10684 | Y | . | Argus Cogen Plant | Searles Valley Minerals Operations Inc. | 49968 | CA | PACC | WECC |  | 325188 | 7 | Industrial NAICS Cogen | ST | NG | NG | CISO | 47189 | 10371.194 | 2021
Vintage1978 | hard coal | FALSE | 10684 | Y | . | Argus Cogen Plant | Searles Valley Minerals Operations Inc. | 49968 | CA | PACC | WECC |  | 325188 | 7 | Industrial NAICS Cogen | ST | RC | COL | CISO | 1150225 | 253715.21 | 2021
Vintage1943 | hydro | TRUE | 10686 | Y | . | Rapids Energy Center | ALLETE, Inc. | 12647 | MN | WNC | MRO |  | 22 | 1 | Electric Utility | HY | WAT | HYC | MISO | 63879 | 7223 | 2021
Vintage1980 | natural gas steam turbine | TRUE | 10686 | Y | . | Rapids Energy Center | ALLETE, Inc. | 12647 | MN | WNC | MRO |  | 22 | 1 | Electric Utility | ST | NG | NG | MISO | 193300 | 39211 | 2021
| hard coal | FALSE | 10686 | Y | . | Rapids Energy Center | ALLETE, Inc. | 12647 | MN | WNC | MRO |  | 22 | 1 | Electric Utility | ST | SUB | COL | MISO | 0 | 0 | 2021
Vintage1984 | hydro | TRUE | 10687 | N | . | Black River Hydro Associates | Central Rivers Power US, LLC | 64078 | NY | MAT | NPCC |  | 22 | 2 | NAICS-22 Non-Cogen | HY | WAT | HYC | NYIS | 137213 | 15515 | 2021
Vintage1990 | natural gas peaker | FALSE | 10690 | Y | . | ExxonMobil Baton Rouge Turbine Generator | Exxon Mobil Corp | 6088 | LA | WSC | SERC |  | 325 | 7 | Industrial NAICS Cogen | GT | NG | NG | MISO | 2646360 | 651507 | 2021
Vintage2004 | natural gas peaker | FALSE | 10692 | Y | . | ExxonMobil Baytown Turbine | Exxon Mobil Refining and Supply Co. | 6091 | TX | WSC | TRE |  | 32512 | 7 | Industrial NAICS Cogen | GT | NG | NG | ERCO | 11963890 | 2439764 | 2021
Vintage1988 | petroleum | FALSE | 10693 | Y | . | Eastern Correctional Institute | Maryland Environmental Service | 11704 | MD | SAT | RFC |  | 92214 | 5 | Commercial NAICS Cogen | IC | DFO | DFO | PJM | 566 | 68 | 2021
| hard coal | FALSE | 10693 | Y | . | Eastern Correctional Institute | Maryland Environmental Service | 11704 | MD | SAT | RFC |  | 92214 | 5 | Commercial NAICS Cogen | ST | BIT | COL | PJM | 0 | 0 | 2021
Vintage0 | petroleum | FALSE | 10693 | Y | . | Eastern Correctional Institute | Maryland Environmental Service | 11704 | MD | SAT | RFC |  | 92214 | 5 | Commercial NAICS Cogen | ST | DFO | DFO | PJM | 1411 | 91.113 | 2021
| natural gas steam turbine | FALSE | 10693 | Y | . | Eastern Correctional Institute | Maryland Environmental Service | 11704 | MD | SAT | RFC |  | 92214 | 5 | Commercial NAICS Cogen | ST | NG | NG | PJM | 0 | 0 | 2021
| other | FALSE | 10693 | Y | . | Eastern Correctional Institute | Maryland Environmental Service | 11704 | MD | SAT | RFC |  | 92214 | 5 | Commercial NAICS Cogen | ST | PG | WOO | PJM | 0 | 0 | 2021
Vintage1987 | biomass | TRUE | 10693 | Y | . | Eastern Correctional Institute | Maryland Environmental Service | 11704 | MD | SAT | RFC |  | 92214 | 5 | Commercial NAICS Cogen | ST | WDS | WWW | PJM | 113813 | 8472.887 | 2021
Vintage2006 | hydro | TRUE | 10694 | N | . | Pepperell Hydro Power Plant | Eagle Creek Renewable Energy, LLC | 57280 | MA | NEW | NPCC |  | 22 | 2 | NAICS-22 Non-Cogen | HY | WAT | HYC | ISNE | 60705 | 6864 | 2021
Vintage1966 | biomass | TRUE | 10697 | Y | . | St Francisville Mill | Hood Container of Louisiana, LLC | 59867 | LA | WSC | SERC |  | 322122 | 7 | Industrial NAICS Cogen | ST | BLQ | WWW | MISO | 433075 | 71913.985 | 2021
Vintage0 | natural gas steam turbine | FALSE | 10697 | Y | . | St Francisville Mill | Hood Container of Louisiana, LLC | 59867 | LA | WSC | SERC |  | 322122 | 7 | Industrial NAICS Cogen | ST | NG | NG | MISO | 252564 | 41939.185 | 2021
| hard coal | FALSE | 10699 | Y | . | Georgia-Pacific Consr Prods LP-Naheola | Georgia-Pacific Consr Prods LP-Naheola | 7136 | AL | ESC | SERC |  | 322 | 7 | Industrial NAICS Cogen | ST | BIT | COL | SOCO | 0 | 0 | 2021
Vintage2019 | biomass | TRUE | 10699 | Y | . | Georgia-Pacific Consr Prods LP-Naheola | Georgia-Pacific Consr Prods LP-Naheola | 7136 | AL | ESC | SERC |  | 322 | 7 | Industrial NAICS Cogen | ST | BLQ | WWW | SOCO | 1788361 | 232585.53 | 2021
Vintage0 | petroleum | FALSE | 10699 | Y | . | Georgia-Pacific Consr Prods LP-Naheola | Georgia-Pacific Consr Prods LP-Naheola | 7136 | AL | ESC | SERC |  | 322 | 7 | Industrial NAICS Cogen | ST | DFO | DFO | SOCO | 8074 | 1037.405 | 2021
Vintage0 | natural gas steam turbine | FALSE | 10699 | Y | . | Georgia-Pacific Consr Prods LP-Naheola | Georgia-Pacific Consr Prods LP-Naheola | 7136 | AL | ESC | SERC |  | 322 | 7 | Industrial NAICS Cogen | ST | NG | NG | SOCO | 392771 | 51176.817 | 2021
| petroleum | FALSE | 10699 | Y | . | Georgia-Pacific Consr Prods LP-Naheola | Georgia-Pacific Consr Prods LP-Naheola | 7136 | AL | ESC | SERC |  | 322 | 7 | Industrial NAICS Cogen | ST | RFO | RFO | SOCO | 0 | 0 | 2021
Vintage2019 | biomass | TRUE | 10699 | Y | . | Georgia-Pacific Consr Prods LP-Naheola | Georgia-Pacific Consr Prods LP-Naheola | 7136 | AL | ESC | SERC |  | 322 | 7 | Industrial NAICS Cogen | ST | WDS | WWW | SOCO | 889993 | 115624.25 | 2021
Vintage1987 | biomass | TRUE | 10700 | Y | . | Red Shield Envir Old Town Facility | ND Paper, Inc. | 61813 | ME | NEW | NPCC |  | 322 | 7 | Industrial NAICS Cogen | ST | BLQ | WWW | ISNE | 32135 | 6873.778 | 2021
Vintage0 | natural gas steam turbine | FALSE | 10700 | Y | . | Red Shield Envir Old Town Facility | ND Paper, Inc. | 61813 | ME | NEW | NPCC |  | 322 | 7 | Industrial NAICS Cogen | ST | NG | NG | ISNE | 292502 | 62566.568 | 2021
| petroleum | FALSE | 10700 | Y | . | Red Shield Envir Old Town Facility | ND Paper, Inc. | 61813 | ME | NEW | NPCC |  | 322 | 7 | Industrial NAICS Cogen | ST | RFO | RFO | ISNE | 0 | 0 | 2021
Vintage1987 | biomass | TRUE | 10700 | Y | . | Red Shield Envir Old Town Facility | ND Paper, Inc. | 61813 | ME | NEW | NPCC |  | 322 | 7 | Industrial NAICS Cogen | ST | WDS | WWW | ISNE | 20059 | 4290.531 | 2021
Vintage1990 | hydro | TRUE | 10706 | N | . | Burney Creek | Snow Mountain Hydro LLC | 17725 | CA | PACC | WECC |  | 22 | 2 | NAICS-22 Non-Cogen | HY | WAT | HYC | CISO | 4005 | 453 | 2021
Vintage1990 | hydro | TRUE | 10707 | N | . | Cove Hydroelectric | Snow Mountain Hydro LLC | 17725 | CA | PACC | WECC |  | 22 | 2 | NAICS-22 Non-Cogen | HY | WAT | HYC | CISO | 22684 | 2565 | 2021
Vintage1989 | hydro | TRUE | 10708 | N | . | Lost Creek I | Snow Mountain Hydro LLC | 17725 | CA | PACC | WECC |  | 22 | 2 | NAICS-22 Non-Cogen | HY | WAT | HYC | CISO | 49112 | 5553 | 2021
Vintage1990 | hydro | TRUE | 10709 | N | . | Ponderosa Bailey Creek | Snow Mountain Hydro LLC | 17725 | CA | PACC | WECC |  | 22 | 2 | NAICS-22 Non-Cogen | HY | WAT | HYC | CISO | 1009 | 114 | 2021
Vintage1985 | onshore wind | TRUE | 10718 | N | . | Karen Avenue Wind Farm | San Gorgonio Farms Inc | 16630 | CA | PACC | WECC |  | 22 | 2 | NAICS-22 Non-Cogen | WT | WND | WND | CISO | 269743 | 30500 | 2021
Vintage2012 | natural gas peaker | FALSE | 10720 | Y | . | Kyocera America Project | Kyocera International, Ind | 9948 | CA | PACC | WECC |  | 334 | 7 | Industrial NAICS Cogen | IC | NG | NG | CISO | 128952 | 10497 | 2021
| petroleum | FALSE | 10725 | Y | . | Selkirk Cogen | Selkirk Cogen Partners LP | 16909 | NY | MAT | NPCC |  | 22 | 3 | NAICS-22 Cogen | CA | DFO | DFO | NYIS | 0 | 0 | 2021
Vintage1994 | natural gas combined cycle | TRUE | 10725 | Y | . | Selkirk Cogen | Selkirk Cogen Partners LP | 16909 | NY | MAT | NPCC |  | 22 | 3 | NAICS-22 Cogen | CA | NG | NG | NYIS | 17179 | 28334 | 2021
| petroleum | FALSE | 10725 | Y | . | Selkirk Cogen | Selkirk Cogen Partners LP | 16909 | NY | MAT | NPCC |  | 22 | 3 | NAICS-22 Cogen | CT | DFO | DFO | NYIS | 0 | 0 | 2021
Vintage1994 | natural gas combined cycle | TRUE | 10725 | Y | . | Selkirk Cogen | Selkirk Cogen Partners LP | 16909 | NY | MAT | NPCC |  | 22 | 3 | NAICS-22 Cogen | CT | NG | NG | NYIS | 819087 | 74275 | 2021
| petroleum | FALSE | 10726 | Y | . | Masspower | Masspower | 11741 | MA | NEW | NPCC |  | 22 | 3 | NAICS-22 Cogen | CA | DFO | DFO | ISNE | 0 | 0 | 2021
| natural gas combined cycle | FALSE | 10726 | Y | . | Masspower | Masspower | 11741 | MA | NEW | NPCC |  | 22 | 3 | NAICS-22 Cogen | CA | NG | NG | ISNE | 0 | 85418 | 2021
| petroleum | FALSE | 10726 | Y | . | Masspower | Masspower | 11741 | MA | NEW | NPCC |  | 22 | 3 | NAICS-22 Cogen | CT | DFO | DFO | ISNE | 0 | 0 | 2021
Vintage1993 | natural gas combined cycle | TRUE | 10726 | Y | . | Masspower | Masspower | 11741 | MA | NEW | NPCC |  | 22 | 3 | NAICS-22 Cogen | CT | NG | NG | ISNE | 2195472 | 170836 | 2021
Vintage1986 | hydro | TRUE | 10728 | N | . | Barker Lower | KEI (Maine) Power Management (III) LLC | 56838 | ME | NEW | NPCC |  | 22 | 2 | NAICS-22 Non-Cogen | HY | WAT | HYC | ISNE | 39683 | 4487 | 2021
Vintage1990 | hydro | TRUE | 10735 | N | . | Barber Dam | Central Rivers Power US, LLC | 64078 | ID | MTN | WECC |  | 22 | 2 | NAICS-22 Non-Cogen | HY | WAT | HYC | IPCO | 35942 | 4064 | 2021
Vintage1989 | hydro | TRUE | 10737 | N | . | Sprague Hydro | Sprague Hydro LLC | 8353 | OR | PACC | WECC |  | 22 | 2 | NAICS-22 Non-Cogen | HY | WAT | HYC | PACW | 7270 | 822 | 2021
| hydro | FALSE | 10740 | N | . | Magic Dam Hydroelectric Project | Wood Hydro, LLC | 62045 | ID | MTN | WECC |  | 22 | 2 | NAICS-22 Non-Cogen | HY | WAT | HYC | IPCO | 0 | 0 | 2021
Vintage1998 | natural gas combined cycle | TRUE | 10745 | Y | . | Midland Cogeneration Venture | Midland Cogeneration Venture | 12492 | MI | ENC | RFC |  | 22 | 3 | NAICS-22 Cogen | CA | NG | NG | MISO | 1678062 | 1260509.2 | 2021
Vintage1990 | natural gas combined cycle | TRUE | 10745 | Y | . | Midland Cogeneration Venture | Midland Cogeneration Venture | 12492 | MI | ENC | RFC |  | 22 | 3 | NAICS-22 Cogen | CT | NG | NG | MISO | 50064753 | 5037799.8 | 2021
| petroleum | FALSE | 10745 | Y | . | Midland Cogeneration Venture | Midland Cogeneration Venture | 12492 | MI | ENC | RFC |  | 22 | 3 | NAICS-22 Cogen | IC | DFO | DFO | MISO | 0 | 0 | 2021
Vintage1991 | municipal solid waste | TRUE | 10746 | N | . | Covanta Delaware Valley | Covanta Delaware Valley LP | 570 | PA | MAT | RFC |  | 22 | 2 | NAICS-22 Non-Cogen | ST | MSB | MLG | PJM | 5223501 | 265138.22 | 2021
Vintage1991 | municipal solid waste | TRUE | 10746 | N | . | Covanta Delaware Valley | Covanta Delaware Valley LP | 570 | PA | MAT | RFC |  | 22 | 2 | NAICS-22 Non-Cogen | ST | MSN | OTH | PJM | 6384083 | 324047.85 | 2021
Vintage0 | natural gas steam turbine | FALSE | 10746 | N | . | Covanta Delaware Valley | Covanta Delaware Valley LP | 570 | PA | MAT | RFC |  | 22 | 2 | NAICS-22 Non-Cogen | ST | NG | NG | PJM | 2334 | 117.934 | 2021
Vintage2018 | biomass | TRUE | 10748 | N | . | Marina Landfill Gas | Monterey Regional Waste Mgmt | 12869 | CA | PACC | WECC |  | 562212 | 4 | Commercial NAICS Non-Cogen | IC | LFG | MLG | CISO | 331165 | 34859 | 2021
| other | FALSE | 10751 | N | . | Camden Plant Holdings LLC | Camden Plant Holdings LLC | 63360 | NJ | MAT | RFC |  | 22 | 2 | NAICS-22 Non-Cogen | CA | KER | WOO | PJM | 0 | 0 | 2021
Vintage1993 | natural gas combined cycle | TRUE | 10751 | N | . | Camden Plant Holdings LLC | Camden Plant Holdings LLC | 63360 | NJ | MAT | RFC |  | 22 | 2 | NAICS-22 Non-Cogen | CA | NG | NG | PJM | 52055 | 23540 | 2021
| other | FALSE | 10751 | N | . | Camden Plant Holdings LLC | Camden Plant Holdings LLC | 63360 | NJ | MAT | RFC |  | 22 | 2 | NAICS-22 Non-Cogen | CT | KER | WOO | PJM | 0 | 0 | 2021
Vintage1993 | natural gas combined cycle | TRUE | 10751 | N | . | Camden Plant Holdings LLC | Camden Plant Holdings LLC | 63360 | NJ | MAT | RFC |  | 22 | 2 | NAICS-22 Non-Cogen | CT | NG | NG | PJM | 657742 | 52778 | 2021
Vintage1987 | hydro | TRUE | 10752 | N | . | Lachute Hydro Lower | Central Rivers Power US, LLC | 64078 | NY | MAT | NPCC |  | 22 | 2 | NAICS-22 Non-Cogen | HY | WAT | HYC | NYIS | 156918 | 17743 | 2021
Vintage1987 | hydro | TRUE | 10753 | N | . | Lachute Hydro Upper | Central Rivers Power US, LLC | 64078 | NY | MAT | NPCC |  | 22 | 2 | NAICS-22 Non-Cogen | HY | WAT | HYC | NYIS | 156909 | 17742 | 2021
| natural gas combined cycle | FALSE | 10755 | N | . | Rifle Generating Station | Tri-State G & T Assn, Inc | 30151 | CO | MTN | WECC |  | 22 | 1 | Electric Utility | CA | NG | NG | PSCO | 0 | 9087 | 2021
Vintage1987 | natural gas combined cycle | TRUE | 10755 | N | . | Rifle Generating Station | Tri-State G & T Assn, Inc | 30151 | CO | MTN | WECC |  | 22 | 1 | Electric Utility | CT | NG | NG | PSCO | 193575 | 10644 | 2021
Vintage1989 | geothermal | TRUE | 10759 | N | . | Salton Sea Power Gen Co - Unit 3 | CalEnergy Operating Corporation | 49899 | CA | PACC | WECC |  | 22 | 2 | NAICS-22 Non-Cogen | ST | GEO | GEO | IID | 2208966 | 249770 | 2021
| natural gas combined cycle | FALSE | 10761 | N | . | Las Vegas Generating Station | Nevada Power Co | 13407 | NV | MTN | WECC |  | 22 | 1 | Electric Utility | CA | NG | NG | NEVP | 0 | 75886 | 2021
Vintage2003 | natural gas combined cycle | TRUE | 10761 | N | . | Las Vegas Generating Station | Nevada Power Co | 13407 | NV | MTN | WECC |  | 22 | 1 | Electric Utility | CT | NG | NG | NEVP | 2894003 | 252087 | 2021
Vintage2020 | geothermal | TRUE | 10763 | N | . | Ormesa III | Ormat Nevada Inc | 34691 | CA | PACC | WECC |  | 22 | 2 | NAICS-22 Non-Cogen | BT | GEO | GEO | IID | 654952 | 74056 | 2021
| geothermal | FALSE | 10763 | N | . | Ormesa III | Ormat Nevada Inc | 34691 | CA | PACC | WECC |  | 22 | 2 | NAICS-22 Non-Cogen | ST | GEO | GEO | IID | 0 | 0 | 2021
| other | FALSE | 10764 | N | . | Blue Lake Power LLC | Blue Lake Power LLC | 56120 | CA | PACC | WECC |  | 22 | 2 | NAICS-22 Non-Cogen | ST | PG | WOO | CISO | 0 | 0 | 2021
| biomass | FALSE | 10764 | N | . | Blue Lake Power LLC | Blue Lake Power LLC | 56120 | CA | PACC | WECC |  | 22 | 2 | NAICS-22 Non-Cogen | ST | WDS | WWW | CISO | 0 | 0 | 2021
Vintage0 | other | FALSE | 10765 | N | . | Indeck Jonesboro Energy Center | Stored Solar J&WE | 62815 | ME | NEW | NPCC |  | 22 | 2 | NAICS-22 Non-Cogen | ST | PG | WOO | ISNE | 807 | 36.542 | 2021
Vintage1987 | biomass | TRUE | 10765 | N | . | Indeck Jonesboro Energy Center | Stored Solar J&WE | 62815 | ME | NEW | NPCC |  | 22 | 2 | NAICS-22 Non-Cogen | ST | WDS | WWW | ISNE | 589209 | 28032.458 | 2021
Vintage0 | other | FALSE | 10766 | N | . | Indeck West Enfield Energy Center | Stored Solar J&WE | 62815 | ME | NEW | NPCC |  | 22 | 2 | NAICS-22 Non-Cogen | ST | PG | WOO | ISNE | 1012 | 59.485 | 2021
Vintage1987 | biomass | TRUE | 10766 | N | . | Indeck West Enfield Energy Center | Stored Solar J&WE | 62815 | ME | NEW | NPCC |  | 22 | 2 | NAICS-22 Non-Cogen | ST | WDS | WWW | ISNE | 671021 | 39801.515 | 2021
Vintage0 | natural gas steam turbine | FALSE | 10767 | N | . | Rio Bravo Fresno | Rio Bravo Fresno | 15986 | CA | PACC | WECC |  | 22 | 2 | NAICS-22 Non-Cogen | ST | NG | NG | CISO | 54186 | 4183.415 | 2021
Vintage1988 | biomass | TRUE | 10767 | N | . | Rio Bravo Fresno | Rio Bravo Fresno | 15986 | CA | PACC | WECC |  | 22 | 2 | NAICS-22 Non-Cogen | ST | WDS | WWW | CISO | 2089835 | 141544.59 | 2021
| hard coal | FALSE | 10771 | N | . | Hopewell Power Station | Virginia Electric & Power Co | 19876 | VA | SAT | SERC |  | 22 | 1 | Electric Utility | ST | BIT | COL | PJM | 0 | 0 | 2021
Vintage0 | natural gas steam turbine | FALSE | 10771 | N | . | Hopewell Power Station | Virginia Electric & Power Co | 19876 | VA | SAT | SERC |  | 22 | 1 | Electric Utility | ST | NG | NG | PJM | 1479 | 72.512 | 2021
Vintage1992 | biomass | TRUE | 10771 | N | . | Hopewell Power Station | Virginia Electric & Power Co | 19876 | VA | SAT | SERC |  | 22 | 1 | Electric Utility | ST | WDS | WWW | PJM | 5326503 | 276425.49 | 2021
Vintage0 | natural gas steam turbine | FALSE | 10772 | N | . | Rio Bravo Rocklin | Rio Bravo Rocklin | 16077 | CA | PACC | WECC |  | 22 | 2 | NAICS-22 Non-Cogen | ST | NG | NG | CISO | 31383 | 2013.77 | 2021
Vintage1989 | biomass | TRUE | 10772 | N | . | Rio Bravo Rocklin | Rio Bravo Rocklin | 16077 | CA | PACC | WECC |  | 22 | 2 | NAICS-22 Non-Cogen | ST | WDS | WWW | CISO | 2580745 | 163533.23 | 2021
| hard coal | FALSE | 10773 | N | . | Altavista Power Station | Virginia Electric & Power Co | 19876 | VA | SAT | SERC |  | 22 | 1 | Electric Utility | ST | BIT | COL | PJM | 0 | 0 | 2021
| petroleum | FALSE | 10773 | N | . | Altavista Power Station | Virginia Electric & Power Co | 19876 | VA | SAT | SERC |  | 22 | 1 | Electric Utility | ST | DFO | DFO | PJM | 0 | 0 | 2021
Vintage0 | natural gas steam turbine | FALSE | 10773 | N | . | Altavista Power Station | Virginia Electric & Power Co | 19876 | VA | SAT | SERC |  | 22 | 1 | Electric Utility | ST | NG | NG | PJM | 20682 | 1238.692 | 2021
Vintage1992 | biomass | TRUE | 10773 | N | . | Altavista Power Station | Virginia Electric & Power Co | 19876 | VA | SAT | SERC |  | 22 | 1 | Electric Utility | ST | WDS | WWW | PJM | 5267417 | 321570.31 | 2021
| hard coal | FALSE | 10774 | N | . | Southampton Power Station | Virginia Electric & Power Co | 19876 | VA | SAT | SERC |  | 22 | 1 | Electric Utility | ST | BIT | COL | PJM | 0 | 0 | 2021
Vintage0 | petroleum | FALSE | 10774 | N | . | Southampton Power Station | Virginia Electric & Power Co | 19876 | VA | SAT | SERC |  | 22 | 1 | Electric Utility | ST | DFO | DFO | PJM | 15666 | 890.513 | 2021
| petroleum | FALSE | 10774 | N | . | Southampton Power Station | Virginia Electric & Power Co | 19876 | VA | SAT | SERC |  | 22 | 1 | Electric Utility | ST | RFO | RFO | PJM | 0 | 0 | 2021
Vintage1992 | biomass | TRUE | 10774 | N | . | Southampton Power Station | Virginia Electric & Power Co | 19876 | VA | SAT | SERC |  | 22 | 1 | Electric Utility | ST | WDS | WWW | PJM | 5551005 | 317888.49 | 2021
Vintage1990 | natural gas peaker | TRUE | 10776 | N | . | E F Oxnard Energy Facility | EF Oxnard, LLC | 5533 | CA | PACC | WECC |  | 22 | 2 | NAICS-22 Non-Cogen | GT | NG | NG | CISO | 22251 | 2062 | 2021
Vintage0 | natural gas steam turbine | FALSE | 10777 | N | . | HL Power | HL Power Company | 56866 | CA | PACC | WECC |  | 22 | 2 | NAICS-22 Non-Cogen | ST | NG | NG | CISO | 22252 | 1583.836 | 2021
Vintage1989 | biomass | TRUE | 10777 | N | . | HL Power | HL Power Company | 56866 | CA | PACC | WECC |  | 22 | 2 | NAICS-22 Non-Cogen | ST | WDS | WWW | CISO | 2577179 | 185102.16 | 2021
Vintage1983 | hydro | TRUE | 10781 | N | . | Koyle Ranch Hydroelectric Project | Koyle Hydro Inc | 10363 | ID | MTN | WECC |  | 22 | 2 | NAICS-22 Non-Cogen | HY | WAT | HYC | IPCO | 25967 | 2936 | 2021
Vintage0 | petroleum | FALSE | 10784 | N | . | Colstrip Energy LP | Colstrip Energy LP | 4217 | MT | MTN | WECC |  | 22 | 2 | NAICS-22 Non-Cogen | ST | DFO | DFO | NWMT | 3553 | 258.452 | 2021
| hard coal | FALSE | 10784 | N | . | Colstrip Energy LP | Colstrip Energy LP | 4217 | MT | MTN | WECC |  | 22 | 2 | NAICS-22 Non-Cogen | ST | SUB | COL | NWMT | 0 | 0 | 2021
Vintage1990 | hard coal | TRUE | 10784 | N | . | Colstrip Energy LP | Colstrip Energy LP | 4217 | MT | MTN | WECC |  | 22 | 2 | NAICS-22 Non-Cogen | ST | WC | WOC | NWMT | 4355336 | 321741.55 | 2021
Vintage1989 | hydro | TRUE | 10787 | N | . | Piedmont Hydro Power Project | Central Rivers Power US, LLC | 64078 | SC | SAT | SERC |  | 22 | 2 | NAICS-22 Non-Cogen | HY | WAT | HYC | DUK | 27116 | 3066 | 2021
Vintage2001 | natural gas combined cycle | FALSE | 10789 | Y | . | Sabine River Works | Performance Materials NA, Inc. | 57160 | TX | WSC | SERC |  | 325211 | 7 | Industrial NAICS Cogen | CA | NG | NG | MISO | 980195 | 640345.25 | 2021
Vintage0 | other | FALSE | 10789 | Y | . | Sabine River Works | Performance Materials NA, Inc. | 57160 | TX | WSC | SERC |  | 325211 | 7 | Industrial NAICS Cogen | CA | OG | OOG | MISO | 56732 | 10417.753 | 2021
Vintage2001 | natural gas combined cycle | FALSE | 10789 | Y | . | Sabine River Works | Performance Materials NA, Inc. | 57160 | TX | WSC | SERC |  | 325211 | 7 | Industrial NAICS Cogen | CT | NG | NG | MISO | 15638791 | 2411708 | 2021
| other | FALSE | 10789 | Y | . | Sabine River Works | Performance Materials NA, Inc. | 57160 | TX | WSC | SERC |  | 325211 | 7 | Industrial NAICS Cogen | CT | OG | OOG | MISO | 0 | 0 | 2021
Vintage1987 | natural gas peaker | FALSE | 10790 | Y | . | Victoria Texas Plant | Invista | 50006 | TX | WSC | TRE |  | 325211 | 7 | Industrial NAICS Cogen | GT | NG | NG | ERCO | 2508308 | 512057 | 2021
| hard coal | FALSE | 10795 | Y | . | Camden South Carolina | Invista | 50006 | SC | SAT | SERC |  | 325211 | 7 | Industrial NAICS Cogen | ST | BIT | COL | CPLE | 0 | 0 | 2021
| petroleum | FALSE | 10795 | Y | . | Camden South Carolina | Invista | 50006 | SC | SAT | SERC |  | 325211 | 7 | Industrial NAICS Cogen | ST | DFO | DFO | CPLE | 0 | 0 | 2021
| natural gas steam turbine | FALSE | 10795 | Y | . | Camden South Carolina | Invista | 50006 | SC | SAT | SERC |  | 325211 | 7 | Industrial NAICS Cogen | ST | NG | NG | CPLE | 0 | 0 | 2021
Vintage1981 | hydro | TRUE | 10798 | N | . | Fries Hydroelectric Project | Central Rivers Power US, LLC | 64078 | VA | SAT | RFC |  | 22 | 2 | NAICS-22 Non-Cogen | HY | WAT | HYC | PJM | 158370 | 17907 | 2021
Vintage1989 | hydro | TRUE | 10799 | N | . | Pelzer Upper | Central Rivers Power US, LLC | 64078 | SC | SAT | SERC |  | 22 | 2 | NAICS-22 Non-Cogen | HY | WAT | HYC | DUK | 35490 | 4013 | 2021
Vintage1989 | hydro | TRUE | 10800 | N | . | Pelzer Lower | Central Rivers Power US, LLC | 64078 | SC | SAT | SERC |  | 22 | 2 | NAICS-22 Non-Cogen | HY | WAT | HYC | DUK | 59166 | 6690 | 2021
Vintage1986 | hydro | TRUE | 10801 | N | . | Ware Shoals Hydro Project | Central Rivers Power US, LLC | 64078 | SC | SAT | SERC |  | 22 | 2 | NAICS-22 Non-Cogen | HY | WAT | HYC | DUK | 64915 | 7340 | 2021
| petroleum | FALSE | 10805 | Y | . | Kenilworth Energy Facility | E F Kenilworth LLC | 5530 | NJ | MAT | RFC |  | 22 | 3 | NAICS-22 Cogen | CA | DFO | DFO | PJM | 0 | 0 | 2021
| natural gas combined cycle | FALSE | 10805 | Y | . | Kenilworth Energy Facility | E F Kenilworth LLC | 5530 | NJ | MAT | RFC |  | 22 | 3 | NAICS-22 Cogen | CA | NG | NG | PJM | 0 | 18008.05 | 2021
| petroleum | FALSE | 10805 | Y | . | Kenilworth Energy Facility | E F Kenilworth LLC | 5530 | NJ | MAT | RFC |  | 22 | 3 | NAICS-22 Cogen | CT | DFO | DFO | PJM | 0 | 0 | 2021
Vintage1989 | natural gas combined cycle | TRUE | 10805 | Y | . | Kenilworth Energy Facility | E F Kenilworth LLC | 5530 | NJ | MAT | RFC |  | 22 | 3 | NAICS-22 Cogen | CT | NG | NG | PJM | 1204375 | 129220.49 | 2021
Vintage1988 | hydro | TRUE | 10806 | N | . | Crystal Springs | Crystal Springs Hydro Elec LP | 3490 | ID | MTN | WECC |  | 22 | 2 | NAICS-22 Non-Cogen | HY | WAT | HYC | IPCO | 83506 | 9442 | 2021
Vintage1990 | hydro | TRUE | 10807 | N | . | Dietrich Drop | Central Rivers Power US, LLC | 64078 | ID | MTN | WECC |  | 22 | 2 | NAICS-22 Non-Cogen | HY | WAT | HYC | IPCO | 125796 | 14224 | 2021
Vintage1990 | hydro | TRUE | 10808 | N | . | Low Line Rapids | Central Rivers Power US, LLC | 64078 | ID | MTN | WECC |  | 22 | 2 | NAICS-22 Non-Cogen | HY | WAT | HYC | IPCO | 27107 | 3065 | 2021
Vintage1990 | hydro | TRUE | 10809 | N | . | Rock Creek II | Hydroland Omega LLC | 63985 | ID | MTN | WECC |  | 22 | 2 | NAICS-22 Non-Cogen | HY | WAT | HYC | IPCO | 20748 | 2346 | 2021
Vintage1985 | hydro | TRUE | 10817 | N | . | Port Leyden Hydroelectric Project | Empire Hydro Partners | 5811 | NY | MAT | NPCC |  | 22 | 2 | NAICS-22 Non-Cogen | HY | WAT | HYC | NYIS | 44141 | 4991 | 2021
Vintage1990 | natural gas combined cycle | TRUE | 10819 | Y | . | Ada Cogeneration LP | Ada Cogeneration LLC | 64125 | MI | ENC | RFC |  | 22 | 3 | NAICS-22 Cogen | CA | NG | NG | MISO | 220885 | 46144 | 2021
Vintage1990 | natural gas combined cycle | TRUE | 10819 | Y | . | Ada Cogeneration LP | Ada Cogeneration LLC | 64125 | MI | ENC | RFC |  | 22 | 3 | NAICS-22 Cogen | CT | NG | NG | MISO | 1283835 | 147341 | 2021
Vintage0 | natural gas steam turbine | FALSE | 10822 | N | . | Grayling Generating Station | CMS Generation Operating LLC | 3836 | MI | ENC | RFC |  | 22 | 2 | NAICS-22 Non-Cogen | ST | NG | NG | MISO | 7083 | 446.536 | 2021
Vintage0 | other | FALSE | 10822 | N | . | Grayling Generating Station | CMS Generation Operating LLC | 3836 | MI | ENC | RFC |  | 22 | 2 | NAICS-22 Non-Cogen | ST | TDF | OTH | MISO | 159224 | 10603.605 | 2021
Vintage1992 | biomass | TRUE | 10822 | N | . | Grayling Generating Station | CMS Generation Operating LLC | 3836 | MI | ENC | RFC |  | 22 | 2 | NAICS-22 Non-Cogen | ST | WDS | WWW | MISO | 2906874 | 192810.86 | 2021
Vintage1995 | petroleum | FALSE | 10823 | Y | . | Deer Island Treatment Plant | Massachusetts Wtr Rauth-Deer I | 11427 | MA | NEW | NPCC |  | 22132 | 5 | Commercial NAICS Cogen | GT | DFO | DFO | ISNE | 7819 | 1909.04 | 2021
Vintage2001 | hydro | FALSE | 10823 | Y | . | Deer Island Treatment Plant | Massachusetts Wtr Rauth-Deer I | 11427 | MA | NEW | NPCC |  | 22132 | 5 | Commercial NAICS Cogen | HY | WAT | HYC | ISNE | 50871 | 5751.9 | 2021
Vintage2008 | solar pv | FALSE | 10823 | Y | . | Deer Island Treatment Plant | Massachusetts Wtr Rauth-Deer I | 11427 | MA | NEW | NPCC |  | 22132 | 5 | Commercial NAICS Cogen | PV | SUN | SUN | ISNE | 6725 | 760.32 | 2021
Vintage0 | petroleum | FALSE | 10823 | Y | . | Deer Island Treatment Plant | Massachusetts Wtr Rauth-Deer I | 11427 | MA | NEW | NPCC |  | 22132 | 5 | Commercial NAICS Cogen | ST | DFO | DFO | ISNE | 7320 | 1769.045 | 2021
Vintage1998 | biomass | TRUE | 10823 | Y | . | Deer Island Treatment Plant | Massachusetts Wtr Rauth-Deer I | 11427 | MA | NEW | NPCC |  | 22132 | 5 | Commercial NAICS Cogen | ST | OBG | ORW | ISNE | 106293 | 25685.835 | 2021
Vintage2009 | onshore wind | FALSE | 10823 | Y | . | Deer Island Treatment Plant | Massachusetts Wtr Rauth-Deer I | 11427 | MA | NEW | NPCC |  | 22132 | 5 | Commercial NAICS Cogen | WT | WND | WND | ISNE | 12994 | 1469.16 | 2021
Vintage1951 | hydro | TRUE | 10824 | N | . | Oakdale Power Station | Massachusetts Water Res Auth | 11426 | MA | NEW | NPCC |  | 22 | 2 | NAICS-22 Non-Cogen | HY | WAT | HYC | ISNE | 103678 | 11723 | 2021
Vintage1969 | hydro | TRUE | 10825 | N | . | Cosgrove Intake and Power Station | Massachusetts Water Res Auth | 11426 | MA | NEW | NPCC |  | 22 | 2 | NAICS-22 Non-Cogen | HY | WAT | HYC | ISNE | 40736 | 4606 | 2021
Vintage0 | natural gas steam turbine | FALSE | 10836 | N | . | Woodland Biomass Power Ltd | DTE Energy Services-Woodland | 54806 | CA | PACC | WECC |  | 22 | 2 | NAICS-22 Non-Cogen | ST | NG | NG | CISO | 1549 | 94.554 | 2021
Vintage1989 | biomass | TRUE | 10836 | N | . | Woodland Biomass Power Ltd | DTE Energy Services-Woodland | 54806 | CA | PACC | WECC |  | 22 | 2 | NAICS-22 Non-Cogen | ST | WDS | WWW | CISO | 540560 | 33431.446 | 2021
Vintage1987 | biomass | TRUE | 10838 | N | . | Stored Solar Springfield, LLC | Stored Solar Services, LLC | 64003 | NH | NEW | NPCC |  | 22 | 2 | NAICS-22 Non-Cogen | ST | WDS | WWW | ISNE | 357435 | 21026 | 2021
Vintage1988 | biomass | TRUE | 10839 | N | . | Stored Solar Whitefield, LLC | Stored Solar Services, LLC | 64003 | NH | NEW | NPCC |  | 22 | 2 | NAICS-22 Non-Cogen | ST | WDS | WWW | ISNE | 762312 | 52368 | 2021
| natural gas steam turbine | FALSE | 10840 | N | . | Covanta Delano Energy | Clean Energy Systems Delano | 64894 | CA | PACC | WECC |  | 562213 | 4 | Commercial NAICS Non-Cogen | ST | NG | NG | CISO | 0 | 0 | 2021
| biomass | FALSE | 10840 | N | . | Covanta Delano Energy | Clean Energy Systems Delano | 64894 | CA | PACC | WECC |  | 562213 | 4 | Commercial NAICS Non-Cogen | ST | WDS | WWW | CISO | 0 | 0 | 2021
Vintage1986 | hydro | TRUE | 10848 | N | . | Walden | Hydroland Omega LLC | 63985 | NY | MAT | NPCC |  | 22 | 2 | NAICS-22 Non-Cogen | HY | WAT | HYC | NYIS | 28337 | 3204 | 2021
| petroleum | FALSE | 10849 | Y | . | Silver Bay Power | Cleveland Cliffs Inc | 3807 | MN | WNC | MRO |  | 331 | 7 | Industrial NAICS Cogen | ST | DFO | DFO | MISO | 0 | 0 | 2021
| natural gas steam turbine | FALSE | 10849 | Y | . | Silver Bay Power | Cleveland Cliffs Inc | 3807 | MN | WNC | MRO |  | 331 | 7 | Industrial NAICS Cogen | ST | NG | NG | MISO | 0 | 0 | 2021
| hard coal | FALSE | 10849 | Y | . | Silver Bay Power | Cleveland Cliffs Inc | 3807 | MN | WNC | MRO |  | 331 | 7 | Industrial NAICS Cogen | ST | SUB | COL | MISO | 0 | 0 | 2021
Vintage1984 | hydro | FALSE | 10853 | N | . | Center Falls | Hollingworth & Vose Co Center Falls | 8736 | NY | MAT | NPCC |  | 322 | 6 | Industrial NAICS Non-Cogen | HY | WAT | HYC | NYIS | 10020 | 1133 | 2021
Vintage1952 | natural gas steam turbine | FALSE | 10855 | Y | . | Cargill Corn Milling Division | Cargill Inc North America Sweetners | 3106 | IA | WNC | MRO |  | 311 | 7 | Industrial NAICS Cogen | ST | NG | NG | MISO | 536633 | 111765.48 | 2021
| hard coal | FALSE | 10855 | Y | . | Cargill Corn Milling Division | Cargill Inc North America Sweetners | 3106 | IA | WNC | MRO |  | 311 | 7 | Industrial NAICS Cogen | ST | SUB | COL | MISO | 0 | 0 | 2021
Vintage2009 | hard coal | FALSE | 10860 | Y | . | Archer Daniels Midland Clinton | Archer Daniels Midland Co | 772 | IA | WNC | MRO |  | 311 | 7 | Industrial NAICS Cogen | ST | BIT | COL | MISO | 55444 | 8396.187 | 2021
Vintage0 | biomass | FALSE | 10860 | Y | . | Archer Daniels Midland Clinton | Archer Daniels Midland Co | 772 | IA | WNC | MRO |  | 311 | 7 | Industrial NAICS Cogen | ST | OBS | ORW | MISO | 412374 | 62513.067 | 2021
| petroleum | FALSE | 10860 | Y | . | Archer Daniels Midland Clinton | Archer Daniels Midland Co | 772 | IA | WNC | MRO |  | 311 | 7 | Industrial NAICS Cogen | ST | PC | PC | MISO | 0 | 0 | 2021
Vintage2009 | hard coal | FALSE | 10860 | Y | . | Archer Daniels Midland Clinton | Archer Daniels Midland Co | 772 | IA | WNC | MRO |  | 311 | 7 | Industrial NAICS Cogen | ST | SUB | COL | MISO | 4385045 | 663595.75 | 2021
| other | FALSE | 10860 | Y | . | Archer Daniels Midland Clinton | Archer Daniels Midland Co | 772 | IA | WNC | MRO |  | 311 | 7 | Industrial NAICS Cogen | ST | TDF | OTH | MISO | 0 | 0 | 2021
| biomass | FALSE | 10860 | Y | . | Archer Daniels Midland Clinton | Archer Daniels Midland Co | 772 | IA | WNC | MRO |  | 311 | 7 | Industrial NAICS Cogen | ST | WDS | WWW | MISO | 0 | 0 | 2021
| natural gas steam turbine | FALSE | 10861 | Y | . | Archer Daniels Midland Des Moines | Archer Daniels Midland Co | 772 | IA | WNC | MRO |  | 311 | 7 | Industrial NAICS Cogen | ST | NG | NG | MISO | 0 | 0 | 2021
Vintage1988 | hard coal | FALSE | 10861 | Y | . | Archer Daniels Midland Des Moines | Archer Daniels Midland Co | 772 | IA | WNC | MRO |  | 311 | 7 | Industrial NAICS Cogen | ST | SUB | COL | MISO | 142006 | 21312 | 2021
| natural gas steam turbine | FALSE | 10862 | Y | . | Archer Daniels Midland Lincoln | Archer Daniels Midland Co | 772 | NE | WNC | MRO |  | 311 | 7 | Industrial NAICS Cogen | ST | NG | NG | SWPP | 0 | 0 | 2021
Vintage1988 | hard coal | FALSE | 10862 | Y | . | Archer Daniels Midland Lincoln | Archer Daniels Midland Co | 772 | NE | WNC | MRO |  | 311 | 7 | Industrial NAICS Cogen | ST | SUB | COL | SWPP | 178029 | 29352 | 2021
Vintage1987 | hard coal | FALSE | 10863 | Y | . | Archer Daniels Midland Mankato | Archer Daniels Midland Co | 772 | MN | WNC | MRO |  | 311 | 7 | Industrial NAICS Cogen | ST | SUB | COL | MISO | 141411 | 21156 | 2021
Vintage2016 | natural gas peaker | FALSE | 10864 | Y | . | Archer Daniels Midland Cedar Rapids | Archer Daniels Midland Co | 772 | IA | WNC | MRO |  | 311 | 7 | Industrial NAICS Cogen | GT | NG | NG | MISO | 915065 | 227962 | 2021
Vintage2000 | hard coal | FALSE | 10864 | Y | . | Archer Daniels Midland Cedar Rapids | Archer Daniels Midland Co | 772 | IA | WNC | MRO |  | 311 | 7 | Industrial NAICS Cogen | ST | BIT | COL | MISO | 1010810 | 194041.11 | 2021
Vintage0 | natural gas steam turbine | FALSE | 10864 | Y | . | Archer Daniels Midland Cedar Rapids | Archer Daniels Midland Co | 772 | IA | WNC | MRO |  | 311 | 7 | Industrial NAICS Cogen | ST | NG | NG | MISO | 1901 | 359.98 | 2021
| biomass | FALSE | 10864 | Y | . | Archer Daniels Midland Cedar Rapids | Archer Daniels Midland Co | 772 | IA | WNC | MRO |  | 311 | 7 | Industrial NAICS Cogen | ST | SLW | ORW | MISO | 0 | 0 | 2021
Vintage2000 | hard coal | FALSE | 10864 | Y | . | Archer Daniels Midland Cedar Rapids | Archer Daniels Midland Co | 772 | IA | WNC | MRO |  | 311 | 7 | Industrial NAICS Cogen | ST | SUB | COL | MISO | 2710269 | 519313.91 | 2021
Vintage2005 | hard coal | FALSE | 10865 | Y | . | Archer Daniels Midland Decatur | Archer Daniels Midland Co | 772 | IL | ENC | SERC |  | 311 | 7 | Industrial NAICS Cogen | ST | BIT | COL | MISO | 5267176 | 904008.11 | 2021
Vintage0 | natural gas steam turbine | FALSE | 10865 | Y | . | Archer Daniels Midland Decatur | Archer Daniels Midland Co | 772 | IL | ENC | SERC |  | 311 | 7 | Industrial NAICS Cogen | ST | NG | NG | MISO | 9996 | 1705.699 | 2021
Vintage2005 | hard coal | FALSE | 10865 | Y | . | Archer Daniels Midland Decatur | Archer Daniels Midland Co | 772 | IL | ENC | SERC |  | 311 | 7 | Industrial NAICS Cogen | ST | SUB | COL | MISO | 1040625 | 177108.19 | 2021
Vintage0 | other | FALSE | 10865 | Y | . | Archer Daniels Midland Decatur | Archer Daniels Midland Co | 772 | IL | ENC | SERC |  | 311 | 7 | Industrial NAICS Cogen | ST | TDF | OTH | MISO | 13384 | 2289.011 | 2021
| biomass | FALSE | 10865 | Y | . | Archer Daniels Midland Decatur | Archer Daniels Midland Co | 772 | IL | ENC | SERC |  | 311 | 7 | Industrial NAICS Cogen | ST | WDS | WWW | MISO | 0 | 0 | 2021
| hard coal | FALSE | 10866 | Y | . | Archer Daniels Midland Peoria | BioUrja Renewables LLC | 64580 | IL | ENC | SERC |  | 311 | 7 | Industrial NAICS Cogen | GT | BIT | COL | MISO | 0 | 0 | 2021
Vintage1988 | natural gas peaker | FALSE | 10866 | Y | . | Archer Daniels Midland Peoria | BioUrja Renewables LLC | 64580 | IL | ENC | SERC |  | 311 | 7 | Industrial NAICS Cogen | GT | NG | NG | MISO | 202931 | 50554 | 2021
Vintage0 | hard coal | FALSE | 10867 | Y | . | Primient Decatur Plant Cogen | Primary Products Ingredients Americas, LLC | 7 | IL | ENC | SERC |  | 311 | 7 | Industrial NAICS Cogen | ST | BIT | COL | MISO | 687952 | 157269.52 | 2021
Vintage1989 | natural gas steam turbine | FALSE | 10867 | Y | . | Primient Decatur Plant Cogen | Primary Products Ingredients Americas, LLC | 7 | IL | ENC | SERC |  | 311 | 7 | Industrial NAICS Cogen | ST | NG | NG | MISO | 744828 | 170271.48 | 2021
Vintage2009 | biomass | TRUE | 10869 | N | . | Biomass One LP | Biomass One LP | 1745 | OR | PACC | WECC |  | 22 | 2 | NAICS-22 Non-Cogen | ST | WDS | WWW | PACW | 3528998 | 193300 | 2021
Vintage0 | petroleum | FALSE | 10870 | N | . | Hazelton | Hazleton Generation LLC | 56214 | PA | MAT | RFC |  | 22 | 2 | NAICS-22 Non-Cogen | GT | DFO | DFO | PJM | 12913 | 1077.619 | 2021
Vintage2002 | natural gas peaker | TRUE | 10870 | N | . | Hazelton | Hazleton Generation LLC | 56214 | PA | MAT | RFC |  | 22 | 2 | NAICS-22 Non-Cogen | GT | NG | NG | PJM | 460221 | 38421.38 | 2021
Vintage1988 | hydro | TRUE | 10872 | N | . | Kings Falls Hydroelectric | Silverstreet Hydro | 56590 | NY | MAT | NPCC |  | 22 | 2 | NAICS-22 Non-Cogen | HY | WAT | HYC | NYIS | 15989 | 1808 | 2021
Vintage1988 | geothermal | TRUE | 10873 | N | . | Coso Finance Partners | Coso Operating Co LLC | 4397 | CA | PACC | WECC |  | 22 | 2 | NAICS-22 Non-Cogen | ST | GEO | GEO | CISO | 4016617 | 454163 | 2021
Vintage1989 | geothermal | TRUE | 10874 | N | . | Coso Power Developers | Coso Operating Co LLC | 4397 | CA | PACC | WECC |  | 22 | 2 | NAICS-22 Non-Cogen | ST | GEO | GEO | CISO | 3223576 | 364493 | 2021
Vintage1989 | geothermal | TRUE | 10875 | N | . | Coso Energy Developers | Coso Operating Co LLC | 4397 | CA | PACC | WECC |  | 22 | 2 | NAICS-22 Non-Cogen | ST | GEO | GEO | CISO | 2724953 | 308113 | 2021
Vintage1982 | geothermal | TRUE | 10878 | N | . | Salton Sea Power Gen Co Unit 1 | CalEnergy Operating Corporation | 49899 | CA | PACC | WECC |  | 22 | 2 | NAICS-22 Non-Cogen | ST | GEO | GEO | IID | 610774 | 69061 | 2021
Vintage1990 | geothermal | TRUE | 10879 | N | . | Salton Sea Power Gen Co - Unit 2 | CalEnergy Operating Corporation | 49899 | CA | PACC | WECC |  | 22 | 2 | NAICS-22 Non-Cogen | ST | GEO | GEO | IID | 683607 | 77296 | 2021
Vintage1987 | hydro | TRUE | 10880 | N | . | Bidwell Ditch Project | Mega Renewables | 12239 | CA | PACC | WECC |  | 22 | 2 | NAICS-22 Non-Cogen | HY | WAT | HYC | CISO | 100316 | 11343 | 2021
Vintage1986 | hydro | TRUE | 10881 | N | . | Roaring Creek Water Power | Shasta Hydroelectric Inc | 16997 | CA | PACC | WECC |  | 22 | 2 | NAICS-22 Non-Cogen | HY | WAT | HYC | CISO | 11224 | 1269 | 2021
Vintage1986 | hydro | TRUE | 10882 | N | . | Hatchet Creek Project | Mega Renewables | 12239 | CA | PACC | WECC |  | 22 | 2 | NAICS-22 Non-Cogen | HY | WAT | HYC | CISO | 27213 | 3077 | 2021
Vintage0 | petroleum | FALSE | 10883 | Y | . | Medical Area Total Energy Plant | MATEP LLC | 12258 | MA | NEW | NPCC |  | 622 | 5 | Commercial NAICS Cogen | GT | DFO | DFO | ISNE | 3389 | 710.611 | 2021
Vintage2017 | natural gas peaker | FALSE | 10883 | Y | . | Medical Area Total Energy Plant | MATEP LLC | 12258 | MA | NEW | NPCC |  | 622 | 5 | Commercial NAICS Cogen | GT | NG | NG | ISNE | 1125725 | 236032.89 | 2021
Vintage1985 | petroleum | FALSE | 10883 | Y | . | Medical Area Total Energy Plant | MATEP LLC | 12258 | MA | NEW | NPCC |  | 622 | 5 | Commercial NAICS Cogen | IC | DFO | DFO | ISNE | 2744 | 575.26 | 2021
Vintage0 | petroleum | FALSE | 10883 | Y | . | Medical Area Total Energy Plant | MATEP LLC | 12258 | MA | NEW | NPCC |  | 622 | 5 | Commercial NAICS Cogen | ST | DFO | DFO | ISNE | 878 | 182.19 | 2021
Vintage1980 | natural gas steam turbine | FALSE | 10883 | Y | . | Medical Area Total Energy Plant | MATEP LLC | 12258 | MA | NEW | NPCC |  | 622 | 5 | Commercial NAICS Cogen | ST | NG | NG | ISNE | 394416 | 81853.62 | 2021
| petroleum | FALSE | 10884 | Y | . | Olive View Medical Center | Los Angeles County | 11216 | CA | PACC | WECC |  | 622 | 5 | Commercial NAICS Cogen | GT | DFO | DFO | LDWP | 0 | 0 | 2021
Vintage1987 | natural gas peaker | FALSE | 10884 | Y | . | Olive View Medical Center | Los Angeles County | 11216 | CA | PACC | WECC |  | 622 | 5 | Commercial NAICS Cogen | GT | NG | NG | LDWP | 41735 | 9184.28 | 2021
Vintage1986 | hydro | TRUE | 10902 | N | . | Victory Mills | Central Rivers Power US, LLC | 64078 | NY | MAT | NPCC |  | 22 | 2 | NAICS-22 Non-Cogen | HY | WAT | HYC | NYIS | 65879 | 7449 | 2021
Vintage2001 | hydro | TRUE | 10903 | N | . | Lockport Powerhouse | Metro Wtr Recl Dist Grtr Chi | 3473 | IL | ENC | RFC |  | 22 | 2 | NAICS-22 Non-Cogen | HY | WAT | HYC | PJM | 287165 | 32470 | 2021
| petroleum | FALSE | 50002 | Y | . | Pittsfield Generating LP | Pittsfield Generating Company, LP | 15114 | MA | NEW | NPCC |  | 22 | 3 | NAICS-22 Cogen | CA | DFO | DFO | ISNE | 0 | 63.866 | 2021
| natural gas combined cycle | FALSE | 50002 | Y | . | Pittsfield Generating LP | Pittsfield Generating Company, LP | 15114 | MA | NEW | NPCC |  | 22 | 3 | NAICS-22 Cogen | CA | NG | NG | ISNE | 0 | 19757.134 | 2021
Vintage0 | petroleum | FALSE | 50002 | Y | . | Pittsfield Generating LP | Pittsfield Generating Company, LP | 15114 | MA | NEW | NPCC |  | 22 | 3 | NAICS-22 Cogen | CT | DFO | DFO | ISNE | 2129 | 164.521 | 2021
Vintage1990 | natural gas combined cycle | TRUE | 50002 | Y | . | Pittsfield Generating LP | Pittsfield Generating Company, LP | 15114 | MA | NEW | NPCC |  | 22 | 3 | NAICS-22 Cogen | CT | NG | NG | ISNE | 591037 | 43765.479 | 2021
Vintage1990 | natural gas peaker | TRUE | 50003 | Y | . | Chalk Cliff Limited | WCAC Operating Company | 60662 | CA | PACC | WECC |  | 22 | 3 | NAICS-22 Cogen | GT | NG | NG | CISO | 141120 | 17975 | 2021
| petroleum | FALSE | 50006 | Y | . | Linden Cogen Plant | EFS Cogen Holdings I LLC | 3890 | NJ | MAT | RFC |  | 22 | 3 | NAICS-22 Cogen | CA | DFO | DFO | NYIS | 0 | 376.375 | 2021
Vintage1992 | natural gas combined cycle | TRUE | 50006 | Y | . | Linden Cogen Plant | EFS Cogen Holdings I LLC | 3890 | NJ | MAT | RFC |  | 22 | 3 | NAICS-22 Cogen | CA | NG | NG | NYIS | 3348909 | 1335313.5 | 2021
Vintage0 | petroleum | FALSE | 50006 | Y | . | Linden Cogen Plant | EFS Cogen Holdings I LLC | 3890 | NJ | MAT | RFC |  | 22 | 3 | NAICS-22 Cogen | CA | WO | WOO | NYIS | 16162 | 4073.1 | 2021
Vintage0 | petroleum | FALSE | 50006 | Y | . | Linden Cogen Plant | EFS Cogen Holdings I LLC | 3890 | NJ | MAT | RFC |  | 22 | 3 | NAICS-22 Cogen | CT | DFO | DFO | NYIS | 10232 | 1307.23 | 2021
Vintage2002 | natural gas combined cycle | TRUE | 50006 | Y | . | Linden Cogen Plant | EFS Cogen Holdings I LLC | 3890 | NJ | MAT | RFC |  | 22 | 3 | NAICS-22 Cogen | CT | NG | NG | NYIS | 30762238 | 4266168.4 | 2021
Vintage0 | petroleum | FALSE | 50006 | Y | . | Linden Cogen Plant | EFS Cogen Holdings I LLC | 3890 | NJ | MAT | RFC |  | 22 | 3 | NAICS-22 Cogen | CT | WO | WOO | NYIS | 87396 | 12966.391 | 2021
Vintage1917 | hydro | FALSE | 50010 | N | . | Glen Ferris Hydro | Hawks Nest Hydro LLC | 55698 | WV | SAT | RFC |  | 331 | 6 | Industrial NAICS Non-Cogen | HY | WAT | HYC | PJM | 158300 | 17899 | 2021
Vintage1936 | hydro | FALSE | 50011 | N | . | Hawks Nest Hydro | Hawks Nest Hydro LLC | 55698 | WV | SAT | RFC |  | 331 | 6 | Industrial NAICS Non-Cogen | HY | WAT | HYC | PJM | 4407222 | 498329 | 2021
Vintage1988 | natural gas peaker | FALSE | 50026 | Y | . | Corpus Refinery | Flint Hills Resources Corpus Christi LLC | 6426 | TX | WSC | TRE |  | 32411 | 7 | Industrial NAICS Cogen | GT | NG | NG | ERCO | 1249258 | 278542 | 2021
Vintage2016 | natural gas peaker | FALSE | 50028 | Y | . | Plant 31 Paper Mill | Graphic Packaging International | 16064 | LA | WSC | SERC |  | 32213 | 7 | Industrial NAICS Cogen | GT | NG | NG | MISO | 2651178 | 249395.3 | 2021
Vintage1977 | biomass | TRUE | 50028 | Y | . | Plant 31 Paper Mill | Graphic Packaging International | 16064 | LA | WSC | SERC |  | 32213 | 7 | Industrial NAICS Cogen | ST | BLQ | WWW | MISO | 2186929 | 179112.4 | 2021
Vintage0 | natural gas steam turbine | FALSE | 50028 | Y | . | Plant 31 Paper Mill | Graphic Packaging International | 16064 | LA | WSC | SERC |  | 32213 | 7 | Industrial NAICS Cogen | ST | NG | NG | MISO | 281079 | 23020.77 | 2021
Vintage1977 | biomass | TRUE | 50028 | Y | . | Plant 31 Paper Mill | Graphic Packaging International | 16064 | LA | WSC | SERC |  | 32213 | 7 | Industrial NAICS Cogen | ST | WDS | WWW | MISO | 1154364 | 94543.92 | 2021
Vintage1992 | hydro | TRUE | 50031 | N | . | Mt Ida Hydroelectric | Clear Energy Capital, LLC | 63840 | NY | MAT | NPCC |  | 22 | 2 | NAICS-22 Non-Cogen | HY | WAT | HYC | NYIS | 80692 | 9124 | 2021
Vintage1985 | hydro | TRUE | 50034 | N | . | Valley Falls Hydroelectric Facility | Valley Falls Associates | 19774 | NY | MAT | NPCC |  | 22 | 2 | NAICS-22 Non-Cogen | HY | WAT | HYC | NYIS | 80382 | 9089 | 2021
Vintage1992 | municipal solid waste | FALSE | 50035 | N | . | MMWAC Resource Recovery Facility | Maine Waste to Energy | 22219 | ME | NEW | NPCC |  | 562212 | 4 | Commercial NAICS Non-Cogen | ST | MSB | MLG | ISNE | 322753 | 6381.598 | 2021
Vintage1992 | municipal solid waste | FALSE | 50035 | N | . | MMWAC Resource Recovery Facility | Maine Waste to Energy | 22219 | ME | NEW | NPCC |  | 562212 | 4 | Commercial NAICS Non-Cogen | ST | MSN | OTH | ISNE | 394473 | 7799.7 | 2021
Vintage0 | natural gas steam turbine | FALSE | 50035 | N | . | MMWAC Resource Recovery Facility | Maine Waste to Energy | 22219 | ME | NEW | NPCC |  | 562212 | 4 | Commercial NAICS Non-Cogen | ST | NG | NG | ISNE | 6110 | 117.702 | 2021
Vintage1988 | hydro | TRUE | 50036 | N | . | New Martinsville Hannibal Hydro | New Martinsville Hannibal Hydro | 4434 | WV | SAT | RFC |  | 22 | 2 | NAICS-22 Non-Cogen | HY | WAT | HYC | PJM | 2020739 | 228487 | 2021
Vintage1989 | hydro | TRUE | 50037 | N | . | Rio Bravo Hydro Project | Olcese Water District | 30347 | CA | PACC | WECC |  | 22 | 2 | NAICS-22 Non-Cogen | HY | WAT | HYC | CISO | 31847 | 3601 | 2021
| hard coal | FALSE | 50041 | Y | . | Norton Powerhouse | Saint - Gobain Abrasives Inc | 16544 | MA | NEW | NPCC |  | 327 | 7 | Industrial NAICS Cogen | ST | BIT | COL | ISNE | 0 | 0 | 2021
Vintage1954 | natural gas steam turbine | FALSE | 50041 | Y | . | Norton Powerhouse | Saint - Gobain Abrasives Inc | 16544 | MA | NEW | NPCC |  | 327 | 7 | Industrial NAICS Cogen | ST | NG | NG | ISNE | 272347 | 29997 | 2021
Vintage1982 | natural gas combined cycle | FALSE | 50043 | Y | . | Houston Chemical Complex Battleground | Oxy Vinyls LP | 14254 | TX | WSC | TRE |  | 325 | 7 | Industrial NAICS Cogen | CA | NG | NG | ERCO | 975086 | 424892.79 | 2021
Vintage0 | other | FALSE | 50043 | Y | . | Houston Chemical Complex Battleground | Oxy Vinyls LP | 14254 | TX | WSC | TRE |  | 325 | 7 | Industrial NAICS Cogen | CA | OG | OOG | ERCO | 121935 | 22157.207 | 2021
Vintage2005 | natural gas combined cycle | FALSE | 50043 | Y | . | Houston Chemical Complex Battleground | Oxy Vinyls LP | 14254 | TX | WSC | TRE |  | 325 | 7 | Industrial NAICS Cogen | CT | NG | NG | ERCO | 8896167 | 1323040 | 2021
| other | FALSE | 50043 | Y | . | Houston Chemical Complex Battleground | Oxy Vinyls LP | 14254 | TX | WSC | TRE |  | 325 | 7 | Industrial NAICS Cogen | CT | OG | OOG | ERCO | 0 | 0 | 2021
Vintage1912 | hydro | TRUE | 50047 | N | . | International Paper Jay Hydro | Eagle Creek Renewable Energy, LLC | 57280 | ME | NEW | NPCC |  | 22 | 2 | NAICS-22 Non-Cogen | HY | WAT | HYC | ISNE | 153931 | 17405 | 2021
Vintage0 | petroleum | FALSE | 50049 | Y | . | Humboldt Sawmill Company | Mendocino Forest Products | 60153 | CA | PACC | WECC |  | 321 | 7 | Industrial NAICS Cogen | ST | DFO | DFO | CISO | 2044 | 92.916 | 2021
Vintage1988 | biomass | TRUE | 50049 | Y | . | Humboldt Sawmill Company | Mendocino Forest Products | 60153 | CA | PACC | WECC |  | 321 | 7 | Industrial NAICS Cogen | ST | WDS | WWW | CISO | 2939895 | 126536.08 | 2021
Vintage0 | petroleum | FALSE | 50051 | N | . | Penobscot Energy Recovery | ESOCO Orrington LLC | 6036 | ME | NEW | NPCC |  | 562212 | 4 | Commercial NAICS Non-Cogen | ST | DFO | DFO | ISNE | 48676 | 2000.993 | 2021
Vintage1987 | municipal solid waste | FALSE | 50051 | N | . | Penobscot Energy Recovery | ESOCO Orrington LLC | 6036 | ME | NEW | NPCC |  | 562212 | 4 | Commercial NAICS Non-Cogen | ST | MSB | MLG | ISNE | 482912 | 19330.753 | 2021
Vintage1987 | municipal solid waste | FALSE | 50051 | N | . | Penobscot Energy Recovery | ESOCO Orrington LLC | 6036 | ME | NEW | NPCC |  | 562212 | 4 | Commercial NAICS Non-Cogen | ST | MSN | OTH | ISNE | 590218 | 23626.254 | 2021
| biomass | FALSE | 50051 | N | . | Penobscot Energy Recovery | ESOCO Orrington LLC | 6036 | ME | NEW | NPCC |  | 562212 | 4 | Commercial NAICS Non-Cogen | ST | WDS | WWW | ISNE | 0 | 0 | 2021
Vintage1989 | natural gas peaker | FALSE | 50054 | Y | . | Rice University | Rice University | 15941 | TX | WSC | TRE |  | 611 | 5 | Commercial NAICS Cogen | GT | NG | NG | ERCO | 100896 | 20575.1 | 2021
Vintage2002 | natural gas combined cycle | FALSE | 50061 | Y | . | San Diego State University | San Diego State University | 16625 | CA | PACC | WECC |  | 611 | 5 | Commercial NAICS Cogen | CA | NG | NG | CISO | 2797 | 5958.18 | 2021
Vintage2002 | natural gas combined cycle | FALSE | 50061 | Y | . | San Diego State University | San Diego State University | 16625 | CA | PACC | WECC |  | 611 | 5 | Commercial NAICS Cogen | CT | NG | NG | CISO | 396866 | 51952.79 | 2021
Vintage2014 | solar pv | FALSE | 50061 | Y | . | San Diego State University | San Diego State University | 16625 | CA | PACC | WECC |  | 611 | 5 | Commercial NAICS Cogen | PV | SUN | SUN | CISO | 9693 | 1096 | 2021
Vintage2015 | natural gas peaker | FALSE | 50064 | Y | . | Univ of Calif Santa Cruz Cogeneration | Santa Cruz Cogeneration Assoc | 22142 | CA | PACC | WECC |  | 611 | 5 | Commercial NAICS Cogen | GT | NG | NG | CISO | 194851 | 30258 | 2021
Vintage1984 | geothermal | TRUE | 50066 | N | . | Calistoga Power Plant | Geysers Power Co LLC | 7160 | CA | PACC | WECC |  | 22 | 2 | NAICS-22 Non-Cogen | ST | GEO | GEO | CISO | 3828930 | 432941 | 2021
Vintage0 | other | FALSE | 50067 | Y | . | Borger Plant | Sid Richardson Carbon Ltd | 17145 | TX | WSC | MRO |  | 32512 | 7 | Industrial NAICS Cogen | ST | BFG | OOG | SWPP | 71388 | -271.931 | 2021
Vintage1985 | natural gas steam turbine | FALSE | 50067 | Y | . | Borger Plant | Sid Richardson Carbon Ltd | 17145 | TX | WSC | MRO |  | 32512 | 7 | Industrial NAICS Cogen | ST | NG | NG | SWPP | 184311 | -1595.069 | 2021
Vintage1989 | municipal solid waste | FALSE | 50071 | N | . | Palm Beach Renewable Energy Facility 1 | Solid Waste Authority of Palm Beach Co | 17445 | FL | SAT | SERC |  | 562213 | 4 | Commercial NAICS Non-Cogen | ST | MSB | MLG | FPL | 2734788 | 155696.96 | 2021
Vintage1989 | municipal solid waste | FALSE | 50071 | N | . | Palm Beach Renewable Energy Facility 1 | Solid Waste Authority of Palm Beach Co | 17445 | FL | SAT | SERC |  | 562213 | 4 | Commercial NAICS Non-Cogen | ST | MSN | OTH | FPL | 3342409 | 190290.26 | 2021
Vintage0 | natural gas steam turbine | FALSE | 50071 | N | . | Palm Beach Renewable Energy Facility 1 | Solid Waste Authority of Palm Beach Co | 17445 | FL | SAT | SERC |  | 562213 | 4 | Commercial NAICS Non-Cogen | ST | NG | NG | FPL | 13578 | 769.786 | 2021
| hydro | FALSE | 50076 | N | . | Santa Felicia Dam | United Water Conservation District | 19532 | CA | PACC | WECC |  | 22 | 2 | NAICS-22 Non-Cogen | HY | WAT | HYC | CISO | 0 | 0 | 2021
| hydro | FALSE | 50079 | N | . | Goodyear Lake Plant | Hydroland Omega LLC | 63985 | NY | MAT | NPCC |  | 22 | 2 | NAICS-22 Non-Cogen | HY | WAT | HYC | NYIS | 0 | 0 | 2021
Vintage1985 | hydro | TRUE | 50080 | N | . | Otis Hydro | Eagle Creek Renewable Energy, LLC | 57280 | ME | NEW | NPCC |  | 22 | 2 | NAICS-22 Non-Cogen | HY | WAT | HYC | ISNE | 361012 | 40820 | 2021
Vintage1981 | hydro | TRUE | 50081 | N | . | International Paper Riley Hydro | Eagle Creek Renewable Energy, LLC | 57280 | ME | NEW | NPCC |  | 22 | 2 | NAICS-22 Non-Cogen | HY | WAT | HYC | ISNE | 222241 | 25129 | 2021
Vintage2004 | hydro | TRUE | 50082 | N | . | International Paper Livermore Hydro | Eagle Creek Renewable Energy, LLC | 57280 | ME | NEW | NPCC |  | 22 | 2 | NAICS-22 Non-Cogen | HY | WAT | HYC | ISNE | 301393 | 34079 | 2021
Vintage0 | petroleum | FALSE | 50087 | Y | . | Univ of Massachusetts Medical Center | University of Massachusetts Medical | 23955 | MA | NEW | NPCC |  | 611 | 5 | Commercial NAICS Cogen | GT | DFO | DFO | ISNE | 1115 | 179.622 | 2021
Vintage2013 | natural gas peaker | FALSE | 50087 | Y | . | Univ of Massachusetts Medical Center | University of Massachusetts Medical | 23955 | MA | NEW | NPCC |  | 611 | 5 | Commercial NAICS Cogen | GT | NG | NG | ISNE | 287975 | 46420.378 | 2021
Vintage2002 | natural gas steam turbine | FALSE | 50087 | Y | . | Univ of Massachusetts Medical Center | University of Massachusetts Medical | 23955 | MA | NEW | NPCC |  | 611 | 5 | Commercial NAICS Cogen | ST | NG | NG | ISNE | 269982 | 19403.531 | 2021
Vintage0 | petroleum | FALSE | 50087 | Y | . | Univ of Massachusetts Medical Center | University of Massachusetts Medical | 23955 | MA | NEW | NPCC |  | 611 | 5 | Commercial NAICS Cogen | ST | RFO | RFO | ISNE | 849 | 81.469 | 2021
Vintage0 | hard coal | FALSE | 50088 | Y | . | University of Northern Iowa | University of Northern Iowa | 21223 | IA | WNC | MRO |  | 611 | 5 | Commercial NAICS Cogen | ST | BIT | COL | MISO | 15595 | 1853.794 | 2021
Vintage0 | petroleum | FALSE | 50088 | Y | . | University of Northern Iowa | University of Northern Iowa | 21223 | IA | WNC | MRO |  | 611 | 5 | Commercial NAICS Cogen | ST | DFO | DFO | MISO | 148 | 16.512 | 2021
Vintage1982 | natural gas steam turbine | FALSE | 50088 | Y | . | University of Northern Iowa | University of Northern Iowa | 21223 | IA | WNC | MRO |  | 611 | 5 | Commercial NAICS Cogen | ST | NG | NG | MISO | 74178 | 10104.139 | 2021
Vintage0 | petroleum | FALSE | 50088 | Y | . | University of Northern Iowa | University of Northern Iowa | 21223 | IA | WNC | MRO |  | 611 | 5 | Commercial NAICS Cogen | ST | PC | PC | MISO | 32128 | 3854.555 | 2021
Vintage1987 | natural gas peaker | FALSE | 50089 | Y | . | Univ of San Francisco Cogen | University of San Francisco | 24010 | CA | PACC | WECC |  | 611 | 5 | Commercial NAICS Cogen | IC | NG | NG | CISO | 29019 | 3450 | 2021
Vintage1986 | hydro | TRUE | 50091 | N | . | Sheep Creek Hydro | Sheep Creek Hydro Inc | 16990 | WA | PACC | WECC |  | 22 | 2 | NAICS-22 Non-Cogen | HY | WAT | HYC | AVA | 65542 | 7411 | 2021
Vintage1988 | hydro | TRUE | 50093 | N | . | Chateaugay High Falls Hydro | Hydroland Omega LLC | 63985 | NY | MAT | NPCC |  | 22 | 2 | NAICS-22 Non-Cogen | HY | WAT | HYC | NYIS | 23881 | 2700 | 2021
Vintage0 | petroleum | FALSE | 50094 | Y | . | Vicinity Energy Trenton, L.P. | Vicinity Energy Trenton, L.P. | 19148 | NJ | MAT | RFC |  | 22133 | 5 | Commercial NAICS Cogen | IC | DFO | DFO | PJM | 39 | 7.45 | 2021
Vintage1983 | natural gas peaker | FALSE | 50094 | Y | . | Vicinity Energy Trenton, L.P. | Vicinity Energy Trenton, L.P. | 19148 | NJ | MAT | RFC |  | 22133 | 5 | Commercial NAICS Cogen | IC | NG | NG | PJM | 230 | 44.53 | 2021
Vintage1983 | biomass | TRUE | 50099 | Y | . | Tamarack Energy Partnership | Tamarack Energy | 18461 | ID | MTN | WECC |  | 22 | 3 | NAICS-22 Cogen | ST | WDS | WWW | IPCO | 90538 | 13510 | 2021
Vintage1986 | biomass | TRUE | 50101 | Y | . | WestRock (TX) | WestRock (TX) | 12307 | TX | WSC | TRE |  | 322 | 7 | Industrial NAICS Cogen | ST | BLQ | WWW | MISO | 1169891 | 253727.82 | 2021
| petroleum | FALSE | 50101 | Y | . | WestRock (TX) | WestRock (TX) | 12307 | TX | WSC | TRE |  | 322 | 7 | Industrial NAICS Cogen | ST | DFO | DFO | MISO | 0 | 0 | 2021
Vintage0 | natural gas steam turbine | FALSE | 50101 | Y | . | WestRock (TX) | WestRock (TX) | 12307 | TX | WSC | TRE |  | 322 | 7 | Industrial NAICS Cogen | ST | NG | NG | MISO | 341229 | 74006.239 | 2021
Vintage1986 | biomass | TRUE | 50101 | Y | . | WestRock (TX) | WestRock (TX) | 12307 | TX | WSC | TRE |  | 322 | 7 | Industrial NAICS Cogen | ST | WDS | WWW | MISO | 486098 | 105425.94 | 2021
Vintage1981 | hydro | TRUE | 50103 | N | . | China Mill Hydro | New Hampshire Hydro Associates | 13442 | NH | NEW | NPCC |  | 22 | 2 | NAICS-22 Non-Cogen | HY | WAT | HYC | ISNE | 32245 | 3646 | 2021
| petroleum | FALSE | 50109 | N | . | Paris Energy Center | Paris Generation LP | 54700 | TX | WSC | TRE |  | 22 | 2 | NAICS-22 Non-Cogen | CA | DFO | DFO | ERCO | 0 | 0 | 2021
Vintage1989 | natural gas combined cycle | TRUE | 50109 | N | . | Paris Energy Center | Paris Generation LP | 54700 | TX | WSC | TRE |  | 22 | 2 | NAICS-22 Non-Cogen | CA | NG | NG | ERCO | 230485 | 184004 | 2021
| petroleum | FALSE | 50109 | N | . | Paris Energy Center | Paris Generation LP | 54700 | TX | WSC | TRE |  | 22 | 2 | NAICS-22 Non-Cogen | CT | DFO | DFO | ERCO | 0 | 0 | 2021
Vintage1989 | natural gas combined cycle | TRUE | 50109 | N | . | Paris Energy Center | Paris Generation LP | 54700 | TX | WSC | TRE |  | 22 | 2 | NAICS-22 Non-Cogen | CT | NG | NG | ERCO | 4745037 | 378508 | 2021
Vintage1986 | biomass | TRUE | 50110 | Y | . | Sierra Pacific Burney Facility | Sierra Pacific Industries | 17164 | CA | PACC | WECC |  | 321 | 7 | Industrial NAICS Cogen | ST | WDS | WWW | CISO | 546696 | 112968 | 2021
Vintage2018 | biomass | TRUE | 50112 | N | . | Sierra Pacific Quincy Facility | Sierra Pacific Industries | 17164 | CA | PACC | WECC |  | 321 | 6 | Industrial NAICS Non-Cogen | ST | WDS | WWW | CISO | 3468564 | 110322 | 2021
Vintage1984 | natural gas peaker | FALSE | 50115 | Y | . | US Borax | U S Borax Inc | 22669 | CA | PACC | WECC |  | 2123 | 7 | Industrial NAICS Cogen | GT | NG | NG | CISO | 1331759 | 274145 | 2021
| petroleum | FALSE | 50118 | Y | . | Hal C Weaver Power Plant | University of Texas at Austin | 19537 | TX | WSC | TRE |  | 611 | 5 | Commercial NAICS Cogen | CA | DFO | DFO | ERCO | 0 | 0 | 2021
Vintage2004 | natural gas combined cycle | FALSE | 50118 | Y | . | Hal C Weaver Power Plant | University of Texas at Austin | 19537 | TX | WSC | TRE |  | 611 | 5 | Commercial NAICS Cogen | CA | NG | NG | ERCO | 363967 | 88266.12 | 2021
| petroleum | FALSE | 50118 | Y | . | Hal C Weaver Power Plant | University of Texas at Austin | 19537 | TX | WSC | TRE |  | 611 | 5 | Commercial NAICS Cogen | CT | DFO | DFO | ERCO | 0 | 0 | 2021
Vintage2010 | natural gas combined cycle | FALSE | 50118 | Y | . | Hal C Weaver Power Plant | University of Texas at Austin | 19537 | TX | WSC | TRE |  | 611 | 5 | Commercial NAICS Cogen | CT | NG | NG | ERCO | 1005207 | 238698.57 | 2021
Vintage0 | natural gas peaker | FALSE | 50119 | Y | . | Phillips 66 Rodeo Refinery | Phillips 66 Company | 4208 | CA | PACC | WECC |  | 32411 | 7 | Industrial NAICS Cogen | GT | NG | NG | CISO | 566377 | 124002.33 | 2021
Vintage1987 | other | FALSE | 50119 | Y | . | Phillips 66 Rodeo Refinery | Phillips 66 Company | 4208 | CA | PACC | WECC |  | 32411 | 7 | Industrial NAICS Cogen | GT | OG | OOG | CISO | 1050581 | 229828.69 | 2021
Vintage0 | natural gas steam turbine | FALSE | 50121 | N | . | Valero Refinery Corpus Christi West | Valero Refining Co | 19685 | TX | WSC | TRE |  | 32411 | 6 | Industrial NAICS Non-Cogen | ST | NG | NG | ERCO | 356399 | 24696.569 | 2021
Vintage1983 | other | FALSE | 50121 | N | . | Valero Refinery Corpus Christi West | Valero Refining Co | 19685 | TX | WSC | TRE |  | 32411 | 6 | Industrial NAICS Non-Cogen | ST | OG | OOG | ERCO | 791855 | 54860.376 | 2021
Vintage1983 | petroleum | FALSE | 50121 | N | . | Valero Refinery Corpus Christi West | Valero Refining Co | 19685 | TX | WSC | TRE |  | 32411 | 6 | Industrial NAICS Non-Cogen | ST | PC | PC | ERCO | 839453 | 58151.055 | 2021
Vintage1983 | other | FALSE | 50121 | N | . | Valero Refinery Corpus Christi West | Valero Refining Co | 19685 | TX | WSC | TRE |  | 32411 | 6 | Industrial NAICS Non-Cogen | ST | WH | OTH | ERCO | 225 | 25 | 2021
Vintage1983 | hydro | TRUE | 50123 | N | . | Normanskill Hydro Project | Watervliet City of | 20148 | NY | MAT | NPCC |  | 22 | 2 | NAICS-22 Non-Cogen | HY | WAT | HYC | NYIS | 7528 | 851 | 2021
Vintage1987 | hydro | TRUE | 50126 | N | . | Ottauquechee Hydro | Green Mountain Power Corp | 7601 | VT | NEW | NPCC |  | 22 | 1 | Electric Utility | HY | WAT | HYC | ISNE | 21571 | 2439 | 2021
| natural gas combined cycle | FALSE | 50127 | N | . | Signal Hill Generating LLC | Signal Hill Generating LLC | 54777 | TX | WSC | TRE |  | 22 | 2 | NAICS-22 Non-Cogen | CA | NG | NG | ERCO | 0 | 0 | 2021
Vintage1987 | natural gas combined cycle | TRUE | 50127 | N | . | Signal Hill Generating LLC | Signal Hill Generating LLC | 54777 | TX | WSC | TRE |  | 22 | 2 | NAICS-22 Non-Cogen | CT | NG | NG | ERCO | 64019 | 4252 | 2021
Vintage1983 | hydro | TRUE | 50129 | N | . | Indian Valley Dam Hydro Project | Yolo County Flood Control WCD | 22079 | CA | PACC | WECC |  | 22 | 2 | NAICS-22 Non-Cogen | HY | WAT | HYC | CISO | 10383 | 1174 | 2021
| natural gas peaker | FALSE | 50131 | Y | . | Coalinga Cogeneration | Coalinga Cogeneration Co | 3852 | CA | PACC | WECC |  | 22 | 3 | NAICS-22 Cogen | GT | NG | NG | CISO | 0 | 0 | 2021
Vintage1987 | natural gas peaker | TRUE | 50134 | Y | . | Sycamore Cogeneration | Sycamore Cogeneration Co | 18390 | CA | PACC | WECC |  | 22 | 3 | NAICS-22 Cogen | GT | NG | NG | CISO | 7118960 | 1129246 | 2021
Vintage2008 | natural gas peaker | FALSE | 50136 | Y | . | South Oaks Hospital | South Oak Hospital | 17460 | NY | MAT | NPCC |  | 622 | 5 | Commercial NAICS Cogen | IC | NG | NG | NYIS | 24861 | 6162 | 2021
Vintage1983 | biomass | TRUE | 50141 | Y | . | Snider Industries | Snider Industries Inc | 27211 | TX | WSC | MRO |  | 321 | 7 | Industrial NAICS Cogen | ST | WDS | WWW | SWPP | 151241 | 11175 | 2021
Vintage0 | hard coal | FALSE | 50146 | Y | . | Imperial Savannah LP | Imperial Savannah LP | 27131 | GA | SAT | SERC |  | 311 | 7 | Industrial NAICS Cogen | ST | BIT | COL | SOCO | 4195 | 867.548 | 2021
Vintage1985 | natural gas steam turbine | FALSE | 50146 | Y | . | Imperial Savannah LP | Imperial Savannah LP | 27131 | GA | SAT | SERC |  | 311 | 7 | Industrial NAICS Cogen | ST | NG | NG | SOCO | 211946 | 43829.452 | 2021
| petroleum | FALSE | 50146 | Y | . | Imperial Savannah LP | Imperial Savannah LP | 27131 | GA | SAT | SERC |  | 311 | 7 | Industrial NAICS Cogen | ST | RFO | RFO | SOCO | 0 | 0 | 2021
| hydro | FALSE | 50147 | N | . | R E Badger Filtration Plant | Santa Fe Irrigation District | 16713 | CA | PACC | WECC |  | 22 | 2 | NAICS-22 Non-Cogen | HY | WAT | HYC | CISO | 0 | 0 | 2021
| natural gas combined cycle | FALSE | 50148 | Y | . | Linde Wilmington | Linde Inc | 15320 | CA | PACC | WECC |  | 325 | 7 | Industrial NAICS Cogen | CA | NG | NG | LDWP | 0 | 0 | 2021
| natural gas combined cycle | FALSE | 50148 | Y | . | Linde Wilmington | Linde Inc | 15320 | CA | PACC | WECC |  | 325 | 7 | Industrial NAICS Cogen | CT | NG | NG | LDWP | 0 | 0 | 2021
Vintage2000 | natural gas peaker | FALSE | 50150 | Y | . | Union Carbide Seadrift Cogen | Union Carbide Corp-Seadrift | 19450 | TX | WSC | TRE |  | 325 | 7 | Industrial NAICS Cogen | GT | NG | NG | ERCO | 5682531 | 718144 | 2021
Vintage1987 | natural gas steam turbine | FALSE | 50150 | Y | . | Union Carbide Seadrift Cogen | Union Carbide Corp-Seadrift | 19450 | TX | WSC | TRE |  | 325 | 7 | Industrial NAICS Cogen | ST | NG | NG | ERCO | 953505 | 131391.9 | 2021
Vintage1987 | other | FALSE | 50150 | Y | . | Union Carbide Seadrift Cogen | Union Carbide Corp-Seadrift | 19450 | TX | WSC | TRE |  | 325 | 7 | Industrial NAICS Cogen | ST | OG | OOG | ERCO | 465696 | 63694.499 | 2021
Vintage2002 | natural gas combined cycle | FALSE | 50152 | Y | . | Dow St Charles Operations | Dow Chemical Co - St Charles | 5352 | LA | WSC | SERC |  | 325 | 7 | Industrial NAICS Cogen | CA | NG | NG | MISO | 815275 | 208590.85 | 2021
Vintage0 | other | FALSE | 50152 | Y | . | Dow St Charles Operations | Dow Chemical Co - St Charles | 5352 | LA | WSC | SERC |  | 325 | 7 | Industrial NAICS Cogen | CA | OG | OOG | MISO | 54272 | 11452.154 | 2021
Vintage1997 | natural gas combined cycle | FALSE | 50152 | Y | . | Dow St Charles Operations | Dow Chemical Co - St Charles | 5352 | LA | WSC | SERC |  | 325 | 7 | Industrial NAICS Cogen | CT | NG | NG | MISO | 7104423 | 1462623 | 2021
| other | FALSE | 50152 | Y | . | Dow St Charles Operations | Dow Chemical Co - St Charles | 5352 | LA | WSC | SERC |  | 325 | 7 | Industrial NAICS Cogen | CT | OG | OOG | MISO | 0 | 0 | 2021
| natural gas steam turbine | FALSE | 50153 | Y | . | Texas City Plant Union Carbide | Union Carbide Corp-Texas City | 39066 | TX | WSC | TRE |  | 325 | 7 | Industrial NAICS Cogen | ST | NG | NG | ERCO | 0 | 0 | 2021
Vintage1996 | other | FALSE | 50153 | Y | . | Texas City Plant Union Carbide | Union Carbide Corp-Texas City | 39066 | TX | WSC | TRE |  | 325 | 7 | Industrial NAICS Cogen | ST | PUR | OTH | ERCO | 601135 | 67971 | 2021
Vintage1990 | hydro | TRUE | 50156 | N | . | Bear Creek | Central Rivers Power US, LLC | 64078 | CA | PACC | WECC |  | 22 | 2 | NAICS-22 Non-Cogen | HY | WAT | HYC | CISO | 4131 | 467 | 2021
Vintage1916 | hydro | TRUE | 50166 | N | . | International Paper Woronoco Mill | Eagle Creek Renewable Energy, LLC | 57280 | MA | NEW | NPCC |  | 22 | 2 | NAICS-22 Non-Cogen | HY | WAT | HYC | ISNE | 82197 | 9294 | 2021
| natural gas peaker | FALSE | 50169 | Y | . | Wichita Plant | Occidental Chemical Corporation | 13914 | KS | WNC | MRO |  | 325188 | 7 | Industrial NAICS Cogen | GT | NG | NG | SWPP | 0 | 0 | 2021
Vintage1986 | natural gas peaker | FALSE | 50170 | Y | . | Berry Cogen | Berry Petroleum Co | 1569 | CA | PACC | WECC |  | 211 | 7 | Industrial NAICS Cogen | GT | NG | NG | CISO | 1426354 | 282691 | 2021
Vintage1986 | hydro | TRUE | 50175 | N | . | Emporia | Emporia Hydro Power LP | 56840 | VA | SAT | SERC |  | 22 | 2 | NAICS-22 Non-Cogen | HY | WAT | HYC | PJM | 64384 | 7280 | 2021
Vintage1987 | hydro | TRUE | 50176 | N | . | Union Falls | Union Falls Hydro Power LP | 56842 | NY | MAT | NPCC |  | 22 | 2 | NAICS-22 Non-Cogen | HY | WAT | HYC | NYIS | 80337 | 9084 | 2021
Vintage1981 | hydro | TRUE | 50177 | N | . | Blackstone/Tupperware | Blackstone Hydro Inc. | 56844 | RI | NEW | NPCC |  | 22 | 2 | NAICS-22 Non-Cogen | HY | WAT | HYC | ISNE | 39401 | 4455 | 2021
Vintage1915 | hydro | TRUE | 50178 | N | . | Halifax | Banister Hydro LP | 56843 | VA | SAT | SERC |  | 22 | 2 | NAICS-22 Non-Cogen | HY | WAT | HYC | PJM | 27859 | 3150 | 2021
Vintage1986 | hydro | TRUE | 50179 | N | . | Box Canyon Dam | Siskiyou Power Authority | 58896 | CA | PACC | WECC |  | 22 | 2 | NAICS-22 Non-Cogen | HY | WAT | HYC | PACW | 45300 | 5122 | 2021
Vintage1990 | hydro | TRUE | 50180 | N | . | Olsen | Olsen Power Partners | 60821 | CA | PACC | WECC |  | 22 | 2 | NAICS-22 Non-Cogen | HY | WAT | HYC | CISO | 29699 | 3358 | 2021
| hard coal | FALSE | 50184 | Y | . | Columbus MS | International Paper Columbus Mill | 20492 | MS | ESC | SERC |  | 322 | 7 | Industrial NAICS Cogen | ST | BIT | COL | TVA | 0 | 0 | 2021
Vintage1990 | biomass | TRUE | 50184 | Y | . | Columbus MS | International Paper Columbus Mill | 20492 | MS | ESC | SERC |  | 322 | 7 | Industrial NAICS Cogen | ST | BLQ | WWW | TVA | 1686962 | 400480.63 | 2021
Vintage0 | petroleum | FALSE | 50184 | Y | . | Columbus MS | International Paper Columbus Mill | 20492 | MS | ESC | SERC |  | 322 | 7 | Industrial NAICS Cogen | ST | DFO | DFO | TVA | 9480 | 2251.097 | 2021
Vintage0 | natural gas steam turbine | FALSE | 50184 | Y | . | Columbus MS | International Paper Columbus Mill | 20492 | MS | ESC | SERC |  | 322 | 7 | Industrial NAICS Cogen | ST | NG | NG | TVA | 160089 | 38004.516 | 2021
Vintage1990 | biomass | TRUE | 50184 | Y | . | Columbus MS | International Paper Columbus Mill | 20492 | MS | ESC | SERC |  | 322 | 7 | Industrial NAICS Cogen | ST | WDS | WWW | TVA | 428261 | 101667.75 | 2021
| hard coal | FALSE | 50185 | Y | . | Cosmo Specialty Fibers Plant | Cosmo Specialty Fibers | 20547 | WA | PACC | WECC |  | 322 | 7 | Industrial NAICS Cogen | ST | BIT | COL | BPAT | 0 | 0 | 2021
| petroleum | FALSE | 50185 | Y | . | Cosmo Specialty Fibers Plant | Cosmo Specialty Fibers | 20547 | WA | PACC | WECC |  | 322 | 7 | Industrial NAICS Cogen | ST | PC | PC | BPAT | 0 | 0 | 2021
Vintage0 | petroleum | FALSE | 50185 | Y | . | Cosmo Specialty Fibers Plant | Cosmo Specialty Fibers | 20547 | WA | PACC | WECC |  | 322 | 7 | Industrial NAICS Cogen | ST | RFO | RFO | BPAT | 53079 | 11667.029 | 2021
| hard coal | FALSE | 50185 | Y | . | Cosmo Specialty Fibers Plant | Cosmo Specialty Fibers | 20547 | WA | PACC | WECC |  | 322 | 7 | Industrial NAICS Cogen | ST | SUB | COL | BPAT | 0 | 0 | 2021
Vintage1957 | biomass | TRUE | 50185 | Y | . | Cosmo Specialty Fibers Plant | Cosmo Specialty Fibers | 20547 | WA | PACC | WECC |  | 322 | 7 | Industrial NAICS Cogen | ST | WDL | WWW | BPAT | 279491 | 61435.42 | 2021
Vintage1957 | biomass | TRUE | 50185 | Y | . | Cosmo Specialty Fibers Plant | Cosmo Specialty Fibers | 20547 | WA | PACC | WECC |  | 322 | 7 | Industrial NAICS Cogen | ST | WDS | WWW | BPAT | 77754 | 17091.551 | 2021
| petroleum | FALSE | 50185 | Y | . | Cosmo Specialty Fibers Plant | Cosmo Specialty Fibers | 20547 | WA | PACC | WECC |  | 322 | 7 | Industrial NAICS Cogen | ST | WO | WOO | BPAT | 0 | 0 | 2021
Vintage1976 | biomass | TRUE | 50187 | Y | . | Nippon Dynawave Packaging Longview WA | Nippon Dynawave Packaging Co. | 60561 | WA | PACC | WECC |  | 322122 | 7 | Industrial NAICS Cogen | ST | BLQ | WWW | BPAT | 874803 | 171953.96 | 2021
Vintage0 | petroleum | FALSE | 50187 | Y | . | Nippon Dynawave Packaging Longview WA | Nippon Dynawave Packaging Co. | 60561 | WA | PACC | WECC |  | 322122 | 7 | Industrial NAICS Cogen | ST | DFO | DFO | BPAT | 176 | 34.493 | 2021
Vintage0 | natural gas steam turbine | FALSE | 50187 | Y | . | Nippon Dynawave Packaging Longview WA | Nippon Dynawave Packaging Co. | 60561 | WA | PACC | WECC |  | 322122 | 7 | Industrial NAICS Cogen | ST | NG | NG | BPAT | 238091 | 46799.716 | 2021
Vintage0 | petroleum | FALSE | 50187 | Y | . | Nippon Dynawave Packaging Longview WA | Nippon Dynawave Packaging Co. | 60561 | WA | PACC | WECC |  | 322122 | 7 | Industrial NAICS Cogen | ST | RFO | RFO | BPAT | 11128 | 2187.494 | 2021
Vintage1976 | biomass | TRUE | 50187 | Y | . | Nippon Dynawave Packaging Longview WA | Nippon Dynawave Packaging Co. | 60561 | WA | PACC | WECC |  | 322122 | 7 | Industrial NAICS Cogen | ST | SLW | ORW | BPAT | 55954 | 10999.024 | 2021
Vintage0 | hard coal | FALSE | 50187 | Y | . | Nippon Dynawave Packaging Longview WA | Nippon Dynawave Packaging Co. | 60561 | WA | PACC | WECC |  | 322122 | 7 | Industrial NAICS Cogen | ST | SUB | COL | BPAT | 127344 | 25031.386 | 2021
Vintage1976 | biomass | TRUE | 50187 | Y | . | Nippon Dynawave Packaging Longview WA | Nippon Dynawave Packaging Co. | 60561 | WA | PACC | WECC |  | 322122 | 7 | Industrial NAICS Cogen | ST | WDS | WWW | BPAT | 231822 | 45567.701 | 2021
Vintage2014 | biomass | TRUE | 50188 | Y | . | International Paper Co. - New Bern Mill | International Paper Co. - New Bern Mill | 20511 | NC | SAT | SERC |  | 322 | 7 | Industrial NAICS Cogen | ST | BLQ | WWW | CPLE | 934519 | 191345.98 | 2021
| petroleum | FALSE | 50188 | Y | . | International Paper Co. - New Bern Mill | International Paper Co. - New Bern Mill | 20511 | NC | SAT | SERC |  | 322 | 7 | Industrial NAICS Cogen | ST | DFO | DFO | CPLE | 0 | 0 | 2021
Vintage0 | natural gas steam turbine | FALSE | 50188 | Y | . | International Paper Co. - New Bern Mill | International Paper Co. - New Bern Mill | 20511 | NC | SAT | SERC |  | 322 | 7 | Industrial NAICS Cogen | ST | NG | NG | CPLE | 113971 | 23335.683 | 2021
| biomass | FALSE | 50188 | Y | . | International Paper Co. - New Bern Mill | International Paper Co. - New Bern Mill | 20511 | NC | SAT | SERC |  | 322 | 7 | Industrial NAICS Cogen | ST | OBG | ORW | CPLE | 0 | 0 | 2021
| petroleum | FALSE | 50188 | Y | . | International Paper Co. - New Bern Mill | International Paper Co. - New Bern Mill | 20511 | NC | SAT | SERC |  | 322 | 7 | Industrial NAICS Cogen | ST | RFO | RFO | CPLE | 0 | 0 | 2021
| hard coal | FALSE | 50189 | Y | . | Domtar Paper Co LLC Plymouth NC | Domtar Paper Company LLC | 55903 | NC | SAT | SERC |  | 322 | 7 | Industrial NAICS Cogen | ST | BIT | COL | PJM | 0 | 0 | 2021
Vintage1978 | biomass | TRUE | 50189 | Y | . | Domtar Paper Co LLC Plymouth NC | Domtar Paper Company LLC | 55903 | NC | SAT | SERC |  | 322 | 7 | Industrial NAICS Cogen | ST | BLQ | WWW | PJM | 888141 | 186699.02 | 2021
Vintage0 | petroleum | FALSE | 50189 | Y | . | Domtar Paper Co LLC Plymouth NC | Domtar Paper Company LLC | 55903 | NC | SAT | SERC |  | 322 | 7 | Industrial NAICS Cogen | ST | DFO | DFO | PJM | 36001 | 7567.783 | 2021
Vintage0 | natural gas steam turbine | FALSE | 50189 | Y | . | Domtar Paper Co LLC Plymouth NC | Domtar Paper Company LLC | 55903 | NC | SAT | SERC |  | 322 | 7 | Industrial NAICS Cogen | ST | NG | NG | PJM | 108558 | 22820.664 | 2021
| petroleum | FALSE | 50189 | Y | . | Domtar Paper Co LLC Plymouth NC | Domtar Paper Company LLC | 55903 | NC | SAT | SERC |  | 322 | 7 | Industrial NAICS Cogen | ST | RFO | RFO | PJM | 0 | 0 | 2021
Vintage1978 | biomass | TRUE | 50189 | Y | . | Domtar Paper Co LLC Plymouth NC | Domtar Paper Company LLC | 55903 | NC | SAT | SERC |  | 322 | 7 | Industrial NAICS Cogen | ST | WDS | WWW | PJM | 666608 | 140130.02 | 2021
Vintage1910 | hydro | FALSE | 50190 | N | . | Domtar Paper Company Rothschild | Domtar Paper Company Rothschild | 55997 | WI | ENC | MRO |  | 322122 | 6 | Industrial NAICS Non-Cogen | HY | WAT | HYC | MISO | 54942 | 6212.25 | 2021
| petroleum | FALSE | 50190 | N | . | Domtar Paper Company Rothschild | Domtar Paper Company Rothschild | 55997 | WI | ENC | MRO |  | 322122 | 6 | Industrial NAICS Non-Cogen | ST | DFO | DFO | MISO | 0 | 0 | 2021
| natural gas steam turbine | FALSE | 50190 | N | . | Domtar Paper Company Rothschild | Domtar Paper Company Rothschild | 55997 | WI | ENC | MRO |  | 322122 | 6 | Industrial NAICS Non-Cogen | ST | NG | NG | MISO | 0 | 0 | 2021
Vintage1976 | biomass | TRUE | 50191 | Y | . | IP Springfield Oregon | International Paper Corporation - Springfield | 56289 | OR | PACC | WECC |  | 32213 | 7 | Industrial NAICS Cogen | ST | BLQ | WWW | BPAT | 354404 | 74786.441 | 2021
| petroleum | FALSE | 50191 | Y | . | IP Springfield Oregon | International Paper Corporation - Springfield | 56289 | OR | PACC | WECC |  | 32213 | 7 | Industrial NAICS Cogen | ST | DFO | DFO | BPAT | 0 | 0 | 2021
Vintage0 | natural gas steam turbine | FALSE | 50191 | Y | . | IP Springfield Oregon | International Paper Corporation - Springfield | 56289 | OR | PACC | WECC |  | 32213 | 7 | Industrial NAICS Cogen | ST | NG | NG | BPAT | 95871 | 20230.559 | 2021
| petroleum | FALSE | 50191 | Y | . | IP Springfield Oregon | International Paper Corporation - Springfield | 56289 | OR | PACC | WECC |  | 32213 | 7 | Industrial NAICS Cogen | ST | RFO | RFO | BPAT | 0 | 0 | 2021
| hard coal | FALSE | 50192 | Y | . | International Paper Valliant OK | International Paper - Valliant | 56164 | OK | WSC | MRO |  | 32213 | 7 | Industrial NAICS Cogen | ST | ANT | COL | SWPP | 0 | 0 | 2021
Vintage1971 | biomass | TRUE | 50192 | Y | . | International Paper Valliant OK | International Paper - Valliant | 56164 | OK | WSC | MRO |  | 32213 | 7 | Industrial NAICS Cogen | ST | BLQ | WWW | SWPP | 1613839 | 231764.76 | 2021
| petroleum | FALSE | 50192 | Y | . | International Paper Valliant OK | International Paper - Valliant | 56164 | OK | WSC | MRO |  | 32213 | 7 | Industrial NAICS Cogen | ST | DFO | DFO | SWPP | 0 | 0 | 2021
Vintage0 | natural gas steam turbine | FALSE | 50192 | Y | . | International Paper Valliant OK | International Paper - Valliant | 56164 | OK | WSC | MRO |  | 32213 | 7 | Industrial NAICS Cogen | ST | NG | NG | SWPP | 925923 | 132972.46 | 2021
Vintage1971 | biomass | TRUE | 50192 | Y | . | International Paper Valliant OK | International Paper - Valliant | 56164 | OK | WSC | MRO |  | 32213 | 7 | Industrial NAICS Cogen | ST | OBS | ORW | SWPP | 460785 | 66173.784 | 2021
| petroleum | FALSE | 50192 | Y | . | International Paper Valliant OK | International Paper - Valliant | 56164 | OK | WSC | MRO |  | 32213 | 7 | Industrial NAICS Cogen | ST | PC | PC | SWPP | 0 | 0 | 2021
| petroleum | FALSE | 50192 | Y | . | International Paper Valliant OK | International Paper - Valliant | 56164 | OK | WSC | MRO |  | 32213 | 7 | Industrial NAICS Cogen | ST | RFO | RFO | SWPP | 0 | 0 | 2021
| biomass | FALSE | 50192 | Y | . | International Paper Valliant OK | International Paper - Valliant | 56164 | OK | WSC | MRO |  | 32213 | 7 | Industrial NAICS Cogen | ST | WDS | WWW | SWPP | 0 | 0 | 2021
Vintage1995 | natural gas peaker | FALSE | 50200 | Y | . | B Braun Medical | B Braun Medical Inc | 1058 | CA | PACC | WECC |  | 339 | 7 | Industrial NAICS Cogen | GT | NG | NG | CISO | 176387 | 35153 | 2021
Vintage2010 | biomass | TRUE | 50201 | N | . | Multitrade Rabun Gap, LLC | Multitrade Rabun Gap LLC | 56216 | GA | SAT | SERC |  | 22 | 2 | NAICS-22 Non-Cogen | ST | WDS | WWW | SOCO | 1696214 | 116694 | 2021
Vintage1986 | natural gas peaker | FALSE | 50203 | Y | . | US Gypsum Oakfield | U S Gypsum Co | 19351 | NY | MAT | NPCC |  | 322 | 7 | Industrial NAICS Cogen | GT | NG | NG | NYIS | 87506 | 16085.72 | 2021
| natural gas steam turbine | FALSE | 50205 | N | . | Williams Ignacio Natural Gas Plant | Harvest Midstream Co | 28473 | CO | MTN | WECC |  | 324 | 6 | Industrial NAICS Non-Cogen | ST | NG | NG | WACM | 0 | 0 | 2021
Vintage1984 | other | FALSE | 50205 | N | . | Williams Ignacio Natural Gas Plant | Harvest Midstream Co | 28473 | CO | MTN | WECC |  | 324 | 6 | Industrial NAICS Non-Cogen | ST | WH | OTH | WACM | 423116 | 47842 | 2021
Vintage1989 | hydro | TRUE | 50206 | N | . | Vallecito Hydroelectric | Ptarmigan Res & Engy Inc | 27762 | CO | MTN | WECC |  | 22 | 2 | NAICS-22 Non-Cogen | HY | WAT | HYC | WACM | 97283 | 11000 | 2021
| biomass | FALSE | 50208 | N | . | Stored Solar Bethlehem LLC | Stored Solar Services, LLC | 64003 | NH | NEW | NPCC |  | 22 | 2 | NAICS-22 Non-Cogen | ST | WDS | WWW | ISNE | 0 | 0 | 2021
Vintage1985 | geothermal | TRUE | 50210 | N | . | Vulcan-BN Geothermal Power Company | CalEnergy Operating Corporation | 49899 | CA | PACC | WECC |  | 22 | 2 | NAICS-22 Non-Cogen | ST | GEO | GEO | IID | 1943832 | 219791 | 2021
| petroleum | FALSE | 50215 | N | . | York County Resource Recovery | York County Solid W & R Auth | 21128 | PA | MAT | RFC |  | 22 | 2 | NAICS-22 Non-Cogen | ST | DFO | DFO | PJM | 0 | 0 | 2021
Vintage1989 | municipal solid waste | TRUE | 50215 | N | . | York County Resource Recovery | York County Solid W & R Auth | 21128 | PA | MAT | RFC |  | 22 | 2 | NAICS-22 Non-Cogen | ST | MSB | MLG | PJM | 1883836 | 116544.92 | 2021
Vintage1989 | municipal solid waste | TRUE | 50215 | N | . | York County Resource Recovery | York County Solid W & R Auth | 21128 | PA | MAT | RFC |  | 22 | 2 | NAICS-22 Non-Cogen | ST | MSN | OTH | PJM | 2302502 | 142446.07 | 2021
Vintage0 | natural gas steam turbine | FALSE | 50215 | N | . | York County Resource Recovery | York County Solid W & R Auth | 21128 | PA | MAT | RFC |  | 22 | 2 | NAICS-22 Non-Cogen | ST | NG | NG | PJM | 33252 | 2057.01 | 2021
Vintage1988 | natural gas combined cycle | FALSE | 50216 | Y | . | Watson Cogeneration | ARCO Products Co-Watson | 867 | CA | PACC | WECC |  | 32411 | 7 | Industrial NAICS Cogen | CA | NG | NG | CISO | 749299 | 147403.11 | 2021
Vintage0 | other | FALSE | 50216 | Y | . | Watson Cogeneration | ARCO Products Co-Watson | 867 | CA | PACC | WECC |  | 32411 | 7 | Industrial NAICS Cogen | CA | OG | OOG | CISO | 134592 | 24456.966 | 2021
| petroleum | FALSE | 50216 | Y | . | Watson Cogeneration | ARCO Products Co-Watson | 867 | CA | PACC | WECC |  | 32411 | 7 | Industrial NAICS Cogen | CA | WO | WOO | CISO | 0 | 1356.921 | 2021
Vintage1988 | natural gas combined cycle | FALSE | 50216 | Y | . | Watson Cogeneration | ARCO Products Co-Watson | 867 | CA | PACC | WECC |  | 32411 | 7 | Industrial NAICS Cogen | CT | NG | NG | CISO | 13632122 | 2465867.4 | 2021
Vintage0 | other | FALSE | 50216 | Y | . | Watson Cogeneration | ARCO Products Co-Watson | 867 | CA | PACC | WECC |  | 32411 | 7 | Industrial NAICS Cogen | CT | OG | OOG | CISO | 1490073 | 270763.62 | 2021
Vintage0 | petroleum | FALSE | 50216 | Y | . | Watson Cogeneration | ARCO Products Co-Watson | 867 | CA | PACC | WECC |  | 32411 | 7 | Industrial NAICS Cogen | CT | WO | WOO | CISO | 179480 | 31256.959 | 2021
Vintage1982 | hydro | TRUE | 50218 | N | . | Woodward Power Plant | Turlock Irrigation District | 19281 | CA | PACC | WECC |  | 22 | 2 | NAICS-22 Non-Cogen | HY | WAT | HYC | TIDC | 9586 | 1084 | 2021
| hydro | FALSE | 50219 | N | . | Frankenheimer Power Plant | Turlock Irrigation District | 19281 | CA | PACC | WECC |  | 22 | 2 | NAICS-22 Non-Cogen | HY | WAT | HYC | CISO | 0 | -84 | 2021
Vintage1989 | hydro | TRUE | 50223 | N | . | Nelson Creek | Nelson Creek Power Inc | 13353 | CA | PACC | WECC |  | 22 | 2 | NAICS-22 Non-Cogen | HY | WAT | HYC | CISO | 3990 | 451 | 2021
Vintage0 | natural gas peaker | FALSE | 50224 | Y | . | Oxnard Wastewater Treatment Plant | Oxnard City of | 22045 | CA | PACC | WECC |  | 22132 | 5 | Commercial NAICS Cogen | IC | NG | NG | CISO | 9153 | 1099.89 | 2021
Vintage1981 | biomass | TRUE | 50224 | Y | . | Oxnard Wastewater Treatment Plant | Oxnard City of | 22045 | CA | PACC | WECC |  | 22132 | 5 | Commercial NAICS Cogen | IC | OBG | ORW | CISO | 40123 | 4821.11 | 2021
| other | FALSE | 50224 | Y | . | Oxnard Wastewater Treatment Plant | Oxnard City of | 22045 | CA | PACC | WECC |  | 22132 | 5 | Commercial NAICS Cogen | IC | PG | WOO | CISO | 0 | 0 | 2021
Vintage1988 | municipal solid waste | TRUE | 50225 | N | . | Regional Waste Systems | Ecomaine | 15824 | ME | NEW | NPCC |  | 22 | 2 | NAICS-22 Non-Cogen | ST | MSB | MLG | ISNE | 822290 | 39426.376 | 2021
Vintage1988 | municipal solid waste | TRUE | 50225 | N | . | Regional Waste Systems | Ecomaine | 15824 | ME | NEW | NPCC |  | 22 | 2 | NAICS-22 Non-Cogen | ST | MSN | OTH | ISNE | 1005020 | 48187.711 | 2021
Vintage0 | natural gas steam turbine | FALSE | 50225 | N | . | Regional Waste Systems | Ecomaine | 15824 | ME | NEW | NPCC |  | 22 | 2 | NAICS-22 Non-Cogen | ST | NG | NG | ISNE | 11416 | 539.913 | 2021
| hydro | FALSE | 50228 | N | . | Rocky Brook Hydroelectric | Rocky Brook Electric Inc | 22614 | WA | PACC | WECC |  | 22 | 2 | NAICS-22 Non-Cogen | HY | WAT | HYC | BPAT | 0 | 0 | 2021
Vintage1972 | natural gas steam turbine | FALSE | 50229 | Y | . | Texas Petrochemicals | TPC Group, LLC | 18760 | TX | WSC | TRE |  | 32511 | 7 | Industrial NAICS Cogen | ST | NG | NG | ERCO | 422016 | 102987.15 | 2021
Vintage0 | other | FALSE | 50229 | Y | . | Texas Petrochemicals | TPC Group, LLC | 18760 | TX | WSC | TRE |  | 32511 | 7 | Industrial NAICS Cogen | ST | OG | OOG | ERCO | 45779 | 11178.852 | 2021
Vintage1987 | petroleum | FALSE | 50230 | Y | . | Robbins Lumber | Robbins Lumber Inc | 16191 | ME | NEW | NPCC |  | 321 | 7 | Industrial NAICS Cogen | IC | DFO | DFO | ISNE | 233 | 35 | 2021
| biomass | FALSE | 50230 | Y | . | Robbins Lumber | Robbins Lumber Inc | 16191 | ME | NEW | NPCC |  | 321 | 7 | Industrial NAICS Cogen | ST | OBS | ORW | ISNE | 0 | 0 | 2021
| biomass | FALSE | 50230 | Y | . | Robbins Lumber | Robbins Lumber Inc | 16191 | ME | NEW | NPCC |  | 321 | 7 | Industrial NAICS Cogen | ST | WDS | WWW | ISNE | 0 | 0 | 2021
| biomass | FALSE | 50231 | Y | . | SDS Lumber Gorge Energy Division | SDS Lumber LLC | 64707 | WA | PACC | WECC |  | 321 | 7 | Industrial NAICS Cogen | ST | WDS | WWW | BPAT | 0 | 0 | 2021
| hydro | FALSE | 50233 | N | . | San Dimas Wash Generating Station | San Gabriel Valley Mun Wtr Dt | 22635 | CA | PACC | WECC |  | 22 | 2 | NAICS-22 Non-Cogen | HY | WAT | HYC | CISO | 0 | 0 | 2021
Vintage2001 | natural gas peaker | FALSE | 50234 | Y | . | San Antonio Regional Hospital | San Antonio Regional Hospital | 16583 | CA | PACC | WECC |  | 622 | 5 | Commercial NAICS Cogen | IC | NG | NG | CISO | 170639 | 12742.94 | 2021
Vintage2000 | petroleum | FALSE | 50240 | Y | . | Purdue University | Purdue University | 15526 | IN | ENC | RFC |  | 611 | 5 | Commercial NAICS Cogen | IC | DFO | DFO | MISO | 434 | 88.2 | 2021
Vintage0 | hard coal | FALSE | 50240 | Y | . | Purdue University | Purdue University | 15526 | IN | ENC | RFC |  | 611 | 5 | Commercial NAICS Cogen | ST | BIT | COL | MISO | 161353 | 30834.746 | 2021
| petroleum | FALSE | 50240 | Y | . | Purdue University | Purdue University | 15526 | IN | ENC | RFC |  | 611 | 5 | Commercial NAICS Cogen | ST | DFO | DFO | MISO | 0 | 0 | 2021
Vintage1995 | natural gas steam turbine | FALSE | 50240 | Y | . | Purdue University | Purdue University | 15526 | IN | ENC | RFC |  | 611 | 5 | Commercial NAICS Cogen | ST | NG | NG | MISO | 537890 | 102792.62 | 2021
Vintage0 | other | FALSE | 50240 | Y | . | Purdue University | Purdue University | 15526 | IN | ENC | RFC |  | 611 | 5 | Commercial NAICS Cogen | ST | TDF | OTH | MISO | 8309 | 1587.864 | 2021
Vintage0 | petroleum | FALSE | 50241 | Y | . | Tenet Hospital | Tenet Hospital Ltd | 27378 | TX | WSC | TRE |  | 622 | 5 | Commercial NAICS Cogen | IC | DFO | DFO | EPE | 48 | 7 | 2021
| natural gas peaker | FALSE | 50241 | Y | . | Tenet Hospital | Tenet Hospital Ltd | 27378 | TX | WSC | TRE |  | 622 | 5 | Commercial NAICS Cogen | IC | NG | NG | EPE | 0 | 0 | 2021
| hard coal | FALSE | 50243 | N | . | Bucksport Generation LLC | Bucksport Generation LLC | 9303 | ME | NEW | NPCC |  | 22 | 2 | NAICS-22 Non-Cogen | GT | BIT | COL | ISNE | 0 | 0 | 2021
Vintage0 | petroleum | FALSE | 50243 | N | . | Bucksport Generation LLC | Bucksport Generation LLC | 9303 | ME | NEW | NPCC |  | 22 | 2 | NAICS-22 Non-Cogen | GT | DFO | DFO | ISNE | 4557 | 373.988 | 2021
Vintage2001 | natural gas peaker | TRUE | 50243 | N | . | Bucksport Generation LLC | Bucksport Generation LLC | 9303 | ME | NEW | NPCC |  | 22 | 2 | NAICS-22 Non-Cogen | GT | NG | NG | ISNE | 61264 | 5012.012 | 2021
| petroleum | FALSE | 50243 | N | . | Bucksport Generation LLC | Bucksport Generation LLC | 9303 | ME | NEW | NPCC |  | 22 | 2 | NAICS-22 Non-Cogen | GT | RFO | RFO | ISNE | 0 | 0 | 2021
Vintage0 | hard coal | FALSE | 50244 | Y | . | Canton North Carolina | Blue Ridge Paper Products Inc | 23815 | NC | SAT | SERC |  | 322122 | 7 | Industrial NAICS Cogen | ST | BIT | COL | CPLE | 569810 | 103541.29 | 2021
Vintage1979 | biomass | TRUE | 50244 | Y | . | Canton North Carolina | Blue Ridge Paper Products Inc | 23815 | NC | SAT | SERC |  | 322122 | 7 | Industrial NAICS Cogen | ST | BLQ | WWW | CPLE | 793880 | 144257.41 | 2021
Vintage0 | petroleum | FALSE | 50244 | Y | . | Canton North Carolina | Blue Ridge Paper Products Inc | 23815 | NC | SAT | SERC |  | 322122 | 7 | Industrial NAICS Cogen | ST | DFO | DFO | CPLE | 39887 | 7247.983 | 2021
| other | FALSE | 50244 | Y | . | Canton North Carolina | Blue Ridge Paper Products Inc | 23815 | NC | SAT | SERC |  | 322122 | 7 | Industrial NAICS Cogen | ST | KER | WOO | CPLE | 0 | 0 | 2021
Vintage0 | natural gas steam turbine | FALSE | 50244 | Y | . | Canton North Carolina | Blue Ridge Paper Products Inc | 23815 | NC | SAT | SERC |  | 322122 | 7 | Industrial NAICS Cogen | ST | NG | NG | CPLE | 303858 | 55214.469 | 2021
| other | FALSE | 50244 | Y | . | Canton North Carolina | Blue Ridge Paper Products Inc | 23815 | NC | SAT | SERC |  | 322122 | 7 | Industrial NAICS Cogen | ST | PG | WOO | CPLE | 0 | 0 | 2021
Vintage1979 | biomass | TRUE | 50244 | Y | . | Canton North Carolina | Blue Ridge Paper Products Inc | 23815 | NC | SAT | SERC |  | 322122 | 7 | Industrial NAICS Cogen | ST | WDS | WWW | CPLE | 52775 | 9589.851 | 2021
| hard coal | FALSE | 50250 | Y | . | International Paper Pensacola | International Paper Co-Pensacola | 9401 | FL | SAT | SERC |  | 322122 | 7 | Industrial NAICS Cogen | ST | BIT | COL | SOCO | 0 | 0 | 2021
Vintage1981 | biomass | TRUE | 50250 | Y | . | International Paper Pensacola | International Paper Co-Pensacola | 9401 | FL | SAT | SERC |  | 322122 | 7 | Industrial NAICS Cogen | ST | BLQ | WWW | SOCO | 1149972 | 260576.49 | 2021
| petroleum | FALSE | 50250 | Y | . | International Paper Pensacola | International Paper Co-Pensacola | 9401 | FL | SAT | SERC |  | 322122 | 7 | Industrial NAICS Cogen | ST | DFO | DFO | SOCO | 0 | 0 | 2021
Vintage0 | natural gas steam turbine | FALSE | 50250 | Y | . | International Paper Pensacola | International Paper Co-Pensacola | 9401 | FL | SAT | SERC |  | 322122 | 7 | Industrial NAICS Cogen | ST | NG | NG | SOCO | 441880 | 100126.79 | 2021
Vintage1981 | biomass | TRUE | 50250 | Y | . | International Paper Pensacola | International Paper Co-Pensacola | 9401 | FL | SAT | SERC |  | 322122 | 7 | Industrial NAICS Cogen | ST | WDS | WWW | SOCO | 379513 | 85995.097 | 2021
Vintage0 | hard coal | FALSE | 50251 | Y | . | Verso Paper Quinnesec Mich Mill | Verso Paper - Quinnesec | 56187 | MI | ENC | RFC |  | 322 | 7 | Industrial NAICS Cogen | ST | BIT | COL | MISO | 1393 | 203.845 | 2021
Vintage2011 | biomass | TRUE | 50251 | Y | . | Verso Paper Quinnesec Mich Mill | Verso Paper - Quinnesec | 56187 | MI | ENC | RFC |  | 322 | 7 | Industrial NAICS Cogen | ST | BLQ | WWW | MISO | 1535736 | 224759.43 | 2021
Vintage0 | natural gas steam turbine | FALSE | 50251 | Y | . | Verso Paper Quinnesec Mich Mill | Verso Paper - Quinnesec | 56187 | MI | ENC | RFC |  | 322 | 7 | Industrial NAICS Cogen | ST | NG | NG | MISO | 61237 | 8962.179 | 2021
Vintage2011 | biomass | TRUE | 50251 | Y | . | Verso Paper Quinnesec Mich Mill | Verso Paper - Quinnesec | 56187 | MI | ENC | RFC |  | 322 | 7 | Industrial NAICS Cogen | ST | WDS | WWW | MISO | 675771 | 98901.085 | 2021
Vintage1985 | hydro | TRUE | 50252 | N | . | Sartell Dam | Eagle Creek Renewable Energy, LLC | 57280 | MN | WNC | MRO |  | 22 | 2 | NAICS-22 Non-Cogen | HY | WAT | HYC | MISO | 196229 | 22188 | 2021
| biomass | FALSE | 50254 | Y | . | KapStone Kraft Paper Corp | Westrock Kraft Paper, LLC | 64508 | NC | SAT | SERC |  | 32213 | 7 | Industrial NAICS Cogen | ST | AB | ORW | PJM | 0 | 0 | 2021
Vintage0 | hard coal | FALSE | 50254 | Y | . | KapStone Kraft Paper Corp | Westrock Kraft Paper, LLC | 64508 | NC | SAT | SERC |  | 32213 | 7 | Industrial NAICS Cogen | ST | BIT | COL | PJM | 158861 | 34262.088 | 2021
Vintage1966 | biomass | TRUE | 50254 | Y | . | KapStone Kraft Paper Corp | Westrock Kraft Paper, LLC | 64508 | NC | SAT | SERC |  | 32213 | 7 | Industrial NAICS Cogen | ST | BLQ | WWW | PJM | 576900 | 124421.9 | 2021
Vintage0 | petroleum | FALSE | 50254 | Y | . | KapStone Kraft Paper Corp | Westrock Kraft Paper, LLC | 64508 | NC | SAT | SERC |  | 32213 | 7 | Industrial NAICS Cogen | ST | DFO | DFO | PJM | 593 | 128.001 | 2021
Vintage0 | natural gas steam turbine | FALSE | 50254 | Y | . | KapStone Kraft Paper Corp | Westrock Kraft Paper, LLC | 64508 | NC | SAT | SERC |  | 32213 | 7 | Industrial NAICS Cogen | ST | NG | NG | PJM | 50210 | 10828.918 | 2021
Vintage0 | petroleum | FALSE | 50254 | Y | . | KapStone Kraft Paper Corp | Westrock Kraft Paper, LLC | 64508 | NC | SAT | SERC |  | 32213 | 7 | Industrial NAICS Cogen | ST | RFO | RFO | PJM | 2611 | 563.118 | 2021
Vintage1966 | biomass | TRUE | 50254 | Y | . | KapStone Kraft Paper Corp | Westrock Kraft Paper, LLC | 64508 | NC | SAT | SERC |  | 32213 | 7 | Industrial NAICS Cogen | ST | WDS | WWW | PJM | 89489 | 19300.365 | 2021
Vintage2006 | petroleum | FALSE | 50260 | N | . | Beaumont Hospital Dearborn Campus | Beaumont Hospital Dearborn Campus | 13945 | MI | ENC | RFC |  | 622 | 4 | Commercial NAICS Non-Cogen | IC | DFO | DFO | MISO | 683 | 42 | 2021
| natural gas peaker | FALSE | 50260 | N | . | Beaumont Hospital Dearborn Campus | Beaumont Hospital Dearborn Campus | 13945 | MI | ENC | RFC |  | 622 | 4 | Commercial NAICS Non-Cogen | IC | NG | NG | MISO | 0 | 0 | 2021
Vintage1989 | hydro | TRUE | 50261 | N | . | New Lahontan | Truckee-Carson Irrigation District | 40444 | NV | MTN | WECC |  | 22 | 2 | NAICS-22 Non-Cogen | HY | WAT | HYC | NEVP | 71195 | 8050 | 2021
Vintage1931 | hydro | TRUE | 50267 | N | . | Redlands Water & Power | Redlands Water & Power Company | 15787 | CO | MTN | WECC |  | 22 | 2 | NAICS-22 Non-Cogen | HY | WAT | HYC | PSCO | 56097 | 6343 | 2021
Vintage1984 | hydro | TRUE | 50268 | N | . | Hewittville Hydroelectric | Erie Boulevard Hydropower LP | 5914 | NY | MAT | NPCC |  | 22 | 2 | NAICS-22 Non-Cogen | HY | WAT | HYC | NYIS | 126734 | 14330 | 2021
Vintage1984 | hydro | TRUE | 50269 | N | . | Unionville Hydro Project 2499 NY | Erie Boulevard Hydropower LP | 5914 | NY | MAT | NPCC |  | 22 | 2 | NAICS-22 Non-Cogen | HY | WAT | HYC | NYIS | 125548 | 14196 | 2021
| petroleum | FALSE | 50273 | N | . | Pioneer Valley Resource Recovery | Community Eco Springfield LLC | 56125 | MA | NEW | NPCC |  | 22 | 2 | NAICS-22 Non-Cogen | ST | DFO | DFO | ISNE | 0 | 0 | 2021
Vintage1988 | municipal solid waste | TRUE | 50273 | N | . | Pioneer Valley Resource Recovery | Community Eco Springfield LLC | 56125 | MA | NEW | NPCC |  | 22 | 2 | NAICS-22 Non-Cogen | ST | MSB | MLG | ISNE | 404879 | 12015.612 | 2021
Vintage1988 | municipal solid waste | TRUE | 50273 | N | . | Pioneer Valley Resource Recovery | Community Eco Springfield LLC | 56125 | MA | NEW | NPCC |  | 22 | 2 | NAICS-22 Non-Cogen | ST | MSN | OTH | ISNE | 494861 | 14686 | 2021
Vintage0 | natural gas steam turbine | FALSE | 50273 | N | . | Pioneer Valley Resource Recovery | Community Eco Springfield LLC | 56125 | MA | NEW | NPCC |  | 22 | 2 | NAICS-22 Non-Cogen | ST | NG | NG | ISNE | 18547 | 550.42 | 2021
Vintage0 | other | FALSE | 50273 | N | . | Pioneer Valley Resource Recovery | Community Eco Springfield LLC | 56125 | MA | NEW | NPCC |  | 22 | 2 | NAICS-22 Non-Cogen | ST | TDF | OTH | ISNE | 1920 | 56.98 | 2021
Vintage0 | biomass | FALSE | 50273 | N | . | Pioneer Valley Resource Recovery | Community Eco Springfield LLC | 56125 | MA | NEW | NPCC |  | 22 | 2 | NAICS-22 Non-Cogen | ST | WDS | WWW | ISNE | 9603 | 284.988 | 2021
| natural gas steam turbine | FALSE | 50274 | Y | . | Simplot Leasing Don Plant | Simplot Leasing Corp | 17191 | ID | MTN | WECC |  | 325311 | 7 | Industrial NAICS Cogen | ST | NG | NG | IPCO | 0 | 0 | 2021
Vintage1986 | other | FALSE | 50274 | Y | . | Simplot Leasing Don Plant | Simplot Leasing Corp | 17191 | ID | MTN | WECC |  | 325311 | 7 | Industrial NAICS Cogen | ST | WH | OTH | IPCO | 547542 | 61911 | 2021
| hard coal | FALSE | 50275 | Y | . | Park 500 Philip Morris USA | Philip Morris USA - Park 500 | 14465 | VA | SAT | SERC |  | 312 | 7 | Industrial NAICS Cogen | ST | BIT | COL | PJM | 0 | 0 | 2021
| petroleum | FALSE | 50275 | Y | . | Park 500 Philip Morris USA | Philip Morris USA - Park 500 | 14465 | VA | SAT | SERC |  | 312 | 7 | Industrial NAICS Cogen | ST | DFO | DFO | PJM | 0 | 0 | 2021
Vintage1983 | natural gas steam turbine | FALSE | 50275 | Y | . | Park 500 Philip Morris USA | Philip Morris USA - Park 500 | 14465 | VA | SAT | SERC |  | 312 | 7 | Industrial NAICS Cogen | ST | NG | NG | PJM | 199490 | 16843.662 | 2021
Vintage1986 | onshore wind | TRUE | 50276 | N | . | Wintec Energy Ltd | Wintec Energy Ltd | 20707 | CA | PACC | WECC |  | 22 | 2 | NAICS-22 Non-Cogen | WT | WND | WND | CISO | 716 | 81 | 2021
Vintage1989 | hydro | TRUE | 50278 | N | . | Worumbo Hydro Station | Eagle Creek Renewable Energy, LLC | 57280 | ME | NEW | NPCC |  | 22 | 2 | NAICS-22 Non-Cogen | HY | WAT | HYC | ISNE | 594511 | 67222 | 2021
Vintage2010 | biomass | TRUE | 50279 | N | . | Archbald Power Station | PEI Power Corp | 22174 | PA | MAT | RFC |  | 22 | 2 | NAICS-22 Non-Cogen | GT | LFG | MLG | PJM | 124672 | 10368.443 | 2021
Vintage2001 | natural gas peaker | TRUE | 50279 | N | . | Archbald Power Station | PEI Power Corp | 22174 | PA | MAT | RFC |  | 22 | 2 | NAICS-22 Non-Cogen | GT | NG | NG | PJM | 566691 | 54432.557 | 2021
| other | FALSE | 50279 | N | . | Archbald Power Station | PEI Power Corp | 22174 | PA | MAT | RFC |  | 22 | 2 | NAICS-22 Non-Cogen | GT | OG | OOG | PJM | 0 | 0 | 2021
Vintage1988 | biomass | TRUE | 50279 | N | . | Archbald Power Station | PEI Power Corp | 22174 | PA | MAT | RFC |  | 22 | 2 | NAICS-22 Non-Cogen | ST | LFG | MLG | PJM | 1394647 | 98653.106 | 2021
Vintage0 | natural gas steam turbine | FALSE | 50279 | N | . | Archbald Power Station | PEI Power Corp | 22174 | PA | MAT | RFC |  | 22 | 2 | NAICS-22 Non-Cogen | ST | NG | NG | PJM | 76083 | 4613.894 | 2021
Vintage1987 | hydro | TRUE | 50280 | N | . | Dahowa Hydro | GR Catalyst Two LLC | 63070 | NY | MAT | NPCC |  | 22 | 2 | NAICS-22 Non-Cogen | HY | WAT | HYC | NYIS | 161244 | 18232 | 2021
Vintage1983 | onshore wind | TRUE | 50281 | N | . | San Gorgonio Farms Wind Farm | San Gorgonio Farms Inc | 16630 | CA | PACC | WECC |  | 22 | 2 | NAICS-22 Non-Cogen | WT | WND | WND | CISO | 683464 | 77280 | 2021
Vintage1995 | hydro | TRUE | 50285 | N | . | Lower Village Water Power Project | Sugar River Power LLC | 60832 | NH | NEW | NPCC |  | 22 | 2 | NAICS-22 Non-Cogen | HY | WAT | HYC | ISNE | 52544 | 5941 | 2021
Vintage0 | petroleum | FALSE | 50290 | N | . | SEMASS Resource Recovery | SEMASS Partnership | 16929 | MA | NEW | NPCC |  | 22 | 2 | NAICS-22 Non-Cogen | ST | DFO | DFO | ISNE | 5684 | 311.978 | 2021
Vintage1993 | municipal solid waste | TRUE | 50290 | N | . | SEMASS Resource Recovery | SEMASS Partnership | 16929 | MA | NEW | NPCC |  | 22 | 2 | NAICS-22 Non-Cogen | ST | MSB | MLG | ISNE | 4811509 | 264571.05 | 2021
Vintage1993 | municipal solid waste | TRUE | 50290 | N | . | SEMASS Resource Recovery | SEMASS Partnership | 16929 | MA | NEW | NPCC |  | 22 | 2 | NAICS-22 Non-Cogen | ST | MSN | OTH | ISNE | 5880866 | 323372.18 | 2021
Vintage0 | natural gas steam turbine | FALSE | 50290 | N | . | SEMASS Resource Recovery | SEMASS Partnership | 16929 | MA | NEW | NPCC |  | 22 | 2 | NAICS-22 Non-Cogen | ST | NG | NG | ISNE | 87647 | 4817.797 | 2021
| petroleum | FALSE | 50292 | N | . | Bethpage Power Plant | Calpine Eastern Corp | 24457 | NY | MAT | NPCC |  | 22 | 2 | NAICS-22 Non-Cogen | CA | DFO | DFO | NYIS | 0 | 0 | 2021
Vintage2005 | natural gas combined cycle | TRUE | 50292 | N | . | Bethpage Power Plant | Calpine Eastern Corp | 24457 | NY | MAT | NPCC |  | 22 | 2 | NAICS-22 Non-Cogen | CA | NG | NG | NYIS | 442039 | 123835 | 2021
| petroleum | FALSE | 50292 | N | . | Bethpage Power Plant | Calpine Eastern Corp | 24457 | NY | MAT | NPCC |  | 22 | 2 | NAICS-22 Non-Cogen | CT | DFO | DFO | NYIS | 0 | 0 | 2021
Vintage2005 | natural gas combined cycle | TRUE | 50292 | N | . | Bethpage Power Plant | Calpine Eastern Corp | 24457 | NY | MAT | NPCC |  | 22 | 2 | NAICS-22 Non-Cogen | CT | NG | NG | NYIS | 4163073 | 385781 | 2021
Vintage2002 | natural gas peaker | TRUE | 50292 | N | . | Bethpage Power Plant | Calpine Eastern Corp | 24457 | NY | MAT | NPCC |  | 22 | 2 | NAICS-22 Non-Cogen | GT | NG | NG | NYIS | 1766182 | 171579 | 2021
| petroleum | FALSE | 50292 | N | . | Bethpage Power Plant | Calpine Eastern Corp | 24457 | NY | MAT | NPCC |  | 22 | 2 | NAICS-22 Non-Cogen | IC | DFO | DFO | NYIS | 0 | 0 | 2021
Vintage1989 | biomass | TRUE | 50293 | N | . | Wadham Energy LP | Wadham Energy Ltd Partners | 19946 | CA | PACC | WECC |  | 22 | 2 | NAICS-22 Non-Cogen | ST | AB | ORW | CISO | 2629260 | 191982.96 | 2021
Vintage0 | natural gas steam turbine | FALSE | 50293 | N | . | Wadham Energy LP | Wadham Energy Ltd Partners | 19946 | CA | PACC | WECC |  | 22 | 2 | NAICS-22 Non-Cogen | ST | NG | NG | CISO | 5072 | 371.043 | 2021
Vintage0 | hard coal | FALSE | 50296 | Y | . | Packaging Corp of America | Packaging Corp of America | 14362 | TN | ESC | SERC |  | 32213 | 7 | Industrial NAICS Cogen | ST | BIT | COL | TVA | 11 | 2.002 | 2021
Vintage2010 | biomass | TRUE | 50296 | Y | . | Packaging Corp of America | Packaging Corp of America | 14362 | TN | ESC | SERC |  | 32213 | 7 | Industrial NAICS Cogen | ST | BLQ | WWW | TVA | 1277069 | 255194.02 | 2021
Vintage0 | petroleum | FALSE | 50296 | Y | . | Packaging Corp of America | Packaging Corp of America | 14362 | TN | ESC | SERC |  | 32213 | 7 | Industrial NAICS Cogen | ST | DFO | DFO | TVA | 9753 | 1949.083 | 2021
Vintage0 | natural gas steam turbine | FALSE | 50296 | Y | . | Packaging Corp of America | Packaging Corp of America | 14362 | TN | ESC | SERC |  | 32213 | 7 | Industrial NAICS Cogen | ST | NG | NG | TVA | 397825 | 79496.415 | 2021
Vintage0 | other | FALSE | 50296 | Y | . | Packaging Corp of America | Packaging Corp of America | 14362 | TN | ESC | SERC |  | 32213 | 7 | Industrial NAICS Cogen | ST | TDF | OTH | TVA | 12247 | 2446.843 | 2021
Vintage2010 | biomass | TRUE | 50296 | Y | . | Packaging Corp of America | Packaging Corp of America | 14362 | TN | ESC | SERC |  | 32213 | 7 | Industrial NAICS Cogen | ST | WDS | WWW | TVA | 382255 | 76385.435 | 2021
Vintage1988 | natural gas peaker | TRUE | 50299 | N | . | AltaGas Ripon Energy Inc. | AltaGas Ripon Energy Inc. | 60134 | CA | PACC | WECC |  | 22 | 2 | NAICS-22 Non-Cogen | GT | NG | NG | CISO | 44854 | 4329 | 2021
| other | FALSE | 50300 | N | . | VESI Pomona | VESI Pomona Energy Storage, Inc. | 54736 | CA | PACC | WECC |  | 22 | 2 | NAICS-22 Non-Cogen | BA | MWH | OTH | CISO | 0 | -3592 | 2021
| natural gas steam turbine | FALSE | 50300 | N | . | VESI Pomona | VESI Pomona Energy Storage, Inc. | 54736 | CA | PACC | WECC |  | 22 | 2 | NAICS-22 Non-Cogen | ST | NG | NG | CISO | 0 | 0 | 2021
Vintage1995 | natural gas peaker | FALSE | 50304 | Y | . | Shell Deer Park | Deer Park Refinery Limited Partnership (DPRLP) | 64497 | TX | WSC | TRE |  | 324 | 7 | Industrial NAICS Cogen | GT | NG | NG | ERCO | 12958916 | 1139412.4 | 2021
Vintage0 | other | FALSE | 50304 | Y | . | Shell Deer Park | Deer Park Refinery Limited Partnership (DPRLP) | 64497 | TX | WSC | TRE |  | 324 | 7 | Industrial NAICS Cogen | GT | OG | OOG | ERCO | 1187428 | 104404.64 | 2021
Vintage1979 | other | FALSE | 50304 | Y | . | Shell Deer Park | Deer Park Refinery Limited Partnership (DPRLP) | 64497 | TX | WSC | TRE |  | 324 | 7 | Industrial NAICS Cogen | ST | PUR | OTH | ERCO | 2188500 | 247456 | 2021
| hard coal | FALSE | 50305 | Y | . | Alpena Cement Plant | Lafarge Corp | 40430 | MI | ENC | RFC |  | 32731 | 7 | Industrial NAICS Cogen | ST | BIT | COL | MISO | 0 | 0 | 2021
Vintage0 | natural gas steam turbine | FALSE | 50305 | Y | . | Alpena Cement Plant | Lafarge Corp | 40430 | MI | ENC | RFC |  | 32731 | 7 | Industrial NAICS Cogen | ST | NG | NG | MISO | 190282 | 15613.384 | 2021
| biomass | FALSE | 50305 | Y | . | Alpena Cement Plant | Lafarge Corp | 40430 | MI | ENC | RFC |  | 32731 | 7 | Industrial NAICS Cogen | ST | OBL | ORW | MISO | 0 | 0 | 2021
| other | FALSE | 50305 | Y | . | Alpena Cement Plant | Lafarge Corp | 40430 | MI | ENC | RFC |  | 32731 | 7 | Industrial NAICS Cogen | ST | OTH | OTH | MISO | 0 | 0 | 2021
Vintage1999 | petroleum | FALSE | 50305 | Y | . | Alpena Cement Plant | Lafarge Corp | 40430 | MI | ENC | RFC |  | 32731 | 7 | Industrial NAICS Cogen | ST | PC | PC | MISO | 1816304 | 148901.62 | 2021
| hard coal | FALSE | 50305 | Y | . | Alpena Cement Plant | Lafarge Corp | 40430 | MI | ENC | RFC |  | 32731 | 7 | Industrial NAICS Cogen | ST | SUB | COL | MISO | 0 | 0 | 2021
| biomass | FALSE | 50305 | Y | . | Alpena Cement Plant | Lafarge Corp | 40430 | MI | ENC | RFC |  | 32731 | 7 | Industrial NAICS Cogen | ST | WDS | WWW | MISO | 0 | 0 | 2021
| petroleum | FALSE | 50307 | Y | . | University of Oklahoma | University of Oklahoma | 19533 | OK | WSC | MRO |  | 611 | 5 | Commercial NAICS Cogen | IC | DFO | DFO | SWPP | 0 | 0 | 2021
| petroleum | FALSE | 50307 | Y | . | University of Oklahoma | University of Oklahoma | 19533 | OK | WSC | MRO |  | 611 | 5 | Commercial NAICS Cogen | IC | RFO | RFO | SWPP | 0 | 0 | 2021
| natural gas steam turbine | FALSE | 50307 | Y | . | University of Oklahoma | University of Oklahoma | 19533 | OK | WSC | MRO |  | 611 | 5 | Commercial NAICS Cogen | ST | NG | NG | SWPP | 0 | 0 | 2021
Vintage1989 | hard coal | TRUE | 50308 | Y | . | Utility Plants Section | Doyon Utilities - Ft. Wainwright | 56389 | AK | PACN |  |  | 22 | 1 | Electric Utility | ST | SUB | COL |  | 590193 | 65058 | 2021
Vintage2006 | natural gas peaker | FALSE | 50310 | N | . | Standby Generation Plant | Pensacola Christian College | 14762 | FL | SAT | SERC |  | 611 | 4 | Commercial NAICS Non-Cogen | IC | NG | NG | SOCO | 362 | 17 | 2021
Vintage1985 | hydro | TRUE | 50312 | N | . | Pembroke Hydro | Eagle Creek Renewable Energy, LLC | 57280 | NH | NEW | NPCC |  | 22 | 2 | NAICS-22 Non-Cogen | HY | WAT | HYC | ISNE | 82302 | 9306 | 2021
| hydro | FALSE | 50315 | N | . | Chasm Hydro Partnership | Ampersand Chasm Hydro LLC | 24979 | NY | MAT | NPCC |  | 22 | 2 | NAICS-22 Non-Cogen | HY | WAT | HYC | NYIS | 0 | 0 | 2021
| hard coal | FALSE | 50316 | Y | . | Bunge North America East LLC | Bunge North America East LLC | 3283 | IN | ENC | RFC |  | 311 | 7 | Industrial NAICS Cogen | ST | BIT | COL | PJM | 0 | 0 | 2021
| petroleum | FALSE | 50316 | Y | . | Bunge North America East LLC | Bunge North America East LLC | 3283 | IN | ENC | RFC |  | 311 | 7 | Industrial NAICS Cogen | ST | DFO | DFO | PJM | 0 | 0 | 2021
Vintage1950 | natural gas steam turbine | FALSE | 50316 | Y | . | Bunge North America East LLC | Bunge North America East LLC | 3283 | IN | ENC | RFC |  | 311 | 7 | Industrial NAICS Cogen | ST | NG | NG | PJM | 58887 | 13411 | 2021
Vintage1985 | hydro | TRUE | 50322 | N | . | Site 980 65 | Madera-Chowchilla Power Auth | 26287 | CA | PACC | WECC |  | 22 | 2 | NAICS-22 Non-Cogen | HY | WAT | HYC | CISO | 1027 | 116 | 2021
Vintage1985 | hydro | TRUE | 50323 | N | . | Marco Ranch | Marco Power Inc | 15286 | ID | MTN | WECC |  | 22 | 2 | NAICS-22 Non-Cogen | HY | WAT | HYC | IPCO | 22730 | 2570 | 2021
Vintage1983 | hydro | TRUE | 50324 | N | . | Newfound Hydroelectric | Eagle Creek Renewable Energy, LLC | 57280 | NH | NEW | NPCC |  | 22 | 2 | NAICS-22 Non-Cogen | HY | WAT | HYC | ISNE | 42920 | 4853 | 2021
| natural gas combined cycle | FALSE | 50326 | Y | . | Nalco | Nalco Co | 14293 | IL | ENC | RFC |  | 561 | 5 | Commercial NAICS Cogen | CA | NG | NG | PJM | 0 | 0 | 2021
Vintage1985 | natural gas combined cycle | FALSE | 50326 | Y | . | Nalco | Nalco Co | 14293 | IL | ENC | RFC |  | 561 | 5 | Commercial NAICS Cogen | CT | NG | NG | PJM | 73831 | 14065 | 2021
Vintage1988 | hydro | TRUE | 50328 | N | . | Byllesby | Dakota County, MN | 64843 | MN | WNC | MRO |  | 22 | 1 | Electric Utility | HY | WAT | HYC | MISO | 2981 | 337 | 2021
| natural gas peaker | FALSE | 50329 | Y | . | West Point Treatment Plant | King County Dept-Natural Res | 10004 | WA | PACC | WECC |  | 22132 | 5 | Commercial NAICS Cogen | IC | NG | NG | SCL | 0 | 0 | 2021
Vintage2012 | biomass | TRUE | 50329 | Y | . | West Point Treatment Plant | King County Dept-Natural Res | 10004 | WA | PACC | WECC |  | 22132 | 5 | Commercial NAICS Cogen | IC | OBG | ORW | SCL | 66591 | 10657 | 2021
Vintage2019 | hydro | FALSE | 50333 | N | . | Gay Robinson | Gay & Robinson Inc | 7019 | HI | PACN |  |  | 115 | 6 | Industrial NAICS Non-Cogen | HY | WAT | HYC | NA | 403498 | 45624 | 2021
| petroleum | FALSE | 50333 | N | . | Gay Robinson | Gay & Robinson Inc | 7019 | HI | PACN |  |  | 115 | 6 | Industrial NAICS Non-Cogen | IC | DFO | DFO | NA | 0 | 0 | 2021
| natural gas peaker | FALSE | 50337 | Y | . | Mooseheart Power House | Moose International | 21690 | IL | ENC | RFC |  | 813 | 5 | Commercial NAICS Cogen | IC | NG | NG | PJM | 0 | 0 | 2021
| petroleum | FALSE | 50341 | N | . | PCS Nitrogen Fertilizer LP | PCS Nitrogen LP | 15237 | LA | WSC | SERC |  | 325 | 6 | Industrial NAICS Non-Cogen | IC | DFO | DFO | MISO | 0 | 0 | 2021
Vintage1992 | hydro | TRUE | 50350 | N | . | Forks of Butte Hydro Project | HYPOWER INC | 8530 | CA | PACC | WECC |  | 22 | 2 | NAICS-22 Non-Cogen | HY | WAT | HYC | CISO | 122002 | 13795 | 2021
Vintage1987 | hydro | TRUE | 50351 | N | . | Rolfe Canal Hydro | Briar-Hydro Associates | 24793 | NH | NEW | NPCC |  | 22 | 2 | NAICS-22 Non-Cogen | HY | WAT | HYC | ISNE | 205306 | 23214 | 2021
Vintage1987 | hydro | TRUE | 50352 | N | . | Nacimiento Hydro Project | Monterey Cnty Water Res Agency | 12850 | CA | PACC | WECC |  | 22 | 2 | NAICS-22 Non-Cogen | HY | WAT | HYC | CISO | 34526 | 3904 | 2021
Vintage1983 | hydro | TRUE | 50353 | N | . | Penacook Lower Falls | Briar-Hydro Associates | 24793 | NH | NEW | NPCC |  | 22 | 2 | NAICS-22 Non-Cogen | HY | WAT | HYC | ISNE | 207693 | 23484 | 2021
Vintage1987 | hydro | TRUE | 50354 | N | . | Newport Hydro | Eagle Creek Renewable Energy, LLC | 57280 | NY | MAT | NPCC |  | 22 | 2 | NAICS-22 Non-Cogen | HY | WAT | HYC | NYIS | 59866 | 6769 | 2021
| natural gas steam turbine | FALSE | 50359 | Y | . | Sloss Industries Corp | Bluestone Coke LLC | 62972 | AL | ESC | SERC |  | 324 | 7 | Industrial NAICS Cogen | ST | NG | NG | SOCO | 0 | 0 | 2021
| other | FALSE | 50359 | Y | . | Sloss Industries Corp | Bluestone Coke LLC | 62972 | AL | ESC | SERC |  | 324 | 7 | Industrial NAICS Cogen | ST | OG | OOG | SOCO | 0 | 0 | 2021
Vintage1989 | hydro | TRUE | 50360 | N | . | Michell Butte Power Project | Owyhee Irrigation District | 14243 | OR | PACC | WECC |  | 22 | 2 | NAICS-22 Non-Cogen | HY | WAT | HYC | IPCO | 30601 | 3460 | 2021
Vintage1985 | hydro | TRUE | 50361 | N | . | Owyhee Dam Power Project | Owyhee Irrigation District | 14243 | OR | PACC | WECC |  | 22 | 2 | NAICS-22 Non-Cogen | HY | WAT | HYC | IPCO | 90209 | 10200 | 2021
Vintage1993 | hydro | TRUE | 50362 | N | . | Tunnel 1 Power Project | Owyhee Irrigation District | 14243 | OR | PACC | WECC |  | 22 | 2 | NAICS-22 Non-Cogen | HY | WAT | HYC | IPCO | 55380 | 6262 | 2021
| biomass | FALSE | 50365 | N | . | Ridgewood Providence Power | Rhode Island LFG Genco | 56889 | RI | NEW | NPCC |  | 22 | 2 | NAICS-22 Non-Cogen | IC | LFG | MLG | ISNE | 0 | 0 | 2021
Vintage2019 | natural gas peaker | FALSE | 50366 | Y | . | University of Notre Dame | University of Notre Dame | 19564 | IN | ENC | RFC |  | 611 | 5 | Commercial NAICS Cogen | GT | NG | NG | PJM | 84874 | 15601.6 | 2021
Vintage2006 | petroleum | FALSE | 50366 | Y | . | University of Notre Dame | University of Notre Dame | 19564 | IN | ENC | RFC |  | 611 | 5 | Commercial NAICS Cogen | IC | DFO | DFO | PJM | 2180 | 400.82 | 2021
| hard coal | FALSE | 50366 | Y | . | University of Notre Dame | University of Notre Dame | 19564 | IN | ENC | RFC |  | 611 | 5 | Commercial NAICS Cogen | ST | BIT | COL | PJM | 0 | 0 | 2021
Vintage0 | petroleum | FALSE | 50366 | Y | . | University of Notre Dame | University of Notre Dame | 19564 | IN | ENC | RFC |  | 611 | 5 | Commercial NAICS Cogen | ST | DFO | DFO | PJM | 567 | 102.209 | 2021
Vintage2000 | natural gas steam turbine | FALSE | 50366 | Y | . | University of Notre Dame | University of Notre Dame | 19564 | IN | ENC | RFC |  | 611 | 5 | Commercial NAICS Cogen | ST | NG | NG | PJM | 315725 | 56870.474 | 2021
| petroleum | FALSE | 50366 | Y | . | University of Notre Dame | University of Notre Dame | 19564 | IN | ENC | RFC |  | 611 | 5 | Commercial NAICS Cogen | ST | RFO | RFO | PJM | 0 | 0 | 2021
Vintage0 | petroleum | FALSE | 50368 | Y | . | Cornell University Central Heat | Cornell University | 21508 | NY | MAT | NPCC |  | 611 | 5 | Commercial NAICS Cogen | CA | DFO | DFO | NYIS | 80 | 17.361 | 2021
Vintage1988 | natural gas combined cycle | FALSE | 50368 | Y | . | Cornell University Central Heat | Cornell University | 21508 | NY | MAT | NPCC |  | 611 | 5 | Commercial NAICS Cogen | CA | NG | NG | NYIS | 125610 | 27610.639 | 2021
| hard coal | FALSE | 50368 | Y | . | Cornell University Central Heat | Cornell University | 21508 | NY | MAT | NPCC |  | 611 | 5 | Commercial NAICS Cogen | CT | BIT | COL | NYIS | 0 | 0 | 2021
Vintage0 | petroleum | FALSE | 50368 | Y | . | Cornell University Central Heat | Cornell University | 21508 | NY | MAT | NPCC |  | 611 | 5 | Commercial NAICS Cogen | CT | DFO | DFO | NYIS | 9 | 2.471 | 2021
Vintage2009 | natural gas combined cycle | FALSE | 50368 | Y | . | Cornell University Central Heat | Cornell University | 21508 | NY | MAT | NPCC |  | 611 | 5 | Commercial NAICS Cogen | CT | NG | NG | NYIS | 857336 | 183300.53 | 2021
| petroleum | FALSE | 50368 | Y | . | Cornell University Central Heat | Cornell University | 21508 | NY | MAT | NPCC |  | 611 | 5 | Commercial NAICS Cogen | CT | RFO | RFO | NYIS | 0 | 0 | 2021
Vintage2009 | petroleum | FALSE | 50368 | Y | . | Cornell University Central Heat | Cornell University | 21508 | NY | MAT | NPCC |  | 611 | 5 | Commercial NAICS Cogen | IC | DFO | DFO | NYIS | 176 | 39 | 2021
Vintage0 | petroleum | FALSE | 50373 | Y | . | Paxton Creek Cogeneration | Energy Center Paxton LLC | 13875 | PA | MAT | RFC |  | 22 | 3 | NAICS-22 Cogen | IC | DFO | DFO | PJM | 3053 | 342.695 | 2021
Vintage1986 | natural gas peaker | TRUE | 50373 | Y | . | Paxton Creek Cogeneration | Energy Center Paxton LLC | 13875 | PA | MAT | RFC |  | 22 | 3 | NAICS-22 Cogen | IC | NG | NG | PJM | 41558 | 4667.305 | 2021
Vintage1987 | hydro | TRUE | 50375 | N | . | East Portal Generator | Calleguas Mun Water District | 30076 | CA | PACC | WECC |  | 22 | 2 | NAICS-22 Non-Cogen | HY | WAT | HYC | CISO | 26894 | 3041 | 2021
Vintage1984 | hydro | TRUE | 50380 | N | . | Upriver Dam Hydro Plant | City of Spokane | 42892 | WA | PACC | WECC |  | 22 | 2 | NAICS-22 Non-Cogen | HY | WAT | HYC | AVA | 449231 | 50795 | 2021
Vintage1988 | hydro | TRUE | 50382 | N | . | Twin Reservoirs | Walla Walla City of | 20032 | WA | PACC | WECC |  | 22 | 2 | NAICS-22 Non-Cogen | HY | WAT | HYC | BPAT | 96248 | 10883 | 2021
Vintage1985 | hydro | TRUE | 50384 | N | . | Gregg Falls | Eagle Creek Renewable Energy, LLC | 57280 | NH | NEW | NPCC |  | 22 | 2 | NAICS-22 Non-Cogen | HY | WAT | HYC | ISNE | 99895 | 11295 | 2021
| other | FALSE | 50385 | N | . | Newark Bay Cogeneration Partnership LP | Newark Bay Cogeneration Partnership LP | 55846 | NJ | MAT | RFC |  | 22 | 2 | NAICS-22 Non-Cogen | CA | KER | WOO | PJM | 0 | 0 | 2021
| natural gas combined cycle | FALSE | 50385 | N | . | Newark Bay Cogeneration Partnership LP | Newark Bay Cogeneration Partnership LP | 55846 | NJ | MAT | RFC |  | 22 | 2 | NAICS-22 Non-Cogen | CA | NG | NG | PJM | 0 | 15632 | 2021
| other | FALSE | 50385 | N | . | Newark Bay Cogeneration Partnership LP | Newark Bay Cogeneration Partnership LP | 55846 | NJ | MAT | RFC |  | 22 | 2 | NAICS-22 Non-Cogen | CT | KER | WOO | PJM | 0 | 0 | 2021
Vintage1993 | natural gas combined cycle | TRUE | 50385 | N | . | Newark Bay Cogeneration Partnership LP | Newark Bay Cogeneration Partnership LP | 55846 | NJ | MAT | RFC |  | 22 | 2 | NAICS-22 Non-Cogen | CT | NG | NG | PJM | 579676 | 45618 | 2021
| natural gas steam turbine | FALSE | 50388 | Y | . | Phillips 66 Carbon Plant | Phillips 66 Company | 4208 | CA | PACC | WECC |  | 324 | 7 | Industrial NAICS Cogen | ST | NG | NG | CISO | 0 | 0 | 2021
| petroleum | FALSE | 50388 | Y | . | Phillips 66 Carbon Plant | Phillips 66 Company | 4208 | CA | PACC | WECC |  | 324 | 7 | Industrial NAICS Cogen | ST | PC | PC | CISO | 0 | 0 | 2021
Vintage0 | other | FALSE | 50388 | Y | . | Phillips 66 Carbon Plant | Phillips 66 Company | 4208 | CA | PACC | WECC |  | 324 | 7 | Industrial NAICS Cogen | ST | WH | OTH | CISO | 994364 | 112434 | 2021
Vintage1990 | natural gas peaker | FALSE | 50389 | Y | . | Port Allen (LA) | Placid Refining Co LLC | 15173 | LA | WSC | SERC |  | 32411 | 7 | Industrial NAICS Cogen | GT | NG | NG | MISO | 161090 | 41075 | 2021
Vintage1998 | petroleum | FALSE | 50392 | Y | . | Eielson AFB Central Heat & Power Plant | U S Air Force-Eielson AFB | 22199 | AK | PACN |  |  | 928 | 5 | Commercial NAICS Cogen | IC | DFO | DFO |  | 1388 | 292 | 2021
Vintage1987 | hard coal | FALSE | 50392 | Y | . | Eielson AFB Central Heat & Power Plant | U S Air Force-Eielson AFB | 22199 | AK | PACN |  |  | 928 | 5 | Commercial NAICS Cogen | ST | SUB | COL |  | 352501 | 73660 | 2021
Vintage2017 | hydro | TRUE | 50393 | N | . | Friant Hydro Facility | Friant Power Authority | 25438 | CA | PACC | WECC |  | 22 | 2 | NAICS-22 Non-Cogen | HY | WAT | HYC | CISO | 356086 | 40263 | 2021
Vintage1950 | hydro | FALSE | 50395 | Y | . | Georgia-Pacific Corp - Nekoosa Mill | Domtar Industries Inc | 5033 | WI | ENC | MRO |  | 322122 | 7 | Industrial NAICS Cogen | HY | WAT | HYC | MISO | 196045 | 22167 | 2021
| hard coal | FALSE | 50395 | Y | . | Georgia-Pacific Corp - Nekoosa Mill | Domtar Industries Inc | 5033 | WI | ENC | MRO |  | 322122 | 7 | Industrial NAICS Cogen | ST | BIT | COL | MISO | 0 | 0 | 2021
Vintage1991 | biomass | TRUE | 50395 | Y | . | Georgia-Pacific Corp - Nekoosa Mill | Domtar Industries Inc | 5033 | WI | ENC | MRO |  | 322122 | 7 | Industrial NAICS Cogen | ST | BLQ | WWW | MISO | 371826 | 84686.867 | 2021
Vintage1966 | natural gas steam turbine | FALSE | 50395 | Y | . | Georgia-Pacific Corp - Nekoosa Mill | Domtar Industries Inc | 5033 | WI | ENC | MRO |  | 322122 | 7 | Industrial NAICS Cogen | ST | NG | NG | MISO | 249384 | 56782.133 | 2021
Vintage0 | natural gas steam turbine | FALSE | 50396 | Y | . | Dillard Complex | Roseburg Forest Products Co | 16294 | OR | PACC | WECC |  | 321 | 7 | Industrial NAICS Cogen | ST | NG | NG | PACW | 33045 | 2830.111 | 2021
Vintage1955 | biomass | TRUE | 50396 | Y | . | Dillard Complex | Roseburg Forest Products Co | 16294 | OR | PACC | WECC |  | 321 | 7 | Industrial NAICS Cogen | ST | WDS | WWW | PACW | 1617550 | 140263.89 | 2021
Vintage1989 | hard coal | FALSE | 50397 | Y | . | Pixelle Specialty Solutions LLC - Spring Grove Facility | Pixelle Specialty Solutions LLC - (PA) | 61988 | PA | MAT | RFC |  | 322 | 7 | Industrial NAICS Cogen | ST | BIT | COL | PJM | 439544 | 77936.85 | 2021
Vintage1994 | biomass | TRUE | 50397 | Y | . | Pixelle Specialty Solutions LLC - Spring Grove Facility | Pixelle Specialty Solutions LLC - (PA) | 61988 | PA | MAT | RFC |  | 322 | 7 | Industrial NAICS Cogen | ST | BLQ | WWW | PJM | 1250744 | 221772.03 | 2021
| petroleum | FALSE | 50397 | Y | . | Pixelle Specialty Solutions LLC - Spring Grove Facility | Pixelle Specialty Solutions LLC - (PA) | 61988 | PA | MAT | RFC |  | 322 | 7 | Industrial NAICS Cogen | ST | DFO | DFO | PJM | 0 | 0 | 2021
Vintage1962 | natural gas steam turbine | FALSE | 50397 | Y | . | Pixelle Specialty Solutions LLC - Spring Grove Facility | Pixelle Specialty Solutions LLC - (PA) | 61988 | PA | MAT | RFC |  | 322 | 7 | Industrial NAICS Cogen | ST | NG | NG | PJM | 617403 | 109472.77 | 2021
Vintage0 | petroleum | FALSE | 50397 | Y | . | Pixelle Specialty Solutions LLC - Spring Grove Facility | Pixelle Specialty Solutions LLC - (PA) | 61988 | PA | MAT | RFC |  | 322 | 7 | Industrial NAICS Cogen | ST | RFO | RFO | PJM | 4713 | 835.51 | 2021
Vintage1994 | biomass | TRUE | 50397 | Y | . | Pixelle Specialty Solutions LLC - Spring Grove Facility | Pixelle Specialty Solutions LLC - (PA) | 61988 | PA | MAT | RFC |  | 322 | 7 | Industrial NAICS Cogen | ST | SLW | ORW | PJM | 24170 | 4285.383 | 2021
Vintage1994 | biomass | TRUE | 50397 | Y | . | Pixelle Specialty Solutions LLC - Spring Grove Facility | Pixelle Specialty Solutions LLC - (PA) | 61988 | PA | MAT | RFC |  | 322 | 7 | Industrial NAICS Cogen | ST | WDS | WWW | PJM | 159729 | 28321.816 | 2021
| hard coal | FALSE | 50398 | Y | . | International Paper Savanna Mill | International Paper Co | 30002 | GA | SAT | SERC |  | 32213 | 7 | Industrial NAICS Cogen | ST | BIT | COL | SOCO | 0 | 0 | 2021
Vintage1998 | biomass | TRUE | 50398 | Y | . | International Paper Savanna Mill | International Paper Co | 30002 | GA | SAT | SERC |  | 32213 | 7 | Industrial NAICS Cogen | ST | BLQ | WWW | SOCO | 2396713 | 388096.97 | 2021
| petroleum | FALSE | 50398 | Y | . | International Paper Savanna Mill | International Paper Co | 30002 | GA | SAT | SERC |  | 32213 | 7 | Industrial NAICS Cogen | ST | DFO | DFO | SOCO | 0 | 0 | 2021
Vintage1981 | natural gas steam turbine | FALSE | 50398 | Y | . | International Paper Savanna Mill | International Paper Co | 30002 | GA | SAT | SERC |  | 32213 | 7 | Industrial NAICS Cogen | ST | NG | NG | SOCO | 1088210 | 176212.56 | 2021
| petroleum | FALSE | 50398 | Y | . | International Paper Savanna Mill | International Paper Co | 30002 | GA | SAT | SERC |  | 32213 | 7 | Industrial NAICS Cogen | ST | RFO | RFO | SOCO | 0 | 0 | 2021
Vintage1998 | biomass | TRUE | 50398 | Y | . | International Paper Savanna Mill | International Paper Co | 30002 | GA | SAT | SERC |  | 32213 | 7 | Industrial NAICS Cogen | ST | WDS | WWW | SOCO | 263117 | 42606.472 | 2021
Vintage1986 | hydro | TRUE | 50400 | N | . | Sand Bar Power Plant | Tri-Dam Power Authority | 19560 | CA | PACC | WECC |  | 22 | 2 | NAICS-22 Non-Cogen | HY | WAT | HYC | CISO | 298989 | 33807 | 2021
Vintage1997 | other | FALSE | 50404 | N | . | BP Chemicals Green Lake Plant | INEOS Nitriles Greenlake | 54837 | TX | WSC | TRE |  | 32512 | 6 | Industrial NAICS Non-Cogen | ST | WH | OTH | ERCO | 432453 | 39900 | 2021
Vintage1990 | biomass | TRUE | 50406 | Y | . | Somerset Plant | Sappi Fine Paper North America-Somerset | 16190 | ME | NEW | NPCC |  | 322122 | 7 | Industrial NAICS Cogen | ST | BLQ | WWW | ISNE | 1373514 | 287040.41 | 2021
Vintage0 | petroleum | FALSE | 50406 | Y | . | Somerset Plant | Sappi Fine Paper North America-Somerset | 16190 | ME | NEW | NPCC |  | 322122 | 7 | Industrial NAICS Cogen | ST | DFO | DFO | ISNE | 443 | 92.722 | 2021
Vintage0 | natural gas steam turbine | FALSE | 50406 | Y | . | Somerset Plant | Sappi Fine Paper North America-Somerset | 16190 | ME | NEW | NPCC |  | 322122 | 7 | Industrial NAICS Cogen | ST | NG | NG | ISNE | 103177 | 21524.038 | 2021
Vintage1990 | biomass | TRUE | 50406 | Y | . | Somerset Plant | Sappi Fine Paper North America-Somerset | 16190 | ME | NEW | NPCC |  | 322122 | 7 | Industrial NAICS Cogen | ST | OBL | ORW | ISNE | 2041 | 426.75 | 2021
Vintage0 | petroleum | FALSE | 50406 | Y | . | Somerset Plant | Sappi Fine Paper North America-Somerset | 16190 | ME | NEW | NPCC |  | 322122 | 7 | Industrial NAICS Cogen | ST | RFO | RFO | ISNE | 27826 | 5819.418 | 2021
Vintage1990 | biomass | TRUE | 50406 | Y | . | Somerset Plant | Sappi Fine Paper North America-Somerset | 16190 | ME | NEW | NPCC |  | 322122 | 7 | Industrial NAICS Cogen | ST | SLW | ORW | ISNE | 41870 | 8754.561 | 2021
Vintage0 | other | FALSE | 50406 | Y | . | Somerset Plant | Sappi Fine Paper North America-Somerset | 16190 | ME | NEW | NPCC |  | 322122 | 7 | Industrial NAICS Cogen | ST | TDF | OTH | ISNE | 151580 | 31684.241 | 2021
Vintage1990 | biomass | TRUE | 50406 | Y | . | Somerset Plant | Sappi Fine Paper North America-Somerset | 16190 | ME | NEW | NPCC |  | 322122 | 7 | Industrial NAICS Cogen | ST | WDS | WWW | ISNE | 979557 | 204819.86 | 2021
Vintage1988 | hydro | TRUE | 50408 | N | . | Park Mill | Eagle Creek Renewable Energy, LLC | 57280 | WI | ENC | MRO |  | 22 | 2 | NAICS-22 Non-Cogen | HY | WAT | HYC | MISO | 119183 | 13476 | 2021
Vintage1978 | hydro | TRUE | 50409 | N | . | Menominee Mill Marinette | Eagle Creek Renewable Energy, LLC | 57280 | MI | ENC | MRO |  | 22 | 2 | NAICS-22 Non-Cogen | HY | WAT | HYC | MISO | 94472 | 10682 | 2021
| natural gas combined cycle | FALSE | 50410 | Y | . | Chester Operations | Kimberly-Clark Corp | 10273 | PA | MAT | RFC |  | 322122 | 7 | Industrial NAICS Cogen | CA | NG | NG | PJM | 0 | 0 | 2021
| hard coal | FALSE | 50410 | Y | . | Chester Operations | Kimberly-Clark Corp | 10273 | PA | MAT | RFC |  | 322122 | 7 | Industrial NAICS Cogen | CT | BIT | COL | PJM | 0 | 0 | 2021
| petroleum | FALSE | 50410 | Y | . | Chester Operations | Kimberly-Clark Corp | 10273 | PA | MAT | RFC |  | 322122 | 7 | Industrial NAICS Cogen | CT | DFO | DFO | PJM | 0 | 0 | 2021
Vintage2020 | natural gas combined cycle | FALSE | 50410 | Y | . | Chester Operations | Kimberly-Clark Corp | 10273 | PA | MAT | RFC |  | 322122 | 7 | Industrial NAICS Cogen | CT | NG | NG | PJM | 753523 | 178059 | 2021
| petroleum | FALSE | 50410 | Y | . | Chester Operations | Kimberly-Clark Corp | 10273 | PA | MAT | RFC |  | 322122 | 7 | Industrial NAICS Cogen | CT | PC | PC | PJM | 0 | 0 | 2021
| hard coal | FALSE | 50410 | Y | . | Chester Operations | Kimberly-Clark Corp | 10273 | PA | MAT | RFC |  | 322122 | 7 | Industrial NAICS Cogen | CT | WC | WOC | PJM | 0 | 0 | 2021
| petroleum | FALSE | 50411 | Y | . | Rutgers Biomedical and Health Cogen | Rutgers, The State University of NJ | 58485 | NJ | MAT | RFC |  | 622 | 5 | Commercial NAICS Cogen | GT | DFO | DFO | PJM | 0 | 0 | 2021
| natural gas peaker | FALSE | 50411 | Y | . | Rutgers Biomedical and Health Cogen | Rutgers, The State University of NJ | 58485 | NJ | MAT | RFC |  | 622 | 5 | Commercial NAICS Cogen | GT | NG | NG | PJM | 0 | 0 | 2021
Vintage2009 | petroleum | FALSE | 50413 | Y | . | Olmsted Waste Energy | Olmsted County Public Works | 21995 | MN | WNC | MRO |  | 562213 | 5 | Commercial NAICS Cogen | IC | DFO | DFO | MISO | 29 | 6.86 | 2021
Vintage2010 | municipal solid waste | FALSE | 50413 | Y | . | Olmsted Waste Energy | Olmsted County Public Works | 21995 | MN | WNC | MRO |  | 562213 | 5 | Commercial NAICS Cogen | ST | MSB | MLG | MISO | 88118 | 16032.832 | 2021
Vintage2010 | municipal solid waste | FALSE | 50413 | Y | . | Olmsted Waste Energy | Olmsted County Public Works | 21995 | MN | WNC | MRO |  | 562213 | 5 | Commercial NAICS Cogen | ST | MSN | OTH | MISO | 107697 | 19595.193 | 2021
Vintage0 | natural gas steam turbine | FALSE | 50413 | Y | . | Olmsted Waste Energy | Olmsted County Public Works | 21995 | MN | WNC | MRO |  | 562213 | 5 | Commercial NAICS Cogen | ST | NG | NG | MISO | 1311 | 238.695 | 2021
Vintage1986 | hydro | TRUE | 50414 | N | . | Penacook Upper Falls Hydro | Briar-Hydro Associates | 24793 | NH | NEW | NPCC |  | 22 | 2 | NAICS-22 Non-Cogen | HY | WAT | HYC | ISNE | 127240 | 14387 | 2021
Vintage1986 | hydro | TRUE | 50416 | N | . | Tannery Island Power | Ampersand Tannery Island Hydro, LLC | 18436 | NY | MAT | NPCC |  | 22 | 2 | NAICS-22 Non-Cogen | HY | WAT | HYC | NYIS | 64049 | 7242 | 2021
Vintage1987 | hydro | TRUE | 50421 | N | . | Orchard Avenue 1 | Yakima-Tieton Irrigation Dist | 21086 | WA | PACC | WECC |  | 22 | 2 | NAICS-22 Non-Cogen | HY | WAT | HYC | PACW | 15351 | 1736 | 2021
Vintage1987 | hydro | TRUE | 50423 | N | . | Cowiche | Yakima-Tieton Irrigation Dist | 21086 | WA | PACC | WECC |  | 22 | 2 | NAICS-22 Non-Cogen | HY | WAT | HYC | PACW | 29700 | 3358 | 2021
| petroleum | FALSE | 50427 | Y | . | Bronx Zoo | New York Zoological Society | 13487 | NY | MAT | NPCC |  | 712 | 5 | Commercial NAICS Cogen | IC | DFO | DFO | NYIS | 0 | 0 | 2021
Vintage1995 | natural gas peaker | FALSE | 50427 | Y | . | Bronx Zoo | New York Zoological Society | 13487 | NY | MAT | NPCC |  | 712 | 5 | Commercial NAICS Cogen | IC | NG | NG | NYIS | 125325 | 20569 | 2021
Vintage0 | petroleum | FALSE | 50431 | Y | . | University of Michigan | University of Michigan | 19588 | MI | ENC | RFC |  | 611 | 5 | Commercial NAICS Cogen | CA | DFO | DFO | MISO | 200 | 686.872 | 2021
Vintage1986 | natural gas combined cycle | FALSE | 50431 | Y | . | University of Michigan | University of Michigan | 19588 | MI | ENC | RFC |  | 611 | 5 | Commercial NAICS Cogen | CA | NG | NG | MISO | 397940 | 88805.128 | 2021
Vintage0 | petroleum | FALSE | 50431 | Y | . | University of Michigan | University of Michigan | 19588 | MI | ENC | RFC |  | 611 | 5 | Commercial NAICS Cogen | CT | DFO | DFO | MISO | 9709 | 1547.627 | 2021
Vintage1992 | natural gas combined cycle | FALSE | 50431 | Y | . | University of Michigan | University of Michigan | 19588 | MI | ENC | RFC |  | 611 | 5 | Commercial NAICS Cogen | CT | NG | NG | MISO | 244133 | 54403.373 | 2021
Vintage1984 | hydro | TRUE | 50433 | N | . | Ada Dam | Eagle Creek Renewable Energy, LLC | 57280 | MI | ENC | RFC |  | 22 | 2 | NAICS-22 Non-Cogen | HY | WAT | HYC | MISO | 30520 | 3451 | 2021
| hydro | FALSE | 50435 | N | . | Sugarloaf Hydro Plant | Eagle Creek Renewable Energy, LLC | 57280 | CO | MTN | WECC |  | 22 | 2 | NAICS-22 Non-Cogen | HY | WAT | HYC | PSCO | 0 | 0 | 2021
Vintage1986 | hydro | TRUE | 50436 | N | . | Cascade Dam | Eagle Creek Renewable Energy, LLC | 57280 | MI | ENC | RFC |  | 22 | 2 | NAICS-22 Non-Cogen | HY | WAT | HYC | MISO | 49219 | 5565 | 2021
Vintage1988 | hydro | TRUE | 50437 | N | . | French Landing Dam | Eagle Creek Renewable Energy, LLC | 57280 | MI | ENC | RFC |  | 22 | 2 | NAICS-22 Non-Cogen | HY | WAT | HYC | MISO | 72715 | 8222 | 2021
Vintage1971 | hydro | TRUE | 50439 | N | . | Oconto Falls Lower | Eagle Creek Renewable Energy, LLC | 57280 | WI | ENC | RFC |  | 22 | 2 | NAICS-22 Non-Cogen | HY | WAT | HYC | MISO | 74977 | 8478 | 2021
Vintage1940 | hydro | FALSE | 50447 | Y | . | S D Warren Westbrook | Sappi North America Westbrook Mill | 16721 | ME | NEW | NPCC |  | 322122 | 7 | Industrial NAICS Cogen | HY | WAT | HYC | ISNE | 178630 | 20198 | 2021
| hard coal | FALSE | 50447 | Y | . | S D Warren Westbrook | Sappi North America Westbrook Mill | 16721 | ME | NEW | NPCC |  | 322122 | 7 | Industrial NAICS Cogen | ST | BIT | COL | ISNE | 0 | 0 | 2021
| petroleum | FALSE | 50447 | Y | . | S D Warren Westbrook | Sappi North America Westbrook Mill | 16721 | ME | NEW | NPCC |  | 322122 | 7 | Industrial NAICS Cogen | ST | DFO | DFO | ISNE | 0 | 0 | 2021
| petroleum | FALSE | 50447 | Y | . | S D Warren Westbrook | Sappi North America Westbrook Mill | 16721 | ME | NEW | NPCC |  | 322122 | 7 | Industrial NAICS Cogen | ST | RFO | RFO | ISNE | 0 | 0 | 2021
| biomass | FALSE | 50447 | Y | . | S D Warren Westbrook | Sappi North America Westbrook Mill | 16721 | ME | NEW | NPCC |  | 322122 | 7 | Industrial NAICS Cogen | ST | WDS | WWW | ISNE | 0 | 0 | 2021
| petroleum | FALSE | 50449 | Y | . | Indeck Silver Springs Energy Center | Indeck-Energy Serv Silver Spg | 9245 | NY | MAT | NPCC |  | 22 | 3 | NAICS-22 Cogen | CA | DFO | DFO | NYIS | 0 | 0 | 2021
Vintage1991 | natural gas combined cycle | TRUE | 50449 | Y | . | Indeck Silver Springs Energy Center | Indeck-Energy Serv Silver Spg | 9245 | NY | MAT | NPCC |  | 22 | 3 | NAICS-22 Cogen | CA | NG | NG | NYIS | 7450 | 8678.59 | 2021
| petroleum | FALSE | 50449 | Y | . | Indeck Silver Springs Energy Center | Indeck-Energy Serv Silver Spg | 9245 | NY | MAT | NPCC |  | 22 | 3 | NAICS-22 Cogen | CT | DFO | DFO | NYIS | 0 | 0 | 2021
Vintage1991 | natural gas combined cycle | TRUE | 50449 | Y | . | Indeck Silver Springs Energy Center | Indeck-Energy Serv Silver Spg | 9245 | NY | MAT | NPCC |  | 22 | 3 | NAICS-22 Cogen | CT | NG | NG | NYIS | 369778 | 28974.87 | 2021
| petroleum | FALSE | 50450 | Y | . | Indeck Oswego Energy Center | Indeck-Oswego Ltd Partnership | 9244 | NY | MAT | NPCC |  | 22 | 3 | NAICS-22 Cogen | CA | DFO | DFO | NYIS | 0 | 2.04 | 2021
Vintage1990 | natural gas combined cycle | TRUE | 50450 | Y | . | Indeck Oswego Energy Center | Indeck-Oswego Ltd Partnership | 9244 | NY | MAT | NPCC |  | 22 | 3 | NAICS-22 Cogen | CA | NG | NG | NYIS | 8222 | 7449.96 | 2021
Vintage0 | petroleum | FALSE | 50450 | Y | . | Indeck Oswego Energy Center | Indeck-Oswego Ltd Partnership | 9244 | NY | MAT | NPCC |  | 22 | 3 | NAICS-22 Cogen | CT | DFO | DFO | NYIS | 61 | 4.67 | 2021
Vintage1990 | natural gas combined cycle | TRUE | 50450 | Y | . | Indeck Oswego Energy Center | Indeck-Oswego Ltd Partnership | 9244 | NY | MAT | NPCC |  | 22 | 3 | NAICS-22 Cogen | CT | NG | NG | NYIS | 215081 | 16202.33 | 2021
| petroleum | FALSE | 50451 | Y | . | Indeck Yerkes Energy Center | Indeck-Yerkes Ltd Partnership | 9243 | NY | MAT | NPCC |  | 22 | 3 | NAICS-22 Cogen | CA | DFO | DFO | NYIS | 0 | 3.515 | 2021
Vintage1989 | natural gas combined cycle | TRUE | 50451 | Y | . | Indeck Yerkes Energy Center | Indeck-Yerkes Ltd Partnership | 9243 | NY | MAT | NPCC |  | 22 | 3 | NAICS-22 Cogen | CA | NG | NG | NYIS | 6465 | 6128.485 | 2021
Vintage0 | petroleum | FALSE | 50451 | Y | . | Indeck Yerkes Energy Center | Indeck-Yerkes Ltd Partnership | 9243 | NY | MAT | NPCC |  | 22 | 3 | NAICS-22 Cogen | CT | DFO | DFO | NYIS | 134 | 9.62 | 2021
Vintage1989 | natural gas combined cycle | TRUE | 50451 | Y | . | Indeck Yerkes Energy Center | Indeck-Yerkes Ltd Partnership | 9243 | NY | MAT | NPCC |  | 22 | 3 | NAICS-22 Cogen | CT | NG | NG | NYIS | 218914 | 16114.38 | 2021
| hard coal | FALSE | 50456 | Y | . | Procter & Gamble Cincinnati Plant | Procter & Gamble Co | 15400 | OH | ENC | RFC |  | 339 | 7 | Industrial NAICS Cogen | ST | BIT | COL | PJM | 0 | 0 | 2021
| petroleum | FALSE | 50456 | Y | . | Procter & Gamble Cincinnati Plant | Procter & Gamble Co | 15400 | OH | ENC | RFC |  | 339 | 7 | Industrial NAICS Cogen | ST | DFO | DFO | PJM | 0 | 0 | 2021
Vintage1965 | natural gas steam turbine | FALSE | 50456 | Y | . | Procter & Gamble Cincinnati Plant | Procter & Gamble Co | 15400 | OH | ENC | RFC |  | 339 | 7 | Industrial NAICS Cogen | ST | NG | NG | PJM | 112201 | 7520 | 2021
| petroleum | FALSE | 50458 | Y | . | Indeck Corinth Energy Center | Indeck-Corinth Ltd Partnership | 9263 | NY | MAT | NPCC |  | 22 | 3 | NAICS-22 Cogen | CA | DFO | DFO | NYIS | 0 | 0 | 2021
| other | FALSE | 50458 | Y | . | Indeck Corinth Energy Center | Indeck-Corinth Ltd Partnership | 9263 | NY | MAT | NPCC |  | 22 | 3 | NAICS-22 Cogen | CA | KER | WOO | NYIS | 0 | 0 | 2021
Vintage1995 | natural gas combined cycle | TRUE | 50458 | Y | . | Indeck Corinth Energy Center | Indeck-Corinth Ltd Partnership | 9263 | NY | MAT | NPCC |  | 22 | 3 | NAICS-22 Cogen | CA | NG | NG | NYIS | 249254 | 202027 | 2021
| petroleum | FALSE | 50458 | Y | . | Indeck Corinth Energy Center | Indeck-Corinth Ltd Partnership | 9263 | NY | MAT | NPCC |  | 22 | 3 | NAICS-22 Cogen | CT | DFO | DFO | NYIS | 0 | 0 | 2021
| other | FALSE | 50458 | Y | . | Indeck Corinth Energy Center | Indeck-Corinth Ltd Partnership | 9263 | NY | MAT | NPCC |  | 22 | 3 | NAICS-22 Cogen | CT | KER | WOO | NYIS | 0 | 0 | 2021
Vintage1995 | natural gas combined cycle | TRUE | 50458 | Y | . | Indeck Corinth Energy Center | Indeck-Corinth Ltd Partnership | 9263 | NY | MAT | NPCC |  | 22 | 3 | NAICS-22 Cogen | CT | NG | NG | NYIS | 4074895 | 352472 | 2021
Vintage1984 | hydro | FALSE | 50461 | N | . | Cheboygan | Great Lakes Tissue Co | 7857 | MI | ENC | RFC |  | 322122 | 6 | Industrial NAICS Non-Cogen | HY | WAT | HYC | MISO | 41761 | 4722 | 2021
Vintage2013 | natural gas peaker | FALSE | 50463 | Y | . | Procter & Gamble Mehoopany Mill | Procter & Gamble Ppr Prdts Co | 15394 | PA | MAT | RFC |  | 322122 | 7 | Industrial NAICS Cogen | GT | NG | NG | PJM | 5149165 | 837643 | 2021
| petroleum | FALSE | 50463 | Y | . | Procter & Gamble Mehoopany Mill | Procter & Gamble Ppr Prdts Co | 15394 | PA | MAT | RFC |  | 322122 | 7 | Industrial NAICS Cogen | GT | RFO | RFO | PJM | 0 | 0 | 2021
Vintage1984 | natural gas steam turbine | FALSE | 50463 | Y | . | Procter & Gamble Mehoopany Mill | Procter & Gamble Ppr Prdts Co | 15394 | PA | MAT | RFC |  | 322122 | 7 | Industrial NAICS Cogen | ST | NG | NG | PJM | 28511 | 4763 | 2021
Vintage1989 | natural gas peaker | FALSE | 50464 | Y | . | Oxnard | Procter&Gamble Paper Products Co-Oxnard | 15375 | CA | PACC | WECC |  | 322122 | 7 | Industrial NAICS Cogen | GT | NG | NG | CISO | 3633623 | 523413 | 2021
Vintage2015 | biomass | TRUE | 50465 | Y | . | Flint River Operations | International Paper - Flint River Mill | 61982 | GA | SAT | SERC |  | 322 | 7 | Industrial NAICS Cogen | ST | BLQ | WWW | SOCO | 1571196 | 356023.15 | 2021
Vintage0 | petroleum | FALSE | 50465 | Y | . | Flint River Operations | International Paper - Flint River Mill | 61982 | GA | SAT | SERC |  | 322 | 7 | Industrial NAICS Cogen | ST | DFO | DFO | SOCO | 18986 | 4301.931 | 2021
Vintage0 | natural gas steam turbine | FALSE | 50465 | Y | . | Flint River Operations | International Paper - Flint River Mill | 61982 | GA | SAT | SERC |  | 322 | 7 | Industrial NAICS Cogen | ST | NG | NG | SOCO | 126412 | 28644.268 | 2021
| petroleum | FALSE | 50465 | Y | . | Flint River Operations | International Paper - Flint River Mill | 61982 | GA | SAT | SERC |  | 322 | 7 | Industrial NAICS Cogen | ST | RFO | RFO | SOCO | 0 | 0 | 2021
Vintage2015 | biomass | TRUE | 50465 | Y | . | Flint River Operations | International Paper - Flint River Mill | 61982 | GA | SAT | SERC |  | 322 | 7 | Industrial NAICS Cogen | ST | WDS | WWW | SOCO | 305580 | 69242.25 | 2021
Vintage2011 | biomass | TRUE | 50466 | Y | . | Buckeye Florida LP | Buckeye Florida Ltd Partners | 2522 | FL | SAT | SERC |  | 322 | 7 | Industrial NAICS Cogen | ST | BLQ | WWW | FPC | 1082435 | 150710.11 | 2021
| petroleum | FALSE | 50466 | Y | . | Buckeye Florida LP | Buckeye Florida Ltd Partners | 2522 | FL | SAT | SERC |  | 322 | 7 | Industrial NAICS Cogen | ST | DFO | DFO | FPC | 0 | 0 | 2021
Vintage0 | natural gas steam turbine | FALSE | 50466 | Y | . | Buckeye Florida LP | Buckeye Florida Ltd Partners | 2522 | FL | SAT | SERC |  | 322 | 7 | Industrial NAICS Cogen | ST | NG | NG | FPC | 437957 | 60977.907 | 2021
| biomass | FALSE | 50466 | Y | . | Buckeye Florida LP | Buckeye Florida Ltd Partners | 2522 | FL | SAT | SERC |  | 322 | 7 | Industrial NAICS Cogen | ST | OBG | ORW | FPC | 0 | 0 | 2021
Vintage0 | petroleum | FALSE | 50466 | Y | . | Buckeye Florida LP | Buckeye Florida Ltd Partners | 2522 | FL | SAT | SERC |  | 322 | 7 | Industrial NAICS Cogen | ST | RFO | RFO | FPC | 34661 | 4825.712 | 2021
Vintage2011 | biomass | TRUE | 50466 | Y | . | Buckeye Florida LP | Buckeye Florida Ltd Partners | 2522 | FL | SAT | SERC |  | 322 | 7 | Industrial NAICS Cogen | ST | WDS | WWW | FPC | 440885 | 61385.435 | 2021
| hydro | FALSE | 50468 | N | . | Rocky Mount Mill | Capitol Broadcasting Company Inc | 55876 | NC | SAT | SERC |  | 314 | 6 | Industrial NAICS Non-Cogen | HY | WAT | HYC | CPLE | 0 | 0 | 2021
| petroleum | FALSE | 50472 | Y | . | Covanta Niagara I, LLC | Covanta Energy of Niagara LP | 470 | NY | MAT | NPCC |  | 22 | 3 | NAICS-22 Cogen | ST | DFO | DFO | NYIS | 0 | 0 | 2021
Vintage1980 | municipal solid waste | TRUE | 50472 | Y | . | Covanta Niagara I, LLC | Covanta Energy of Niagara LP | 470 | NY | MAT | NPCC |  | 22 | 3 | NAICS-22 Cogen | ST | MSB | MLG | NYIS | 507932 | 79082.734 | 2021
Vintage1980 | municipal solid waste | TRUE | 50472 | Y | . | Covanta Niagara I, LLC | Covanta Energy of Niagara LP | 470 | NY | MAT | NPCC |  | 22 | 3 | NAICS-22 Cogen | ST | MSN | OTH | NYIS | 620800 | 96655.512 | 2021
Vintage0 | natural gas steam turbine | FALSE | 50472 | Y | . | Covanta Niagara I, LLC | Covanta Energy of Niagara LP | 470 | NY | MAT | NPCC |  | 22 | 3 | NAICS-22 Cogen | ST | NG | NG | NYIS | 86387 | 13391.754 | 2021
| petroleum | FALSE | 50474 | Y | . | Swift Creek Chemical Complex | White Springs Agrici Chem Inc | 20558 | FL | SAT | SERC |  | 325 | 7 | Industrial NAICS Cogen | ST | DFO | DFO | FPC | 0 | 0 | 2021
Vintage0 | natural gas steam turbine | FALSE | 50474 | Y | . | Swift Creek Chemical Complex | White Springs Agrici Chem Inc | 20558 | FL | SAT | SERC |  | 325 | 7 | Industrial NAICS Cogen | ST | NG | NG | FPC | 32572 | 7446.147 | 2021
Vintage1980 | other | FALSE | 50474 | Y | . | Swift Creek Chemical Complex | White Springs Agrici Chem Inc | 20558 | FL | SAT | SERC |  | 325 | 7 | Industrial NAICS Cogen | ST | OTH | OTH | FPC | 400220 | 91491.853 | 2021
| other | FALSE | 50474 | Y | . | Swift Creek Chemical Complex | White Springs Agrici Chem Inc | 20558 | FL | SAT | SERC |  | 325 | 7 | Industrial NAICS Cogen | ST | PG | WOO | FPC | 0 | 0 | 2021
| petroleum | FALSE | 50474 | Y | . | Swift Creek Chemical Complex | White Springs Agrici Chem Inc | 20558 | FL | SAT | SERC |  | 325 | 7 | Industrial NAICS Cogen | ST | RFO | RFO | FPC | 0 | 0 | 2021
Vintage1989 | natural gas peaker | FALSE | 50475 | Y | . | Corpus Christi | Equistar Chemicals LP | 5065 | TX | WSC | TRE |  | 325 | 7 | Industrial NAICS Cogen | GT | NG | NG | ERCO | 1172659 | 73329 | 2021
Vintage1920 | hydro | FALSE | 50476 | Y | . | Packaging of America Tomahawk Mill | PCA-Tomahawk Mill | 14369 | WI | ENC | MRO |  | 322122 | 7 | Industrial NAICS Cogen | HY | WAT | HYC | MISO | 130038 | 14703.48 | 2021
| hard coal | FALSE | 50476 | Y | . | Packaging of America Tomahawk Mill | PCA-Tomahawk Mill | 14369 | WI | ENC | MRO |  | 322122 | 7 | Industrial NAICS Cogen | ST | BIT | COL | MISO | 0 | 0 | 2021
Vintage1978 | biomass | TRUE | 50476 | Y | . | Packaging of America Tomahawk Mill | PCA-Tomahawk Mill | 14369 | WI | ENC | MRO |  | 322122 | 7 | Industrial NAICS Cogen | ST | BLQ | WWW | MISO | 74534 | 14684.445 | 2021
Vintage0 | petroleum | FALSE | 50476 | Y | . | Packaging of America Tomahawk Mill | PCA-Tomahawk Mill | 14369 | WI | ENC | MRO |  | 322122 | 7 | Industrial NAICS Cogen | ST | DFO | DFO | MISO | 13870 | 2732.608 | 2021
Vintage0 | natural gas steam turbine | FALSE | 50476 | Y | . | Packaging of America Tomahawk Mill | PCA-Tomahawk Mill | 14369 | WI | ENC | MRO |  | 322122 | 7 | Industrial NAICS Cogen | ST | NG | NG | MISO | 187970 | 37032.494 | 2021
Vintage1978 | biomass | TRUE | 50476 | Y | . | Packaging of America Tomahawk Mill | PCA-Tomahawk Mill | 14369 | WI | ENC | MRO |  | 322122 | 7 | Industrial NAICS Cogen | ST | OBG | ORW | MISO | 11185 | 2204.01 | 2021
Vintage1978 | biomass | TRUE | 50476 | Y | . | Packaging of America Tomahawk Mill | PCA-Tomahawk Mill | 14369 | WI | ENC | MRO |  | 322122 | 7 | Industrial NAICS Cogen | ST | OBS | ORW | MISO | 1127 | 221.551 | 2021
| petroleum | FALSE | 50476 | Y | . | Packaging of America Tomahawk Mill | PCA-Tomahawk Mill | 14369 | WI | ENC | MRO |  | 322122 | 7 | Industrial NAICS Cogen | ST | RFO | RFO | MISO | 0 | 0 | 2021
Vintage1978 | biomass | TRUE | 50476 | Y | . | Packaging of America Tomahawk Mill | PCA-Tomahawk Mill | 14369 | WI | ENC | MRO |  | 322122 | 7 | Industrial NAICS Cogen | ST | WDS | WWW | MISO | 192459 | 37917.067 | 2021
Vintage1920 | hydro | FALSE | 50479 | Y | . | Georgia-Pacific Big Island | GP Big Island LLC | 7167 | VA | SAT | RFC |  | 32213 | 7 | Industrial NAICS Cogen | HY | WAT | HYC | PJM | 2885 | 326 | 2021
| hard coal | FALSE | 50479 | Y | . | Georgia-Pacific Big Island | GP Big Island LLC | 7167 | VA | SAT | RFC |  | 32213 | 7 | Industrial NAICS Cogen | ST | BIT | COL | PJM | 0 | 0 | 2021
| petroleum | FALSE | 50479 | Y | . | Georgia-Pacific Big Island | GP Big Island LLC | 7167 | VA | SAT | RFC |  | 32213 | 7 | Industrial NAICS Cogen | ST | DFO | DFO | PJM | 0 | 0 | 2021
Vintage0 | natural gas steam turbine | FALSE | 50479 | Y | . | Georgia-Pacific Big Island | GP Big Island LLC | 7167 | VA | SAT | RFC |  | 32213 | 7 | Industrial NAICS Cogen | ST | NG | NG | PJM | 17940 | 3896.811 | 2021
Vintage1965 | biomass | TRUE | 50479 | Y | . | Georgia-Pacific Big Island | GP Big Island LLC | 7167 | VA | SAT | RFC |  | 32213 | 7 | Industrial NAICS Cogen | ST | OBS | ORW | PJM | 16753 | 3638.844 | 2021
Vintage1965 | biomass | TRUE | 50479 | Y | . | Georgia-Pacific Big Island | GP Big Island LLC | 7167 | VA | SAT | RFC |  | 32213 | 7 | Industrial NAICS Cogen | ST | WDS | WWW | PJM | 213511 | 46377.345 | 2021
Vintage1994 | hard coal | FALSE | 50481 | Y | . | Tennessee Eastman Operations | Eastman Chemical Co-TN Ops | 5610 | TN | ESC | RFC |  | 325 | 7 | Industrial NAICS Cogen | ST | BIT | COL | PJM | 2312089 | 425013.09 | 2021
Vintage1983 | natural gas steam turbine | FALSE | 50481 | Y | . | Tennessee Eastman Operations | Eastman Chemical Co-TN Ops | 5610 | TN | ESC | RFC |  | 325 | 7 | Industrial NAICS Cogen | ST | NG | NG | PJM | 3770471 | 693094.91 | 2021
Vintage0 | other | FALSE | 50481 | Y | . | Tennessee Eastman Operations | Eastman Chemical Co-TN Ops | 5610 | TN | ESC | RFC |  | 325 | 7 | Industrial NAICS Cogen | ST | OG | OOG | PJM | 57956 | 10653.664 | 2021
Vintage0 | other | FALSE | 50481 | Y | . | Tennessee Eastman Operations | Eastman Chemical Co-TN Ops | 5610 | TN | ESC | RFC |  | 325 | 7 | Industrial NAICS Cogen | ST | OTH | OTH | PJM | 3611 | 663.946 | 2021
Vintage0 | biomass | FALSE | 50481 | Y | . | Tennessee Eastman Operations | Eastman Chemical Co-TN Ops | 5610 | TN | ESC | RFC |  | 325 | 7 | Industrial NAICS Cogen | ST | SLW | ORW | PJM | 51940 | 9547.393 | 2021
Vintage2007 | biomass | TRUE | 50482 | Y | . | Clewiston Sugar House | United States Sugar Corp | 19365 | FL | SAT | SERC |  | 111 | 7 | Industrial NAICS Cogen | ST | AB | ORW | FPC | 1886443 | 271240.36 | 2021
Vintage0 | petroleum | FALSE | 50482 | Y | . | Clewiston Sugar House | United States Sugar Corp | 19365 | FL | SAT | SERC |  | 111 | 7 | Industrial NAICS Cogen | ST | DFO | DFO | FPC | 2816 | 404.598 | 2021
Vintage0 | natural gas steam turbine | FALSE | 50482 | Y | . | Clewiston Sugar House | United States Sugar Corp | 19365 | FL | SAT | SERC |  | 111 | 7 | Industrial NAICS Cogen | ST | NG | NG | FPC | 1983 | 285.042 | 2021
Vintage1969 | other | FALSE | 50488 | N | . | PPG Riverside | Eagle 2 US LLC | 14306 | LA | WSC | SERC |  | 325 | 6 | Industrial NAICS Non-Cogen | ST | PUR | OTH | MISO | 363214 | 40658 | 2021
Vintage1986 | natural gas peaker | FALSE | 50489 | Y | . | PPG Powerhouse C | Eagle 2 US LLC | 14306 | LA | WSC | SERC |  | 325 | 7 | Industrial NAICS Cogen | GT | NG | NG | MISO | 7175048 | 1693652 | 2021
Vintage1977 | natural gas steam turbine | FALSE | 50489 | Y | . | PPG Powerhouse C | Eagle 2 US LLC | 14306 | LA | WSC | SERC |  | 325 | 7 | Industrial NAICS Cogen | ST | NG | NG | MISO | 458068 | 103069.8 | 2021
Vintage0 | other | FALSE | 50489 | Y | . | PPG Powerhouse C | Eagle 2 US LLC | 14306 | LA | WSC | SERC |  | 325 | 7 | Industrial NAICS Cogen | ST | OG | OOG | MISO | 58909 | 13132.197 | 2021
Vintage1986 | natural gas steam turbine | FALSE | 50490 | Y | . | PPG Plant C Caustic | Eagle 2 US LLC | 14306 | LA | WSC | SERC |  | 325 | 7 | Industrial NAICS Cogen | ST | NG | NG | MISO | 7089 | 1950 | 2021
Vintage1966 | natural gas steam turbine | FALSE | 50491 | Y | . | Axiall Natrium Plant | Westlake Chemical Natrium Plant | 60586 | WV | SAT | RFC |  | 325 | 7 | Industrial NAICS Cogen | ST | NG | NG | PJM | 2994776 | 699584.62 | 2021
Vintage0 | other | FALSE | 50491 | Y | . | Axiall Natrium Plant | Westlake Chemical Natrium Plant | 60586 | WV | SAT | RFC |  | 325 | 7 | Industrial NAICS Cogen | ST | OG | OOG | PJM | 226903 | 53005.376 | 2021
| hydro | FALSE | 50492 | Y | . | Gas Utilization Facility | City of San Diego | 16764 | CA | PACC | WECC |  | 22132 | 5 | Commercial NAICS Cogen | HY | WAT | HYC | CISO | 0 | 0 | 2021
| natural gas peaker | FALSE | 50492 | Y | . | Gas Utilization Facility | City of San Diego | 16764 | CA | PACC | WECC |  | 22132 | 5 | Commercial NAICS Cogen | IC | NG | NG | CISO | 0 | 0 | 2021
Vintage1985 | biomass | TRUE | 50492 | Y | . | Gas Utilization Facility | City of San Diego | 16764 | CA | PACC | WECC |  | 22132 | 5 | Commercial NAICS Cogen | IC | OBG | ORW | CISO | 143404 | 10448.84 | 2021
Vintage1989 | natural gas peaker | TRUE | 50493 | N | . | Double C Generation Limited Partnership | WCAC Operating Company | 60662 | CA | PACC | WECC |  | 22 | 2 | NAICS-22 Non-Cogen | GT | NG | NG | CISO | 199639 | 18373 | 2021
Vintage1989 | natural gas peaker | TRUE | 50494 | N | . | Kern Front Limited | WCAC Operating Company | 60662 | CA | PACC | WECC |  | 22 | 2 | NAICS-22 Non-Cogen | GT | NG | NG | CISO | 177931 | 16326 | 2021
Vintage1989 | natural gas peaker | TRUE | 50495 | Y | . | High Sierra Limited | WCAC Operating Company | 60662 | CA | PACC | WECC |  | 22 | 3 | NAICS-22 Cogen | GT | NG | NG | CISO | 189754 | 19658 | 2021
| petroleum | FALSE | 50498 | Y | . | Capitol District Energy Center | Capitol District Energy Center | 2956 | CT | NEW | NPCC |  | 22 | 3 | NAICS-22 Cogen | CA | DFO | DFO | ISNE | 0 | 0 | 2021
| natural gas combined cycle | FALSE | 50498 | Y | . | Capitol District Energy Center | Capitol District Energy Center | 2956 | CT | NEW | NPCC |  | 22 | 3 | NAICS-22 Cogen | CA | NG | NG | ISNE | 0 | 0 | 2021
| petroleum | FALSE | 50498 | Y | . | Capitol District Energy Center | Capitol District Energy Center | 2956 | CT | NEW | NPCC |  | 22 | 3 | NAICS-22 Cogen | CT | DFO | DFO | ISNE | 0 | 0 | 2021
| natural gas combined cycle | FALSE | 50498 | Y | . | Capitol District Energy Center | Capitol District Energy Center | 2956 | CT | NEW | NPCC |  | 22 | 3 | NAICS-22 Cogen | CT | NG | NG | ISNE | 0 | 0 | 2021
Vintage1984 | other | FALSE | 50509 | Y | . | PCS Phosphate | PCS Phosphate | 22175 | NC | SAT | SERC |  | 325 | 7 | Industrial NAICS Cogen | ST | WH | OTH | CPLE | 2096913 | 237100 | 2021
Vintage1999 | hydro | TRUE | 50512 | N | . | Glen Park Hydroelectric Project | Eagle Creek Renewable Energy, LLC | 57280 | NY | MAT | NPCC |  | 22 | 2 | NAICS-22 Non-Cogen | HY | WAT | HYC | NYIS | 1078421 | 121938 | 2021
Vintage1987 | hydro | TRUE | 50513 | N | . | Stillwater Reservoir Hydro | Stillwater Associates | 18121 | NY | MAT | NPCC |  | 22 | 2 | NAICS-22 Non-Cogen | HY | WAT | HYC | NYIS | 52816 | 5972 | 2021
Vintage1984 | hydro | TRUE | 50514 | N | . | Fort Miller Hydroelectric Facility | Fort Miller Associates | 6495 | NY | MAT | NPCC |  | 22 | 2 | NAICS-22 Non-Cogen | HY | WAT | HYC | NYIS | 178890 | 20227 | 2021
Vintage0 | natural gas peaker | FALSE | 50530 | Y | . | Equilon Los Angeles Refining | Tesoro Refining and Marketing Company | 55985 | CA | PACC | WECC |  | 32411 | 7 | Industrial NAICS Cogen | GT | NG | NG | LDWP | 115913 | 20641.399 | 2021
Vintage1982 | other | FALSE | 50530 | Y | . | Equilon Los Angeles Refining | Tesoro Refining and Marketing Company | 55985 | CA | PACC | WECC |  | 32411 | 7 | Industrial NAICS Cogen | GT | OG | OOG | LDWP | 1860882 | 331380.48 | 2021
Vintage0 | natural gas steam turbine | FALSE | 50530 | Y | . | Equilon Los Angeles Refining | Tesoro Refining and Marketing Company | 55985 | CA | PACC | WECC |  | 32411 | 7 | Industrial NAICS Cogen | ST | NG | NG | LDWP | 91307 | 17724.71 | 2021
Vintage1991 | other | FALSE | 50530 | Y | . | Equilon Los Angeles Refining | Tesoro Refining and Marketing Company | 55985 | CA | PACC | WECC |  | 32411 | 7 | Industrial NAICS Cogen | ST | OG | OOG | LDWP | 244036 | 43013.78 | 2021
Vintage2000 | onshore wind | TRUE | 50532 | N | . | Victory Garden (Tehachapi) | Wind Stream Operations LLC | 56899 | CA | PACC | WECC |  | 22 | 2 | NAICS-22 Non-Cogen | WT | WND | WND | CISO | 207348 | 23445 | 2021
Vintage2021 | onshore wind | TRUE | 50533 | N | . | Painted Hills Wind Park | Painted Hills Wind Holdings, LLC | 63880 | CA | PACC | WECC |  | 22 | 2 | NAICS-22 Non-Cogen | WT | WND | WND | CISO | 1040913 | 117697 | 2021
| onshore wind | FALSE | 50535 | N | . | Mesa Wind Power LLC | Brookfield Renewable Trading and Marketing LP | 63235 | CA | PACC | WECC |  | 22 | 2 | NAICS-22 Non-Cogen | WT | WND | WND | CISO | 0 | 0 | 2021
Vintage2021 | onshore wind | TRUE | 50536 | N | . | Sky River Wind Energy Center | Sky River Wind LLC | 64156 | CA | PACC | WECC |  | 22 | 2 | NAICS-22 Non-Cogen | WT | WND | WND | CISO | 369724 | 41805 | 2021
| petroleum | FALSE | 50537 | Y | . | SRI International Cogen Project | IPT SRI Cogeneration Inc | 9297 | CA | PACC | WECC |  | 561 | 5 | Commercial NAICS Cogen | GT | DFO | DFO | CISO | 0 | 0 | 2021
Vintage1987 | natural gas peaker | FALSE | 50537 | Y | . | SRI International Cogen Project | IPT SRI Cogeneration Inc | 9297 | CA | PACC | WECC |  | 561 | 5 | Commercial NAICS Cogen | GT | NG | NG | CISO | 178678 | 27749 | 2021
Vintage1989 | hydro | TRUE | 50539 | N | . | Boltonville Hydro Associates | Boltonville Hydro Associates | 1966 | VT | NEW | NPCC |  | 22 | 2 | NAICS-22 Non-Cogen | HY | WAT | HYC | ISNE | 19218 | 2173 | 2021
| other | FALSE | 50540 | N | . | BP Carson Refinery | Tesoro Carson Refinery | 2696 | CA | PACC | WECC |  | 32411 | 6 | Industrial NAICS Non-Cogen | OT | NG | NG | CISO | 0 | 0 | 2021
| other | FALSE | 50540 | N | . | BP Carson Refinery | Tesoro Carson Refinery | 2696 | CA | PACC | WECC |  | 32411 | 6 | Industrial NAICS Non-Cogen | OT | OG | OOG | CISO | 0 | 0 | 2021
| natural gas combined cycle | FALSE | 50541 | N | . | Harbor Cogen | Harbor Cogeneration Co. | 8303 | CA | PACC | WECC |  | 22 | 2 | NAICS-22 Non-Cogen | CA | NG | NG | CISO | 0 | 0 | 2021
Vintage1988 | natural gas combined cycle | TRUE | 50541 | N | . | Harbor Cogen | Harbor Cogeneration Co. | 8303 | CA | PACC | WECC |  | 22 | 2 | NAICS-22 Non-Cogen | CT | NG | NG | CISO | 227841 | 15622 | 2021
Vintage1986 | biomass | TRUE | 50544 | Y | . | Port Townsend Paper | Port Townsend Paper Co | 26840 | WA | PACC | WECC |  | 322 | 7 | Industrial NAICS Cogen | ST | BLQ | WWW | BPAT | 64283 | 13750.271 | 2021
Vintage0 | natural gas steam turbine | FALSE | 50544 | Y | . | Port Townsend Paper | Port Townsend Paper Co | 26840 | WA | PACC | WECC |  | 322 | 7 | Industrial NAICS Cogen | ST | NG | NG | BPAT | 15402 | 3294.332 | 2021
Vintage0 | other | FALSE | 50544 | Y | . | Port Townsend Paper | Port Townsend Paper Co | 26840 | WA | PACC | WECC |  | 322 | 7 | Industrial NAICS Cogen | ST | PG | WOO | BPAT | 522 | 111.519 | 2021
| biomass | FALSE | 50544 | Y | . | Port Townsend Paper | Port Townsend Paper Co | 26840 | WA | PACC | WECC |  | 322 | 7 | Industrial NAICS Cogen | ST | SLW | ORW | BPAT | 0 | 0 | 2021
Vintage1986 | biomass | TRUE | 50544 | Y | . | Port Townsend Paper | Port Townsend Paper Co | 26840 | WA | PACC | WECC |  | 322 | 7 | Industrial NAICS Cogen | ST | WDS | WWW | BPAT | 51428 | 11000.64 | 2021
Vintage0 | petroleum | FALSE | 50544 | Y | . | Port Townsend Paper | Port Townsend Paper Co | 26840 | WA | PACC | WECC |  | 322 | 7 | Industrial NAICS Cogen | ST | WO | WOO | BPAT | 11154 | 2385.581 | 2021
Vintage1981 | hydro | TRUE | 50545 | N | . | Lawrence Hydroelectric Associates | Central Rivers Power US, LLC | 64078 | MA | NEW | NPCC |  | 22 | 2 | NAICS-22 Non-Cogen | HY | WAT | HYC | ISNE | 778970 | 88079 | 2021
Vintage1986 | hydro | TRUE | 50546 | N | . | Bowman | Nevada Irrigation District | 13402 | CA | PACC | WECC |  | 22 | 2 | NAICS-22 Non-Cogen | HY | WAT | HYC | CISO | 43069 | 4870 | 2021
Vintage1999 | onshore wind | TRUE | 50552 | N | . | GPS Cabazon Wind LLC | Huntsman Wind | 64407 | CA | PACC | WECC |  | 22 | 2 | NAICS-22 Non-Cogen | WT | WND | WND | CISO | 375632 | 42473 | 2021
Vintage2008 | onshore wind | TRUE | 50553 | N | . | Edom Hills Project 1 LLC | Red Marlin Wind Ventures, LLC | 61208 | CA | PACC | WECC |  | 22 | 2 | NAICS-22 Non-Cogen | WT | WND | WND | CISO | 226991 | 25666 | 2021
| petroleum | FALSE | 50555 | N | . | Rosemary Power Station | Virginia Electric & Power Co | 19876 | NC | SAT | SERC |  | 22 | 1 | Electric Utility | CA | DFO | DFO | PJM | 0 | 0 | 2021
| natural gas combined cycle | FALSE | 50555 | N | . | Rosemary Power Station | Virginia Electric & Power Co | 19876 | NC | SAT | SERC |  | 22 | 1 | Electric Utility | CA | NG | NG | PJM | 0 | 0 | 2021
Vintage1990 | petroleum | TRUE | 50555 | N | . | Rosemary Power Station | Virginia Electric & Power Co | 19876 | NC | SAT | SERC |  | 22 | 1 | Electric Utility | CT | DFO | DFO | PJM | 103027 | 10517 | 2021
| natural gas combined cycle | FALSE | 50555 | N | . | Rosemary Power Station | Virginia Electric & Power Co | 19876 | NC | SAT | SERC |  | 22 | 1 | Electric Utility | CT | NG | NG | PJM | 0 | 0 | 2021
| natural gas combined cycle | FALSE | 50558 | N | . | Frontier | Oklahoma Gas & Electric Co | 14063 | OK | WSC | MRO |  | 22 | 1 | Electric Utility | CA | NG | NG | SWPP | 0 | 0 | 2021
Vintage1989 | natural gas combined cycle | TRUE | 50558 | N | . | Frontier | Oklahoma Gas & Electric Co | 14063 | OK | WSC | MRO |  | 22 | 1 | Electric Utility | CT | NG | NG | SWPP | 3214173 | 380958 | 2021
| other | FALSE | 50560 | N | . | Pacific-Ultrapower Chinese Station | IHI Power Services Corp | 58650 | CA | PACC | WECC |  | 22 | 2 | NAICS-22 Non-Cogen | ST | PG | WOO | CISO | 0 | 0 | 2021
Vintage1986 | biomass | TRUE | 50560 | N | . | Pacific-Ultrapower Chinese Station | IHI Power Services Corp | 58650 | CA | PACC | WECC |  | 22 | 2 | NAICS-22 Non-Cogen | ST | WDS | WWW | CISO | 2044557 | 131979 | 2021
| petroleum | FALSE | 50561 | N | . | Eagle Point Power Generation | Eagle Point Power Generation LLC | 49942 | NJ | MAT | RFC |  | 22 | 2 | NAICS-22 Non-Cogen | CA | DFO | DFO | PJM | 0 | 22.141 | 2021
| natural gas combined cycle | FALSE | 50561 | N | . | Eagle Point Power Generation | Eagle Point Power Generation LLC | 49942 | NJ | MAT | RFC |  | 22 | 2 | NAICS-22 Non-Cogen | CA | NG | NG | PJM | 0 | 91863.859 | 2021
Vintage0 | petroleum | FALSE | 50561 | N | . | Eagle Point Power Generation | Eagle Point Power Generation LLC | 49942 | NJ | MAT | RFC |  | 22 | 2 | NAICS-22 Non-Cogen | CT | DFO | DFO | PJM | 1401 | 94.411 | 2021
Vintage1990 | natural gas combined cycle | TRUE | 50561 | N | . | Eagle Point Power Generation | Eagle Point Power Generation LLC | 49942 | NJ | MAT | RFC |  | 22 | 2 | NAICS-22 Non-Cogen | CT | NG | NG | PJM | 1762063 | 95988.589 | 2021
Vintage1998 | biomass | TRUE | 50563 | N | . | Settlers Hill Gas Recovery | WM Illinois Renewable Energy LLC | 54843 | IL | ENC | RFC |  | 22 | 2 | NAICS-22 Non-Cogen | GT | LFG | MLG | PJM | 578938 | 27797 | 2021
Vintage2008 | biomass | TRUE | 50564 | N | . | New Milford Gas Recovery | WM Renewable Energy LLC | 54842 | CT | NEW | NPCC |  | 22 | 2 | NAICS-22 Non-Cogen | IC | LFG | MLG | ISNE | 70995 | 6131 | 2021
| biomass | FALSE | 50566 | N | . | Milam Gas Recovery | WM Illinois Renewable Energy LLC | 54843 | IL | ENC | SERC |  | 22 | 2 | NAICS-22 Non-Cogen | IC | LFG | MLG | MISO | 0 | 0 | 2021
Vintage1993 | natural gas peaker | TRUE | 50566 | N | . | Milam Gas Recovery | WM Illinois Renewable Energy LLC | 54843 | IL | ENC | SERC |  | 22 | 2 | NAICS-22 Non-Cogen | IC | NG | NG | MISO | 209878 | 19565 | 2021
Vintage2008 | biomass | TRUE | 50568 | N | . | High Acres Gas Recovery | WM Renewable Energy LLC | 54842 | NY | MAT | NPCC |  | 22 | 2 | NAICS-22 Non-Cogen | IC | LFG | MLG | NYIS | 779249 | 70883 | 2021
Vintage1988 | biomass | TRUE | 50569 | N | . | DFW Gas Recovery | WM Renewable Energy LLC | 54842 | TX | WSC | TRE |  | 22 | 2 | NAICS-22 Non-Cogen | GT | LFG | MLG | PNM | 687152 | 38443 | 2021
Vintage2009 | biomass | TRUE | 50569 | N | . | DFW Gas Recovery | WM Renewable Energy LLC | 54842 | TX | WSC | TRE |  | 22 | 2 | NAICS-22 Non-Cogen | IC | LFG | MLG | PNM | 459983 | 40951 | 2021
Vintage2011 | biomass | TRUE | 50570 | N | . | Chestnut Ridge Gas Recovery | WM Renewable Energy LLC | 54842 | TN | ESC | SERC |  | 22 | 2 | NAICS-22 Non-Cogen | IC | LFG | MLG | TVA | 317017 | 23056 | 2021
Vintage1989 | biomass | TRUE | 50571 | N | . | Altamont Gas Recovery | WM Renewable Energy LLC | 54842 | CA | PACC | WECC |  | 22 | 2 | NAICS-22 Non-Cogen | GT | LFG | MLG | CISO | 665898 | 34440 | 2021
| biomass | FALSE | 50571 | N | . | Altamont Gas Recovery | WM Renewable Energy LLC | 54842 | CA | PACC | WECC |  | 22 | 2 | NAICS-22 Non-Cogen | IC | LFG | MLG | CISO | 0 | 0 | 2021
| biomass | FALSE | 50572 | N | . | CSL Gas Recovery | WM Renewable Energy LLC | 54842 | FL | SAT | SERC |  | 22 | 2 | NAICS-22 Non-Cogen | CA | LFG | MLG | FPL | 0 | 0 | 2021
Vintage1989 | biomass | TRUE | 50572 | N | . | CSL Gas Recovery | WM Renewable Energy LLC | 54842 | FL | SAT | SERC |  | 22 | 2 | NAICS-22 Non-Cogen | CT | LFG | MLG | FPL | 906189 | 48564 | 2021
Vintage1989 | biomass | TRUE | 50573 | N | . | CID Gas Recovery | WM Illinois Renewable Energy LLC | 54843 | IL | ENC | RFC |  | 22 | 2 | NAICS-22 Non-Cogen | GT | LFG | MLG | PJM | 353505 | 19059 | 2021
Vintage1993 | biomass | TRUE | 50575 | N | . | Lake Gas Recovery | WM Illinois Renewable Energy LLC | 54843 | IL | ENC | RFC |  | 22 | 2 | NAICS-22 Non-Cogen | GT | LFG | MLG | PJM | 286495 | 14154 | 2021
Vintage1985 | biomass | TRUE | 50576 | N | . | Metro Gas Recovery | WM Renewable Energy LLC | 54842 | WI | ENC | RFC |  | 22 | 2 | NAICS-22 Non-Cogen | GT | LFG | MLG | MISO | 371214 | 19630 | 2021
Vintage2000 | biomass | TRUE | 50576 | N | . | Metro Gas Recovery | WM Renewable Energy LLC | 54842 | WI | ENC | RFC |  | 22 | 2 | NAICS-22 Non-Cogen | IC | LFG | MLG | MISO | 234872 | 19302 | 2021
Vintage2010 | biomass | TRUE | 50577 | N | . | Omega Hills Gas Recovery | WM Renewable Energy LLC | 54842 | WI | ENC | RFC |  | 22 | 2 | NAICS-22 Non-Cogen | GT | LFG | MLG | MISO | 1412654 | 78672 | 2021
Vintage0 | petroleum | FALSE | 50611 | N | . | Westwood Generation LLC | Rausch Creek Generation, LLC | 58224 | PA | MAT | RFC |  | 22 | 2 | NAICS-22 Non-Cogen | ST | DFO | DFO | PJM | 15139 | 942.439 | 2021
Vintage1987 | hard coal | TRUE | 50611 | N | . | Westwood Generation LLC | Rausch Creek Generation, LLC | 58224 | PA | MAT | RFC |  | 22 | 2 | NAICS-22 Non-Cogen | ST | WC | WOC | PJM | 2263897 | 145730.56 | 2021
Vintage1991 | natural gas peaker | TRUE | 50612 | Y | . | McKittrick Limited | WCAC Operating Company | 60662 | CA | PACC | WECC |  | 22 | 3 | NAICS-22 Cogen | GT | NG | NG | CISO | 138694 | 17048 | 2021
Vintage1924 | hydro | FALSE | 50614 | Y | . | Mosinee Mill | Ahlstrom-Munksjo NA Specialty Solutions, LLC | 13008 | WI | ENC | MRO |  | 322 | 7 | Industrial NAICS Cogen | HY | WAT | HYC | MISO | 208807 | 23610 | 2021
Vintage0 | hard coal | FALSE | 50614 | Y | . | Mosinee Mill | Ahlstrom-Munksjo NA Specialty Solutions, LLC | 13008 | WI | ENC | MRO |  | 322 | 7 | Industrial NAICS Cogen | ST | BIT | COL | MISO | 218488 | 41622.874 | 2021
Vintage1976 | biomass | TRUE | 50614 | Y | . | Mosinee Mill | Ahlstrom-Munksjo NA Specialty Solutions, LLC | 13008 | WI | ENC | MRO |  | 322 | 7 | Industrial NAICS Cogen | ST | BLQ | WWW | MISO | 263368 | 50172.526 | 2021
| petroleum | FALSE | 50614 | Y | . | Mosinee Mill | Ahlstrom-Munksjo NA Specialty Solutions, LLC | 13008 | WI | ENC | MRO |  | 322 | 7 | Industrial NAICS Cogen | ST | DFO | DFO | MISO | 0 | 0 | 2021
Vintage0 | natural gas steam turbine | FALSE | 50614 | Y | . | Mosinee Mill | Ahlstrom-Munksjo NA Specialty Solutions, LLC | 13008 | WI | ENC | MRO |  | 322 | 7 | Industrial NAICS Cogen | ST | NG | NG | MISO | 11459 | 2182.812 | 2021
Vintage0 | petroleum | FALSE | 50614 | Y | . | Mosinee Mill | Ahlstrom-Munksjo NA Specialty Solutions, LLC | 13008 | WI | ENC | MRO |  | 322 | 7 | Industrial NAICS Cogen | ST | RFO | RFO | MISO | 2093 | 399.227 | 2021
Vintage1976 | biomass | TRUE | 50614 | Y | . | Mosinee Mill | Ahlstrom-Munksjo NA Specialty Solutions, LLC | 13008 | WI | ENC | MRO |  | 322 | 7 | Industrial NAICS Cogen | ST | SLW | ORW | MISO | 5356 | 1020.925 | 2021
Vintage1976 | biomass | TRUE | 50614 | Y | . | Mosinee Mill | Ahlstrom-Munksjo NA Specialty Solutions, LLC | 13008 | WI | ENC | MRO |  | 322 | 7 | Industrial NAICS Cogen | ST | WDS | WWW | MISO | 41739 | 7951.636 | 2021
Vintage0 | petroleum | FALSE | 50621 | Y | . | Central Power Plant | State of Rhode Island | 18000 | RI | NEW | NPCC |  | 622 | 5 | Commercial NAICS Cogen | GT | DFO | DFO | ISNE | 129 | 24.524 | 2021
Vintage2004 | natural gas peaker | FALSE | 50621 | Y | . | Central Power Plant | State of Rhode Island | 18000 | RI | NEW | NPCC |  | 622 | 5 | Commercial NAICS Cogen | GT | NG | NG | ISNE | 121384 | 23516.476 | 2021
| petroleum | FALSE | 50621 | Y | . | Central Power Plant | State of Rhode Island | 18000 | RI | NEW | NPCC |  | 622 | 5 | Commercial NAICS Cogen | GT | RFO | RFO | ISNE | 0 | 0 | 2021
Vintage2015 | natural gas peaker | FALSE | 50621 | Y | . | Central Power Plant | State of Rhode Island | 18000 | RI | NEW | NPCC |  | 622 | 5 | Commercial NAICS Cogen | IC | NG | NG | ISNE | 10366 | 2370 | 2021
| petroleum | FALSE | 50621 | Y | . | Central Power Plant | State of Rhode Island | 18000 | RI | NEW | NPCC |  | 622 | 5 | Commercial NAICS Cogen | ST | DFO | DFO | ISNE | 0 | 0 | 2021
| natural gas steam turbine | FALSE | 50621 | Y | . | Central Power Plant | State of Rhode Island | 18000 | RI | NEW | NPCC |  | 622 | 5 | Commercial NAICS Cogen | ST | NG | NG | ISNE | 0 | 0 | 2021
Vintage1986 | natural gas peaker | FALSE | 50622 | Y | . | Berry Cogen Tanne Hills 18 | Berry Petroleum Co | 1569 | CA | PACC | WECC |  | 211 | 7 | Industrial NAICS Cogen | GT | NG | NG | CISO | 731575 | 138465 | 2021
| natural gas peaker | FALSE | 50624 | Y | . | Torrance Refining Company, LLC | Torrance Refining Company, LLC | 60657 | CA | PACC | WECC |  | 32411 | 7 | Industrial NAICS Cogen | GT | NG | NG | CISO | 0 | 0 | 2021
Vintage1988 | other | FALSE | 50624 | Y | . | Torrance Refining Company, LLC | Torrance Refining Company, LLC | 60657 | CA | PACC | WECC |  | 32411 | 7 | Industrial NAICS Cogen | GT | OG | OOG | CISO | 603321 | 119443 | 2021
Vintage1988 | other | FALSE | 50624 | Y | . | Torrance Refining Company, LLC | Torrance Refining Company, LLC | 60657 | CA | PACC | WECC |  | 32411 | 7 | Industrial NAICS Cogen | ST | WH | OTH | CISO | 56515 | 6390 | 2021
Vintage2005 | natural gas peaker | FALSE | 50625 | Y | . | ExxonMobil Beaumont Refinery | ExxonMobil Oil Corp | 6090 | TX | WSC | SERC |  | 32411 | 7 | Industrial NAICS Cogen | GT | NG | NG | MISO | 22048164 | 3402305 | 2021
| other | FALSE | 50625 | Y | . | ExxonMobil Beaumont Refinery | ExxonMobil Oil Corp | 6090 | TX | WSC | SERC |  | 32411 | 7 | Industrial NAICS Cogen | OT | OG | OOG | MISO | 0 | 0 | 2021
Vintage1993 | natural gas steam turbine | FALSE | 50625 | Y | . | ExxonMobil Beaumont Refinery | ExxonMobil Oil Corp | 6090 | TX | WSC | SERC |  | 32411 | 7 | Industrial NAICS Cogen | ST | NG | NG | MISO | 6712556 | 590201.37 | 2021
Vintage0 | other | FALSE | 50625 | Y | . | ExxonMobil Beaumont Refinery | ExxonMobil Oil Corp | 6090 | TX | WSC | SERC |  | 32411 | 7 | Industrial NAICS Cogen | ST | OG | OOG | MISO | 1716984 | 150965.63 | 2021
Vintage1990 | other | FALSE | 50626 | N | . | Chalmette Refining LLC | Chalmette Refining LLC | 56392 | LA | WSC | SERC |  | 32411 | 6 | Industrial NAICS Non-Cogen | OT | OTH | OTH | MISO | 4830571 | 13274.45 | 2021
| natural gas peaker | FALSE | 50627 | Y | . | ExxonMobil Oil Joliet Refinery | ExxonMobil Oil Corp | 5519 | IL | ENC | RFC |  | 32411 | 7 | Industrial NAICS Cogen | GT | NG | NG | PJM | 0 | 0 | 2021
Vintage1987 | other | FALSE | 50627 | Y | . | ExxonMobil Oil Joliet Refinery | ExxonMobil Oil Corp | 5519 | IL | ENC | RFC |  | 32411 | 7 | Industrial NAICS Cogen | GT | OG | OOG | PJM | 1183264 | 139342.28 | 2021
| natural gas steam turbine | FALSE | 50627 | Y | . | ExxonMobil Oil Joliet Refinery | ExxonMobil Oil Corp | 5519 | IL | ENC | RFC |  | 32411 | 7 | Industrial NAICS Cogen | ST | NG | NG | PJM | 0 | 0 | 2021
Vintage1987 | other | FALSE | 50627 | Y | . | ExxonMobil Oil Joliet Refinery | ExxonMobil Oil Corp | 5519 | IL | ENC | RFC |  | 32411 | 7 | Industrial NAICS Cogen | ST | OG | OOG | PJM | 418471 | 46840.025 | 2021
Vintage1991 | natural gas peaker | FALSE | 50628 | Y | . | Paulsboro Refinery | Paulsboro Refining Company - LLC | 19691 | NJ | MAT | RFC |  | 32411 | 7 | Industrial NAICS Cogen | GT | NG | NG | PJM | 621727 | 121429.84 | 2021
Vintage0 | other | FALSE | 50628 | Y | . | Paulsboro Refinery | Paulsboro Refining Company - LLC | 19691 | NJ | MAT | RFC |  | 32411 | 7 | Industrial NAICS Cogen | GT | OG | OOG | PJM | 56459 | 11026.96 | 2021
| petroleum | FALSE | 50628 | Y | . | Paulsboro Refinery | Paulsboro Refining Company - LLC | 19691 | NJ | MAT | RFC |  | 32411 | 7 | Industrial NAICS Cogen | OT | PC | PC | PJM | 0 | 0 | 2021
Vintage0 | petroleum | FALSE | 50628 | Y | . | Paulsboro Refinery | Paulsboro Refining Company - LLC | 19691 | NJ | MAT | RFC |  | 32411 | 7 | Industrial NAICS Cogen | ST | DFO | DFO | PJM | 22 | 4.192 | 2021
| natural gas steam turbine | FALSE | 50628 | Y | . | Paulsboro Refinery | Paulsboro Refining Company - LLC | 19691 | NJ | MAT | RFC |  | 32411 | 7 | Industrial NAICS Cogen | ST | NG | NG | PJM | 0 | 0 | 2021
Vintage1991 | other | FALSE | 50628 | Y | . | Paulsboro Refinery | Paulsboro Refining Company - LLC | 19691 | NJ | MAT | RFC |  | 32411 | 7 | Industrial NAICS Cogen | ST | OG | OOG | PJM | 418712 | 80944.248 | 2021
Vintage1990 | municipal solid waste | TRUE | 50629 | N | . | Covanta Lake County Energy | Covanta Lake Inc | 4482 | FL | SAT | SERC |  | 22 | 2 | NAICS-22 Non-Cogen | ST | MSB | MLG | FPC | 769930 | 37000.821 | 2021
Vintage1990 | municipal solid waste | TRUE | 50629 | N | . | Covanta Lake County Energy | Covanta Lake Inc | 4482 | FL | SAT | SERC |  | 22 | 2 | NAICS-22 Non-Cogen | ST | MSN | OTH | FPC | 941030 | 45223.383 | 2021
Vintage0 | natural gas steam turbine | FALSE | 50629 | N | . | Covanta Lake County Energy | Covanta Lake Inc | 4482 | FL | SAT | SERC |  | 22 | 2 | NAICS-22 Non-Cogen | ST | NG | NG | FPC | 21074 | 1022.796 | 2021
Vintage1986 | municipal solid waste | TRUE | 50630 | N | . | Covanta Marion Inc | Covanta Marion Inc | 4476 | OR | PACC | WECC |  | 22 | 2 | NAICS-22 Non-Cogen | ST | MSB | MLG | PGE | 726498 | 29244.919 | 2021
Vintage1986 | municipal solid waste | TRUE | 50630 | N | . | Covanta Marion Inc | Covanta Marion Inc | 4476 | OR | PACC | WECC |  | 22 | 2 | NAICS-22 Non-Cogen | ST | MSN | OTH | PGE | 887933 | 35743.308 | 2021
Vintage0 | natural gas steam turbine | FALSE | 50630 | N | . | Covanta Marion Inc | Covanta Marion Inc | 4476 | OR | PACC | WECC |  | 22 | 2 | NAICS-22 Non-Cogen | ST | NG | NG | PGE | 24 | 0.773 | 2021
Vintage0 | petroleum | FALSE | 50632 | N | . | Covanta Stanislaus Energy | Covanta Stanislaus Inc | 4498 | CA | PACC | WECC |  | 22 | 2 | NAICS-22 Non-Cogen | ST | DFO | DFO | CISO | 33546 | 1504.009 | 2021
Vintage1988 | municipal solid waste | TRUE | 50632 | N | . | Covanta Stanislaus Energy | Covanta Stanislaus Inc | 4498 | CA | PACC | WECC |  | 22 | 2 | NAICS-22 Non-Cogen | ST | MSB | MLG | CISO | 1249620 | 58355.246 | 2021
Vintage1988 | municipal solid waste | TRUE | 50632 | N | . | Covanta Stanislaus Energy | Covanta Stanislaus Inc | 4498 | CA | PACC | WECC |  | 22 | 2 | NAICS-22 Non-Cogen | ST | MSN | OTH | CISO | 1527329 | 71323.745 | 2021
Vintage1992 | other | FALSE | 50633 | Y | . | Mosaic Co Bartow Facility | Mosaic Company | 3102 | FL | SAT | SERC |  | 325311 | 7 | Industrial NAICS Cogen | ST | WH | OTH | TEC | 2481274 | 280560 | 2021
Vintage1940 | hydro | TRUE | 50636 | N | . | Brainerd Public Utilities | Brainerd Public Utilities | 2138 | MN | WNC | MRO |  | 22 | 1 | Electric Utility | HY | WAT | HYC | MISO | 114821 | 12983 | 2021
| hard coal | FALSE | 50636 | N | . | Brainerd Public Utilities | Brainerd Public Utilities | 2138 | MN | WNC | MRO |  | 22 | 1 | Electric Utility | ST | BIT | COL | MISO | 0 | 0 | 2021
| natural gas steam turbine | FALSE | 50636 | N | . | Brainerd Public Utilities | Brainerd Public Utilities | 2138 | MN | WNC | MRO |  | 22 | 1 | Electric Utility | ST | NG | NG | MISO | 0 | 0 | 2021
Vintage1991 | biomass | TRUE | 50637 | Y | . | Clearwater Paper IPP Lewiston | Clearwater Paper Corporation | 56225 | ID | MTN | WECC |  | 32213 | 7 | Industrial NAICS Cogen | ST | BLQ | WWW | AVA | 1207810 | 263008.88 | 2021
| petroleum | FALSE | 50637 | Y | . | Clearwater Paper IPP Lewiston | Clearwater Paper Corporation | 56225 | ID | MTN | WECC |  | 32213 | 7 | Industrial NAICS Cogen | ST | DFO | DFO | AVA | 0 | 0 | 2021
Vintage0 | natural gas steam turbine | FALSE | 50637 | Y | . | Clearwater Paper IPP Lewiston | Clearwater Paper Corporation | 56225 | ID | MTN | WECC |  | 32213 | 7 | Industrial NAICS Cogen | ST | NG | NG | AVA | 256436 | 55837.622 | 2021
| petroleum | FALSE | 50637 | Y | . | Clearwater Paper IPP Lewiston | Clearwater Paper Corporation | 56225 | ID | MTN | WECC |  | 32213 | 7 | Industrial NAICS Cogen | ST | RFO | RFO | AVA | 0 | 0 | 2021
Vintage1991 | biomass | TRUE | 50637 | Y | . | Clearwater Paper IPP Lewiston | Clearwater Paper Corporation | 56225 | ID | MTN | WECC |  | 32213 | 7 | Industrial NAICS Cogen | ST | WDS | WWW | AVA | 366549 | 79824.496 | 2021
Vintage1977 | biomass | TRUE | 50638 | Y | . | Clearwater Paper APP CB | Clearwater Paper Corporation | 56225 | AR | WSC | SERC |  | 32213 | 7 | Industrial NAICS Cogen | ST | BLQ | WWW | MISO | 514208 | 78013.445 | 2021
Vintage0 | petroleum | FALSE | 50638 | Y | . | Clearwater Paper APP CB | Clearwater Paper Corporation | 56225 | AR | WSC | SERC |  | 32213 | 7 | Industrial NAICS Cogen | ST | DFO | DFO | MISO | 1012 | 140.94 | 2021
Vintage0 | natural gas steam turbine | FALSE | 50638 | Y | . | Clearwater Paper APP CB | Clearwater Paper Corporation | 56225 | AR | WSC | SERC |  | 32213 | 7 | Industrial NAICS Cogen | ST | NG | NG | MISO | 238535 | 36145.615 | 2021
| petroleum | FALSE | 50638 | Y | . | Clearwater Paper APP CB | Clearwater Paper Corporation | 56225 | AR | WSC | SERC |  | 32213 | 7 | Industrial NAICS Cogen | ST | PC | PC | MISO | 0 | 0 | 2021
| petroleum | FALSE | 50638 | Y | . | Clearwater Paper APP CB | Clearwater Paper Corporation | 56225 | AR | WSC | SERC |  | 32213 | 7 | Industrial NAICS Cogen | ST | WO | WOO | MISO | 0 | 0 | 2021
Vintage1980 | hydro | FALSE | 50639 | Y | . | Sappi Cloquet Mill | Sappi Cloquet LLC | 16653 | MN | WNC | MRO |  | 322122 | 7 | Industrial NAICS Cogen | HY | WAT | HYC | MISO | 113307 | 12811.59 | 2021
Vintage2001 | biomass | TRUE | 50639 | Y | . | Sappi Cloquet Mill | Sappi Cloquet LLC | 16653 | MN | WNC | MRO |  | 322122 | 7 | Industrial NAICS Cogen | ST | BLQ | WWW | MISO | 1630240 | 348709.18 | 2021
Vintage0 | petroleum | FALSE | 50639 | Y | . | Sappi Cloquet Mill | Sappi Cloquet LLC | 16653 | MN | WNC | MRO |  | 322122 | 7 | Industrial NAICS Cogen | ST | DFO | DFO | MISO | 3516 | 751.986 | 2021
Vintage0 | natural gas steam turbine | FALSE | 50639 | Y | . | Sappi Cloquet Mill | Sappi Cloquet LLC | 16653 | MN | WNC | MRO |  | 322122 | 7 | Industrial NAICS Cogen | ST | NG | NG | MISO | 271719 | 58120.435 | 2021
Vintage2001 | biomass | TRUE | 50639 | Y | . | Sappi Cloquet Mill | Sappi Cloquet LLC | 16653 | MN | WNC | MRO |  | 322122 | 7 | Industrial NAICS Cogen | ST | SLW | ORW | MISO | 9941 | 2125.989 | 2021
Vintage2001 | biomass | TRUE | 50639 | Y | . | Sappi Cloquet Mill | Sappi Cloquet LLC | 16653 | MN | WNC | MRO |  | 322122 | 7 | Industrial NAICS Cogen | ST | WDS | WWW | MISO | 393747 | 84222.72 | 2021
Vintage1988 | municipal solid waste | FALSE | 50647 | Y | . | Covanta Indianapolis Energy | Covanta Indianapolis Inc | 4497 | IN | ENC | RFC |  | 562212 | 5 | Commercial NAICS Cogen | ST | MSB | MLG | MISO | 136818 | 18701.264 | 2021
Vintage1988 | municipal solid waste | FALSE | 50647 | Y | . | Covanta Indianapolis Energy | Covanta Indianapolis Inc | 4497 | IN | ENC | RFC |  | 562212 | 5 | Commercial NAICS Cogen | ST | MSN | OTH | MISO | 167221 | 22856.956 | 2021
Vintage0 | natural gas steam turbine | FALSE | 50647 | Y | . | Covanta Indianapolis Energy | Covanta Indianapolis Inc | 4497 | IN | ENC | RFC |  | 562212 | 5 | Commercial NAICS Cogen | ST | NG | NG | MISO | 2774 | 379.78 | 2021
Vintage1987 | municipal solid waste | TRUE | 50648 | N | . | Covanta Bristol Energy | Covanta Bristol Inc | 4474 | CT | NEW | NPCC |  | 22 | 2 | NAICS-22 Non-Cogen | ST | MSB | MLG | ISNE | 870167 | 46446.349 | 2021
Vintage1987 | municipal solid waste | TRUE | 50648 | N | . | Covanta Bristol Energy | Covanta Bristol Inc | 4474 | CT | NEW | NPCC |  | 22 | 2 | NAICS-22 Non-Cogen | ST | MSN | OTH | ISNE | 1063553 | 56768.651 | 2021
| natural gas steam turbine | FALSE | 50648 | N | . | Covanta Bristol Energy | Covanta Bristol Inc | 4474 | CT | NEW | NPCC |  | 22 | 2 | NAICS-22 Non-Cogen | ST | NG | NG | ISNE | 0 | 0 | 2021
Vintage0 | petroleum | FALSE | 50649 | N | . | Covanta Babylon Inc | Covanta Babylon Inc | 4484 | NY | MAT | NPCC |  | 562213 | 4 | Commercial NAICS Non-Cogen | ST | DFO | DFO | NYIS | 7341 | 338.408 | 2021
Vintage1989 | municipal solid waste | FALSE | 50649 | N | . | Covanta Babylon Inc | Covanta Babylon Inc | 4484 | NY | MAT | NPCC |  | 562213 | 4 | Commercial NAICS Non-Cogen | ST | MSB | MLG | NYIS | 1113774 | 51585.278 | 2021
Vintage1989 | municipal solid waste | FALSE | 50649 | N | . | Covanta Babylon Inc | Covanta Babylon Inc | 4484 | NY | MAT | NPCC |  | 562213 | 4 | Commercial NAICS Non-Cogen | ST | MSN | OTH | NYIS | 1361294 | 63049.314 | 2021
| petroleum | FALSE | 50650 | N | . | ReEnergy Stratton LLC | ReEnergy Stratton LLC | 1950 | ME | NEW | NPCC |  | 22 | 2 | NAICS-22 Non-Cogen | ST | DFO | DFO | ISNE | 0 | 0 | 2021
Vintage1989 | biomass | TRUE | 50650 | N | . | ReEnergy Stratton LLC | ReEnergy Stratton LLC | 1950 | ME | NEW | NPCC |  | 22 | 2 | NAICS-22 Non-Cogen | ST | WDS | WWW | ISNE | 4539312 | 365100 | 2021
Vintage1984 | hydro | TRUE | 50652 | N | . | Lyonsdale Associates | Eagle Creek Renewable Energy, LLC | 57280 | NY | MAT | NPCC |  | 22 | 2 | NAICS-22 Non-Cogen | HY | WAT | HYC | NYIS | 103156 | 11664 | 2021
Vintage2020 | geothermal | TRUE | 50654 | N | . | Steamboat Hills LP | Ormat Nevada Inc | 34691 | NV | MTN | WECC |  | 22 | 2 | NAICS-22 Non-Cogen | BT | GEO | GEO | NEVP | 1862301 | 210572 | 2021
| geothermal | FALSE | 50654 | N | . | Steamboat Hills LP | Ormat Nevada Inc | 34691 | NV | MTN | WECC |  | 22 | 2 | NAICS-22 Non-Cogen | ST | GEO | GEO | NEVP | 0 | 0 | 2021
Vintage1991 | municipal solid waste | TRUE | 50656 | N | . | Huntington Resource Recovery Facility | Huntington Resource Recovery | 9097 | NY | MAT | NPCC |  | 22 | 2 | NAICS-22 Non-Cogen | ST | MSB | MLG | NYIS | 1531037 | 86065.533 | 2021
Vintage1991 | municipal solid waste | TRUE | 50656 | N | . | Huntington Resource Recovery Facility | Huntington Resource Recovery | 9097 | NY | MAT | NPCC |  | 22 | 2 | NAICS-22 Non-Cogen | ST | MSN | OTH | NYIS | 1871301 | 105193.08 | 2021
Vintage0 | other | FALSE | 50656 | N | . | Huntington Resource Recovery Facility | Huntington Resource Recovery | 9097 | NY | MAT | NPCC |  | 22 | 2 | NAICS-22 Non-Cogen | ST | PG | WOO | NYIS | 10057 | 561.391 | 2021
Vintage1995 | municipal solid waste | TRUE | 50657 | N | . | Montgomery County Resource Recovery | Covanta Montgomery, Inc. | 49760 | MD | SAT | RFC |  | 22 | 2 | NAICS-22 Non-Cogen | ST | MSB | MLG | PJM | 2721589 | 157779.75 | 2021
Vintage1995 | municipal solid waste | TRUE | 50657 | N | . | Montgomery County Resource Recovery | Covanta Montgomery, Inc. | 49760 | MD | SAT | RFC |  | 22 | 2 | NAICS-22 Non-Cogen | ST | MSN | OTH | PJM | 3326411 | 192843.26 | 2021
Vintage0 | natural gas steam turbine | FALSE | 50657 | N | . | Montgomery County Resource Recovery | Covanta Montgomery, Inc. | 49760 | MD | SAT | RFC |  | 22 | 2 | NAICS-22 Non-Cogen | ST | NG | NG | PJM | 30790 | 1777.991 | 2021
Vintage1990 | municipal solid waste | TRUE | 50658 | N | . | Covanta Fairfax Energy | Covanta Fairfax Inc | 4425 | VA | SAT | SERC |  | 22 | 2 | NAICS-22 Non-Cogen | ST | MSB | MLG | PJM | 5279800 | 309763.33 | 2021
Vintage1990 | municipal solid waste | TRUE | 50658 | N | . | Covanta Fairfax Energy | Covanta Fairfax Inc | 4425 | VA | SAT | SERC |  | 22 | 2 | NAICS-22 Non-Cogen | ST | MSN | OTH | PJM | 6453125 | 378601.08 | 2021
Vintage0 | natural gas steam turbine | FALSE | 50658 | N | . | Covanta Fairfax Energy | Covanta Fairfax Inc | 4425 | VA | SAT | SERC |  | 22 | 2 | NAICS-22 Non-Cogen | ST | NG | NG | PJM | 82384 | 4839.596 | 2021
Vintage1989 | municipal solid waste | FALSE | 50660 | Y | . | Covanta Tulsa Renewable Energy LLC | Covanta Tulsa Renewable Energy LLC | 56316 | OK | WSC | SERC |  | 32411 | 7 | Industrial NAICS Cogen | ST | MSB | MLG | SWPP | 55647 | 1400.177 | 2021
Vintage1989 | municipal solid waste | FALSE | 50660 | Y | . | Covanta Tulsa Renewable Energy LLC | Covanta Tulsa Renewable Energy LLC | 56316 | OK | WSC | SERC |  | 32411 | 7 | Industrial NAICS Cogen | ST | MSN | OTH | SWPP | 68012 | 1711.207 | 2021
Vintage0 | natural gas steam turbine | FALSE | 50660 | Y | . | Covanta Tulsa Renewable Energy LLC | Covanta Tulsa Renewable Energy LLC | 56316 | OK | WSC | SERC |  | 32411 | 7 | Industrial NAICS Cogen | ST | NG | NG | SWPP | 2498 | 66.616 | 2021
Vintage0 | petroleum | FALSE | 50661 | N | . | Covanta Haverhill | Ogden Projects Inc-Haverhill | 13982 | MA | NEW | NPCC |  | 22 | 2 | NAICS-22 Non-Cogen | ST | DFO | DFO | ISNE | 15406 | 982.109 | 2021
Vintage1989 | municipal solid waste | TRUE | 50661 | N | . | Covanta Haverhill | Ogden Projects Inc-Haverhill | 13982 | MA | NEW | NPCC |  | 22 | 2 | NAICS-22 Non-Cogen | ST | MSB | MLG | ISNE | 2381729 | 151316.38 | 2021
Vintage1989 | municipal solid waste | TRUE | 50661 | N | . | Covanta Haverhill | Ogden Projects Inc-Haverhill | 13982 | MA | NEW | NPCC |  | 22 | 2 | NAICS-22 Non-Cogen | ST | MSN | OTH | ISNE | 2911151 | 184951.51 | 2021
Vintage1994 | municipal solid waste | FALSE | 50662 | N | . | Onondaga County Resource Recovery | Covanta Onondega LP | 4487 | NY | MAT | NPCC |  | 562213 | 4 | Commercial NAICS Non-Cogen | ST | MSB | MLG | NYIS | 1788888 | 100775.82 | 2021
Vintage1994 | municipal solid waste | FALSE | 50662 | N | . | Onondaga County Resource Recovery | Covanta Onondega LP | 4487 | NY | MAT | NPCC |  | 562213 | 4 | Commercial NAICS Non-Cogen | ST | MSN | OTH | NYIS | 2186431 | 123171.02 | 2021
Vintage0 | natural gas steam turbine | FALSE | 50662 | N | . | Onondaga County Resource Recovery | Covanta Onondega LP | 4487 | NY | MAT | NPCC |  | 562213 | 4 | Commercial NAICS Non-Cogen | ST | NG | NG | NYIS | 17455 | 948.163 | 2021
Vintage1987 | municipal solid waste | FALSE | 50663 | N | . | Covanta Alexandria/Arlington Energy | Covanta Alexandria/Arlington | 4496 | VA | SAT | SERC |  | 562213 | 4 | Commercial NAICS Non-Cogen | ST | MSB | MLG | PJM | 1525998 | 66179.644 | 2021
Vintage1987 | municipal solid waste | FALSE | 50663 | N | . | Covanta Alexandria/Arlington Energy | Covanta Alexandria/Arlington | 4496 | VA | SAT | SERC |  | 562213 | 4 | Commercial NAICS Non-Cogen | ST | MSN | OTH | PJM | 1865088 | 80885.356 | 2021
Vintage1991 | municipal solid waste | TRUE | 50666 | N | . | Pasco Cnty Solid Waste Resource Recovery | Pasco County | 14519 | FL | SAT | SERC |  | 22 | 2 | NAICS-22 Non-Cogen | ST | MSB | MLG | FPC | 1586481 | 73219.32 | 2021
Vintage1991 | municipal solid waste | TRUE | 50666 | N | . | Pasco Cnty Solid Waste Resource Recovery | Pasco County | 14519 | FL | SAT | SERC |  | 22 | 2 | NAICS-22 Non-Cogen | ST | MSN | OTH | FPC | 1939072 | 89491.933 | 2021
Vintage0 | natural gas steam turbine | FALSE | 50666 | N | . | Pasco Cnty Solid Waste Resource Recovery | Pasco County | 14519 | FL | SAT | SERC |  | 22 | 2 | NAICS-22 Non-Cogen | ST | NG | NG | FPC | 7140 | 256.747 | 2021
Vintage2015 | natural gas peaker | FALSE | 50674 | N | . | Municipal Cogen Plant | Palm Springs City of | 14395 | CA | PACC | WECC |  | 92 | 4 | Commercial NAICS Non-Cogen | IC | NG | NG | CISO | 78219 | 7595 | 2021
Vintage1985 | hydro | TRUE | 50688 | N | . | Gardiner | KEI (Maine) Power Management (III) LLC | 56838 | ME | NEW | NPCC |  | 22 | 2 | NAICS-22 Non-Cogen | HY | WAT | HYC | ISNE | 32439 | 3668 | 2021
Vintage1999 | onshore wind | TRUE | 50690 | N | . | San Gorgonio Westwinds II LLC | Terra-Gen Operating Co-Wind | 2770 | CA | PACC | WECC |  | 22 | 2 | NAICS-22 Non-Cogen | WT | WND | WND | CISO | 1174856 | 132842 | 2021
Vintage0 | natural gas peaker | FALSE | 50696 | Y | . | Plant No 1 Orange County | Orange County Sanitation Dist | 14155 | CA | PACC | WECC |  | 562212 | 5 | Commercial NAICS Cogen | IC | NG | NG | CISO | 25103 | 2366.311 | 2021
Vintage1993 | biomass | TRUE | 50696 | Y | . | Plant No 1 Orange County | Orange County Sanitation Dist | 14155 | CA | PACC | WECC |  | 562212 | 5 | Commercial NAICS Cogen | IC | OBG | ORW | CISO | 336319 | 31702.689 | 2021
Vintage1987 | hydro | TRUE | 50699 | N | . | Pumpkin Hill | KEI (Maine) Power Management (II) LLC | 56837 | ME | NEW | NPCC |  | 22 | 2 | NAICS-22 Non-Cogen | HY | WAT | HYC | ISNE | 34208 | 3868 | 2021
Vintage1986 | hydro | TRUE | 50700 | N | . | Lilliwaup Falls Generating | William G. Reed Jr | 15795 | WA | PACC | WECC |  | 22 | 2 | NAICS-22 Non-Cogen | HY | WAT | HYC | BPAT | 49102 | 5552 | 2021
Vintage1986 | hydro | TRUE | 50702 | N | . | Salmon Falls | Green Mountain Power Corp | 7601 | ME | NEW | NPCC |  | 22 | 1 | Electric Utility | HY | WAT | HYC | ISNE | 13293 | 1503 | 2021
Vintage1985 | hydro | TRUE | 50704 | N | . | Somersworth Lower Great Dam | Green Mountain Power Corp | 7601 | NH | NEW | NPCC |  | 22 | 1 | Electric Utility | HY | WAT | HYC | ISNE | 16362 | 1850 | 2021
Vintage1994 | natural gas combined cycle | TRUE | 50707 | Y | . | JM Shafer Generating Station | Tri-State G & T Assn, Inc | 30151 | CO | MTN | WECC |  | 22 | 1 | Electric Utility | CA | NG | NG | PSCO | 569 | 147319 | 2021
Vintage1994 | natural gas combined cycle | TRUE | 50707 | Y | . | JM Shafer Generating Station | Tri-State G & T Assn, Inc | 30151 | CO | MTN | WECC |  | 22 | 1 | Electric Utility | CT | NG | NG | PSCO | 7270258 | 644611 | 2021
| petroleum | FALSE | 50711 | Y | . | University of Alaska Fairbanks | University of Alaska | 19511 | AK | PACN |  |  | 611 | 5 | Commercial NAICS Cogen | IC | DFO | DFO |  | 0 | -519 | 2021
Vintage0 | petroleum | FALSE | 50711 | Y | . | University of Alaska Fairbanks | University of Alaska | 19511 | AK | PACN |  |  | 611 | 5 | Commercial NAICS Cogen | ST | DFO | DFO |  | 1886 | 195.99 | 2021
Vintage0 | petroleum | FALSE | 50711 | Y | . | University of Alaska Fairbanks | University of Alaska | 19511 | AK | PACN |  |  | 611 | 5 | Commercial NAICS Cogen | ST | JF | WOO |  | 4090 | 671.883 | 2021
Vintage0 | natural gas steam turbine | FALSE | 50711 | Y | . | University of Alaska Fairbanks | University of Alaska | 19511 | AK | PACN |  |  | 611 | 5 | Commercial NAICS Cogen | ST | NG | NG |  | 74 | 3.471 | 2021
Vintage2020 | hard coal | FALSE | 50711 | Y | . | University of Alaska Fairbanks | University of Alaska | 19511 | AK | PACN |  |  | 611 | 5 | Commercial NAICS Cogen | ST | SUB | COL |  | 418572 | 70619.656 | 2021
| biomass | FALSE | 50711 | Y | . | University of Alaska Fairbanks | University of Alaska | 19511 | AK | PACN |  |  | 611 | 5 | Commercial NAICS Cogen | ST | WDS | WWW |  | 0 | 0 | 2021
Vintage1988 | hydro | TRUE | 50713 | N | . | Huntington Falls | Green Mountain Power Corp | 7601 | VT | NEW | NPCC |  | 22 | 1 | Electric Utility | HY | WAT | HYC | ISNE | 193718 | 21904 | 2021
Vintage1986 | hydro | TRUE | 50718 | N | . | Notch Butte Hydro | Koosh, Inc. | 64961 | ID | MTN | WECC |  | 22 | 2 | NAICS-22 Non-Cogen | HY | WAT | HYC | IPCO | 26434 | 2989 | 2021
Vintage1999 | biomass | TRUE | 50721 | N | . | Tazewell Gas Recovery | WM Illinois Renewable Energy LLC | 54843 | IL | ENC | SERC |  | 22 | 2 | NAICS-22 Non-Cogen | IC | LFG | MLG | MISO | 203366 | 15994 | 2021
Vintage1990 | natural gas peaker | FALSE | 50722 | Y | . | INEOS Naperville Cogeneration Plant | INEOS US Chemicals Company - Naperville Campus | 64451 | IL | ENC | RFC |  | 541 | 5 | Commercial NAICS Cogen | GT | NG | NG | PJM | 385897 | 75369.84 | 2021
Vintage0 | natural gas steam turbine | FALSE | 50729 | Y | . | Clairton Works | United States Steel- Clairton | 19517 | PA | MAT | RFC |  | 3311 | 7 | Industrial NAICS Cogen | ST | NG | NG | PJM | 50062 | 11444.268 | 2021
Vintage1955 | other | FALSE | 50729 | Y | . | Clairton Works | United States Steel- Clairton | 19517 | PA | MAT | RFC |  | 3311 | 7 | Industrial NAICS Cogen | ST | OG | OOG | PJM | 431686 | 98685.732 | 2021
Vintage2002 | other | FALSE | 50732 | Y | . | Mon Valley Works | United States Steel-Mon Valley | 19519 | PA | MAT | RFC |  | 3311 | 7 | Industrial NAICS Cogen | ST | BFG | OOG | PJM | 1624798 | 368089.74 | 2021
| natural gas steam turbine | FALSE | 50732 | Y | . | Mon Valley Works | United States Steel-Mon Valley | 19519 | PA | MAT | RFC |  | 3311 | 7 | Industrial NAICS Cogen | ST | NG | NG | PJM | 0 | 0 | 2021
Vintage2002 | other | FALSE | 50732 | Y | . | Mon Valley Works | United States Steel-Mon Valley | 19519 | PA | MAT | RFC |  | 3311 | 7 | Industrial NAICS Cogen | ST | OG | OOG | PJM | 363505 | 82403.265 | 2021
Vintage1997 | other | FALSE | 50733 | Y | . | Gary Works | United States Steel-Gary | 19526 | IN | ENC | RFC |  | 3311 | 7 | Industrial NAICS Cogen | ST | BFG | OOG | MISO | 3935697 | 679669.83 | 2021
Vintage0 | natural gas steam turbine | FALSE | 50733 | Y | . | Gary Works | United States Steel-Gary | 19526 | IN | ENC | RFC |  | 3311 | 7 | Industrial NAICS Cogen | ST | NG | NG | MISO | 3319396 | 573234.25 | 2021
| other | FALSE | 50733 | Y | . | Gary Works | United States Steel-Gary | 19526 | IN | ENC | RFC |  | 3311 | 7 | Industrial NAICS Cogen | ST | OG | OOG | MISO | 0 | 0 | 2021
Vintage0 | petroleum | FALSE | 50733 | Y | . | Gary Works | United States Steel-Gary | 19526 | IN | ENC | RFC |  | 3311 | 7 | Industrial NAICS Cogen | ST | RFO | RFO | MISO | 2449 | 422.923 | 2021
Vintage1987 | biomass | TRUE | 50739 | N | . | Stored Solar Tamworth, LLC | Stored Solar Services, LLC | 64003 | NH | NEW | NPCC |  | 22 | 2 | NAICS-22 Non-Cogen | ST | WDS | WWW | ISNE | 862218 | 57567 | 2021
Vintage1986 | hydro | TRUE | 50741 | N | . | Pontook Hydro Facility | Pontook Operating LP | 15213 | NH | NEW | NPCC |  | 22 | 2 | NAICS-22 Non-Cogen | HY | WAT | HYC | ISNE | 290640 | 32863 | 2021
| natural gas combined cycle | FALSE | 50744 | N | . | Sterling Power Plant | Sterling Power Partners LP | 14182 | NY | MAT | NPCC |  | 22 | 2 | NAICS-22 Non-Cogen | CA | NG | NG | NYIS | 0 | 4439 | 2021
Vintage1991 | natural gas combined cycle | TRUE | 50744 | N | . | Sterling Power Plant | Sterling Power Partners LP | 14182 | NY | MAT | NPCC |  | 22 | 2 | NAICS-22 Non-Cogen | CT | NG | NG | NYIS | 146435 | 10731 | 2021
Vintage1991 | petroleum | TRUE | 50744 | N | . | Sterling Power Plant | Sterling Power Partners LP | 14182 | NY | MAT | NPCC |  | 22 | 2 | NAICS-22 Non-Cogen | IC | DFO | DFO | NYIS | 12 | 1 | 2021
| natural gas combined cycle | FALSE | 50748 | N | . | Agnews Power Plant | OLS Energy-Agnews Inc. | 2871 | CA | PACC | WECC |  | 22 | 2 | NAICS-22 Non-Cogen | CA | NG | NG | CISO | 0 | 4182 | 2021
Vintage1990 | natural gas combined cycle | TRUE | 50748 | N | . | Agnews Power Plant | OLS Energy-Agnews Inc. | 2871 | CA | PACC | WECC |  | 22 | 2 | NAICS-22 Non-Cogen | CT | NG | NG | CISO | 183558 | 14520 | 2021
Vintage1988 | natural gas peaker | FALSE | 50750 | Y | . | Coalinga Cogeneration Facility | Aera Energy LLC-Coalinga | 23005 | CA | PACC | WECC |  | 211 | 7 | Industrial NAICS Cogen | GT | NG | NG | CISO | 200256 | 41628 | 2021
Vintage1989 | natural gas peaker | FALSE | 50751 | Y | . | Southeast Kern River Cogen | Chevron USA Inc | 54713 | CA | PACC | WECC |  | 211 | 7 | Industrial NAICS Cogen | GT | NG | NG | CISO | 642341 | 123165 | 2021
Vintage1986 | natural gas peaker | FALSE | 50752 | Y | . | South Belridge Cogeneration Facility | AERA Energy LLC | 164 | CA | PACC | WECC |  | 211 | 7 | Industrial NAICS Cogen | GT | NG | NG | CISO | 2885940 | 486558 | 2021
Vintage1999 | onshore wind | TRUE | 50754 | N | . | Oak Creek Energy Systems I | Terra-Gen Operating Co-Wind | 2770 | CA | PACC | WECC |  | 22 | 2 | NAICS-22 Non-Cogen | WT | WND | WND | CISO | 604470 | 68348 | 2021
Vintage1989 | hydro | TRUE | 50755 | N | . | New Hogan Power Plant | Modesto Irrigation District | 12745 | CA | PACC | WECC |  | 22 | 1 | Electric Utility | HY | WAT | HYC | CISO | 39249 | 4438 | 2021
Vintage1987 | hydro | TRUE | 50758 | N | . | Pejepscot Hydroelectric Project | Topsham Hydro Partners | 19013 | ME | NEW | NPCC |  | 22 | 2 | NAICS-22 Non-Cogen | HY | WAT | HYC | ISNE | 455263 | 51477 | 2021
Vintage1985 | hydro | TRUE | 50759 | N | . | West End Dam Hydroelectric Project | Northbrook Carthage LLC | 57144 | NY | MAT | NPCC |  | 22 | 2 | NAICS-22 Non-Cogen | HY | WAT | HYC | NYIS | 188996 | 21370 | 2021
Vintage2009 | geothermal | TRUE | 50765 | N | . | Stillwater Facility | Enel Stillwater LLC | 50131 | NV | MTN | WECC |  | 22 | 2 | NAICS-22 Non-Cogen | BT | GEO | GEO | NEVP | 865474 | 97860 | 2021
Vintage2012 | solar pv | TRUE | 50765 | N | . | Stillwater Facility | Enel Stillwater LLC | 50131 | NV | MTN | WECC |  | 22 | 2 | NAICS-22 Non-Cogen | PV | SUN | SUN | NEVP | 355873 | 40239 | 2021
Vintage2003 | geothermal | TRUE | 50766 | N | . | Ormesa I | Ormat Nevada Inc | 34691 | CA | PACC | WECC |  | 22 | 2 | NAICS-22 Non-Cogen | BT | GEO | GEO | IID | 971858 | 109889 | 2021
| geothermal | FALSE | 50766 | N | . | Ormesa I | Ormat Nevada Inc | 34691 | CA | PACC | WECC |  | 22 | 2 | NAICS-22 Non-Cogen | ST | GEO | GEO | IID | 0 | 0 | 2021
Vintage1987 | hydro | TRUE | 50768 | N | . | Forestport | Clear Energy Capital, LLC | 63840 | NY | MAT | NPCC |  | 22 | 2 | NAICS-22 Non-Cogen | HY | WAT | HYC | NYIS | 95021 | 10744 | 2021
Vintage0 | natural gas steam turbine | FALSE | 50772 | N | . | Viking Energy of Lincoln | Viking Energy Corp | 19781 | MI | ENC | RFC |  | 22 | 2 | NAICS-22 Non-Cogen | ST | NG | NG | MISO | 13839 | 939.748 | 2021
Vintage0 | other | FALSE | 50772 | N | . | Viking Energy of Lincoln | Viking Energy Corp | 19781 | MI | ENC | RFC |  | 22 | 2 | NAICS-22 Non-Cogen | ST | TDF | OTH | MISO | 234232 | 19901.61 | 2021
Vintage1989 | biomass | TRUE | 50772 | N | . | Viking Energy of Lincoln | Viking Energy Corp | 19781 | MI | ENC | RFC |  | 22 | 2 | NAICS-22 Non-Cogen | ST | WDS | WWW | MISO | 1363354 | 111949.64 | 2021
Vintage0 | petroleum | FALSE | 50776 | N | . | Panther Creek Energy Facility | Panther Creek Power Operating, LLC | 14432 | PA | MAT | RFC |  | 22 | 2 | NAICS-22 Non-Cogen | ST | DFO | DFO | PJM | 27686 | 1859.772 | 2021
Vintage1992 | hard coal | TRUE | 50776 | N | . | Panther Creek Energy Facility | Panther Creek Power Operating, LLC | 14432 | PA | MAT | RFC |  | 22 | 2 | NAICS-22 Non-Cogen | ST | WC | WOC | PJM | 1771584 | 125367.23 | 2021
| petroleum | FALSE | 50799 | N | . | Parlin Power Plant | Consolidated Edison Energy, Inc. | 61536 | NJ | MAT | RFC |  | 22 | 2 | NAICS-22 Non-Cogen | CA | DFO | DFO | PJM | 0 | 0 | 2021
Vintage1991 | natural gas combined cycle | TRUE | 50799 | N | . | Parlin Power Plant | Consolidated Edison Energy, Inc. | 61536 | NJ | MAT | RFC |  | 22 | 2 | NAICS-22 Non-Cogen | CA | NG | NG | PJM | 7986 | 2721 | 2021
| petroleum | FALSE | 50799 | N | . | Parlin Power Plant | Consolidated Edison Energy, Inc. | 61536 | NJ | MAT | RFC |  | 22 | 2 | NAICS-22 Non-Cogen | CT | DFO | DFO | PJM | 0 | 0 | 2021
Vintage1991 | natural gas combined cycle | TRUE | 50799 | N | . | Parlin Power Plant | Consolidated Edison Energy, Inc. | 61536 | NJ | MAT | RFC |  | 22 | 2 | NAICS-22 Non-Cogen | CT | NG | NG | PJM | 84479 | 6339 | 2021
Vintage1957 | natural gas steam turbine | FALSE | 50803 | Y | . | Seminole Mill | WestRock Seminole | 27718 | FL | SAT | SERC |  | 32213 | 7 | Industrial NAICS Cogen | ST | NG | NG | JEA | 645526 | 141894 | 2021
Vintage2004 | biomass | TRUE | 50804 | Y | . | Port Wentworth Mill | International Paper Port Wentworth Mill | 20505 | GA | SAT | SERC |  | 322 | 7 | Industrial NAICS Cogen | ST | BLQ | WWW | SOCO | 5545000 | 296519.39 | 2021
| petroleum | FALSE | 50804 | Y | . | Port Wentworth Mill | International Paper Port Wentworth Mill | 20505 | GA | SAT | SERC |  | 322 | 7 | Industrial NAICS Cogen | ST | DFO | DFO | SOCO | 0 | 0 | 2021
Vintage0 | natural gas steam turbine | FALSE | 50804 | Y | . | Port Wentworth Mill | International Paper Port Wentworth Mill | 20505 | GA | SAT | SERC |  | 322 | 7 | Industrial NAICS Cogen | ST | NG | NG | SOCO | 919038 | 49145.687 | 2021
Vintage2004 | biomass | TRUE | 50804 | Y | . | Port Wentworth Mill | International Paper Port Wentworth Mill | 20505 | GA | SAT | SERC |  | 322 | 7 | Industrial NAICS Cogen | ST | OBG | ORW | SOCO | 141925 | 7589.397 | 2021
Vintage2004 | biomass | TRUE | 50804 | Y | . | Port Wentworth Mill | International Paper Port Wentworth Mill | 20505 | GA | SAT | SERC |  | 322 | 7 | Industrial NAICS Cogen | ST | OBL | ORW | SOCO | 134793 | 7208.056 | 2021
Vintage2004 | biomass | TRUE | 50804 | Y | . | Port Wentworth Mill | International Paper Port Wentworth Mill | 20505 | GA | SAT | SERC |  | 322 | 7 | Industrial NAICS Cogen | ST | SLW | ORW | SOCO | 2029 | 108.514 | 2021
Vintage2004 | biomass | TRUE | 50804 | Y | . | Port Wentworth Mill | International Paper Port Wentworth Mill | 20505 | GA | SAT | SERC |  | 322 | 7 | Industrial NAICS Cogen | ST | WDS | WWW | SOCO | 1778846 | 95123.958 | 2021
Vintage0 | hard coal | FALSE | 50806 | Y | . | Florence Mill | WestRock-Florence | 18162 | SC | SAT | SERC |  | 322122 | 7 | Industrial NAICS Cogen | ST | BIT | COL | CPLE | 112020 | 23015.195 | 2021
Vintage1987 | biomass | TRUE | 50806 | Y | . | Florence Mill | WestRock-Florence | 18162 | SC | SAT | SERC |  | 322122 | 7 | Industrial NAICS Cogen | ST | BLQ | WWW | CPLE | 874638 | 179700.18 | 2021
Vintage0 | natural gas steam turbine | FALSE | 50806 | Y | . | Florence Mill | WestRock-Florence | 18162 | SC | SAT | SERC |  | 322122 | 7 | Industrial NAICS Cogen | ST | NG | NG | CPLE | 69395 | 14257.801 | 2021
Vintage0 | petroleum | FALSE | 50806 | Y | . | Florence Mill | WestRock-Florence | 18162 | SC | SAT | SERC |  | 322122 | 7 | Industrial NAICS Cogen | ST | RFO | RFO | CPLE | 13029 | 2676.942 | 2021
Vintage1987 | biomass | TRUE | 50806 | Y | . | Florence Mill | WestRock-Florence | 18162 | SC | SAT | SERC |  | 322122 | 7 | Industrial NAICS Cogen | ST | WDS | WWW | CPLE | 735721 | 151159.17 | 2021
Vintage0 | hard coal | FALSE | 50807 | Y | . | WestRock Panama City Mill | WestRock Corp-Panama City | 18157 | FL | SAT | SERC |  | 322122 | 7 | Industrial NAICS Cogen | ST | BIT | COL | SOCO | 61071 | 12504.454 | 2021
Vintage1956 | biomass | TRUE | 50807 | Y | . | WestRock Panama City Mill | WestRock Corp-Panama City | 18157 | FL | SAT | SERC |  | 322122 | 7 | Industrial NAICS Cogen | ST | BLQ | WWW | SOCO | 607769 | 124442.59 | 2021
Vintage0 | natural gas steam turbine | FALSE | 50807 | Y | . | WestRock Panama City Mill | WestRock Corp-Panama City | 18157 | FL | SAT | SERC |  | 322122 | 7 | Industrial NAICS Cogen | ST | NG | NG | SOCO | 196478 | 40229.056 | 2021
Vintage0 | petroleum | FALSE | 50807 | Y | . | WestRock Panama City Mill | WestRock Corp-Panama City | 18157 | FL | SAT | SERC |  | 322122 | 7 | Industrial NAICS Cogen | ST | RFO | RFO | SOCO | 32697 | 6695.152 | 2021
Vintage1956 | biomass | TRUE | 50807 | Y | . | WestRock Panama City Mill | WestRock Corp-Panama City | 18157 | FL | SAT | SERC |  | 322122 | 7 | Industrial NAICS Cogen | ST | WDS | WWW | SOCO | 149302 | 30570.081 | 2021
Vintage1972 | biomass | TRUE | 50810 | Y | . | Westrock Hodge (LA) | Westrock (LA) | 18155 | LA | WSC | SERC |  | 322122 | 7 | Industrial NAICS Cogen | ST | BLQ | WWW | MISO | 1099498 | 207332.47 | 2021
Vintage0 | natural gas steam turbine | FALSE | 50810 | Y | . | Westrock Hodge (LA) | Westrock (LA) | 18155 | LA | WSC | SERC |  | 322122 | 7 | Industrial NAICS Cogen | ST | NG | NG | MISO | 784109 | 147859.74 | 2021
Vintage1972 | biomass | TRUE | 50810 | Y | . | Westrock Hodge (LA) | Westrock (LA) | 18155 | LA | WSC | SERC |  | 322122 | 7 | Industrial NAICS Cogen | ST | WDS | WWW | MISO | 240616 | 45372.938 | 2021
Vintage0 | hard coal | FALSE | 50813 | Y | . | Hopewell Mill | RockTenn-Hopewell | 18147 | VA | SAT | SERC |  | 32213 | 7 | Industrial NAICS Cogen | ST | BIT | COL | PJM | 49651 | 3952.412 | 2021
Vintage1980 | biomass | TRUE | 50813 | Y | . | Hopewell Mill | RockTenn-Hopewell | 18147 | VA | SAT | SERC |  | 32213 | 7 | Industrial NAICS Cogen | ST | BLQ | WWW | PJM | 1703722 | 136004.72 | 2021
| petroleum | FALSE | 50813 | Y | . | Hopewell Mill | RockTenn-Hopewell | 18147 | VA | SAT | SERC |  | 32213 | 7 | Industrial NAICS Cogen | ST | DFO | DFO | PJM | 0 | 0 | 2021
Vintage0 | natural gas steam turbine | FALSE | 50813 | Y | . | Hopewell Mill | RockTenn-Hopewell | 18147 | VA | SAT | SERC |  | 32213 | 7 | Industrial NAICS Cogen | ST | NG | NG | PJM | 827510 | 65928.598 | 2021
Vintage0 | petroleum | FALSE | 50813 | Y | . | Hopewell Mill | RockTenn-Hopewell | 18147 | VA | SAT | SERC |  | 32213 | 7 | Industrial NAICS Cogen | ST | RFO | RFO | PJM | 608 | 48.958 | 2021
Vintage1980 | biomass | TRUE | 50813 | Y | . | Hopewell Mill | RockTenn-Hopewell | 18147 | VA | SAT | SERC |  | 32213 | 7 | Industrial NAICS Cogen | ST | WDS | WWW | PJM | 950523 | 75988.316 | 2021
Vintage1986 | natural gas combined cycle | TRUE | 50815 | Y | . | Odyssey Energy Altura Cogen, LLC | Odyssey Operating Services | 55879 | TX | WSC | TRE |  | 22 | 3 | NAICS-22 Cogen | CA | NG | NG | ERCO | 589271 | 582608 | 2021
Vintage1995 | natural gas combined cycle | TRUE | 50815 | Y | . | Odyssey Energy Altura Cogen, LLC | Odyssey Operating Services | 55879 | TX | WSC | TRE |  | 22 | 3 | NAICS-22 Cogen | CT | NG | NG | ERCO | 16505418 | 2666315 | 2021
Vintage1985 | onshore wind | TRUE | 50820 | N | . | East Winds Project | Terra-Gen Operating Co-Wind | 2770 | CA | PACC | WECC |  | 22 | 2 | NAICS-22 Non-Cogen | WT | WND | WND | CISO | 52613 | 5949 | 2021
Vintage1989 | onshore wind | TRUE | 50821 | N | . | Mojave 16/17/18 | Terra-Gen Operating Co-Wind | 2770 | CA | PACC | WECC |  | 22 | 2 | NAICS-22 Non-Cogen | WT | WND | WND | CISO | 838729 | 94836 | 2021
Vintage1989 | hydro | TRUE | 50827 | N | . | Twin Falls Hydro | Central Rivers Power US, LLC | 64078 | WA | PACC | WECC |  | 22 | 2 | NAICS-22 Non-Cogen | HY | WAT | HYC | PSEI | 695252 | 78613 | 2021
Vintage1987 | biomass | TRUE | 50831 | N | . | Nove Power Plant | Nove Investments I LLC | 13876 | CA | PACC | WECC |  | 22 | 2 | NAICS-22 Non-Cogen | IC | LFG | MLG | CISO | 30655 | 1702 | 2021
| hydro | FALSE | 50832 | N | . | Chicopee Hydroelectric Station | City of Chicopee - (MA) | 3477 | MA | NEW | NPCC |  | 22 | 1 | Electric Utility | HY | WAT | HYC | ISNE | 0 | 0 | 2021
Vintage1990 | hard coal | TRUE | 50835 | Y | . | TES Filer City Station | TES Filer City Station LP | 18414 | MI | ENC | RFC |  | 22 | 3 | NAICS-22 Cogen | ST | BIT | COL | MISO | 3734145 | 341251.66 | 2021
Vintage0 | natural gas steam turbine | FALSE | 50835 | Y | . | TES Filer City Station | TES Filer City Station LP | 18414 | MI | ENC | RFC |  | 22 | 3 | NAICS-22 Cogen | ST | NG | NG | MISO | 1099649 | 100493.38 | 2021
| petroleum | FALSE | 50835 | Y | . | TES Filer City Station | TES Filer City Station LP | 18414 | MI | ENC | RFC |  | 22 | 3 | NAICS-22 Cogen | ST | PC | PC | MISO | 0 | 0 | 2021
| hard coal | FALSE | 50835 | Y | . | TES Filer City Station | TES Filer City Station LP | 18414 | MI | ENC | RFC |  | 22 | 3 | NAICS-22 Cogen | ST | SUB | COL | MISO | 0 | 0 | 2021
Vintage0 | other | FALSE | 50835 | Y | . | TES Filer City Station | TES Filer City Station LP | 18414 | MI | ENC | RFC |  | 22 | 3 | NAICS-22 Cogen | ST | TDF | OTH | MISO | 107609 | 9833.949 | 2021
Vintage0 | biomass | FALSE | 50835 | Y | . | TES Filer City Station | TES Filer City Station LP | 18414 | MI | ENC | RFC |  | 22 | 3 | NAICS-22 Cogen | ST | WDS | WWW | MISO | 407651 | 37254.011 | 2021
Vintage1988 | municipal solid waste | TRUE | 50837 | Y | . | Southeast Resource Recovery | SERRF Joint Powers Authority | 16899 | CA | PACC | WECC |  | 22 | 3 | NAICS-22 Cogen | ST | MSB | MLG | CISO | 1548461 | 80754.408 | 2021
Vintage1988 | municipal solid waste | TRUE | 50837 | Y | . | Southeast Resource Recovery | SERRF Joint Powers Authority | 16899 | CA | PACC | WECC |  | 22 | 3 | NAICS-22 Cogen | ST | MSN | OTH | CISO | 1892554 | 98699.356 | 2021
Vintage0 | natural gas steam turbine | FALSE | 50837 | Y | . | Southeast Resource Recovery | SERRF Joint Powers Authority | 16899 | CA | PACC | WECC |  | 22 | 3 | NAICS-22 Cogen | ST | NG | NG | CISO | 175355 | 9078.236 | 2021
Vintage1974 | natural gas peaker | FALSE | 50846 | Y | . | Gramercy Holdings LLC | Gramercy Holdings I LLC | 56097 | LA | WSC | SERC |  | 331 | 7 | Industrial NAICS Cogen | GT | NG | NG | MISO | 1338955 | 149985.08 | 2021
Vintage1969 | natural gas steam turbine | FALSE | 50846 | Y | . | Gramercy Holdings LLC | Gramercy Holdings I LLC | 56097 | LA | WSC | SERC |  | 331 | 7 | Industrial NAICS Cogen | ST | NG | NG | MISO | 1019035 | 116478 | 2021
| petroleum | FALSE | 50849 | Y | . | PE Berkeley | Berkeley Cogeneration Facility | 61261 | CA | PACC | WECC |  | 611 | 5 | Commercial NAICS Cogen | CA | DFO | DFO | CISO | 0 | 0 | 2021
Vintage1987 | natural gas combined cycle | FALSE | 50849 | Y | . | PE Berkeley | Berkeley Cogeneration Facility | 61261 | CA | PACC | WECC |  | 611 | 5 | Commercial NAICS Cogen | CA | NG | NG | CISO | 26304 | 4857 | 2021
| petroleum | FALSE | 50849 | Y | . | PE Berkeley | Berkeley Cogeneration Facility | 61261 | CA | PACC | WECC |  | 611 | 5 | Commercial NAICS Cogen | CT | DFO | DFO | CISO | 0 | 0 | 2021
Vintage1987 | natural gas combined cycle | FALSE | 50849 | Y | . | PE Berkeley | Berkeley Cogeneration Facility | 61261 | CA | PACC | WECC |  | 611 | 5 | Commercial NAICS Cogen | CT | NG | NG | CISO | 815760 | 144114 | 2021
| natural gas combined cycle | FALSE | 50850 | Y | . | OLS Energy Chino | OLS Energy-Chino | 14265 | CA | PACC | WECC |  | 22 | 3 | NAICS-22 Cogen | CA | NG | NG | CISO | 0 | 2116 | 2021
| petroleum | FALSE | 50850 | Y | . | OLS Energy Chino | OLS Energy-Chino | 14265 | CA | PACC | WECC |  | 22 | 3 | NAICS-22 Cogen | CT | DFO | DFO | CISO | 0 | 0 | 2021
Vintage1987 | natural gas combined cycle | TRUE | 50850 | Y | . | OLS Energy Chino | OLS Energy-Chino | 14265 | CA | PACC | WECC |  | 22 | 3 | NAICS-22 Cogen | CT | NG | NG | CISO | 62625 | 5364 | 2021
| natural gas combined cycle | FALSE | 50851 | Y | . | CSUCI Site Authority | CSUCI Site Authority | 56835 | CA | PACC | WECC |  | 22 | 3 | NAICS-22 Cogen | CA | NG | NG | CISO | 0 | 1076 | 2021
| petroleum | FALSE | 50851 | Y | . | CSUCI Site Authority | CSUCI Site Authority | 56835 | CA | PACC | WECC |  | 22 | 3 | NAICS-22 Cogen | CT | DFO | DFO | CISO | 0 | 0 | 2021
Vintage1988 | natural gas combined cycle | TRUE | 50851 | Y | . | CSUCI Site Authority | CSUCI Site Authority | 56835 | CA | PACC | WECC |  | 22 | 3 | NAICS-22 Cogen | CT | NG | NG | CISO | 33280 | 3487 | 2021
| petroleum | FALSE | 50852 | N | . | Elmwood Park Power LLC | Elmwood Park Power LLC | 63363 | NJ | MAT | RFC |  | 22 | 2 | NAICS-22 Non-Cogen | CA | DFO | DFO | PJM | 0 | 0 | 2021
| natural gas combined cycle | FALSE | 50852 | N | . | Elmwood Park Power LLC | Elmwood Park Power LLC | 63363 | NJ | MAT | RFC |  | 22 | 2 | NAICS-22 Non-Cogen | CA | NG | NG | PJM | 0 | 0 | 2021
| petroleum | FALSE | 50852 | N | . | Elmwood Park Power LLC | Elmwood Park Power LLC | 63363 | NJ | MAT | RFC |  | 22 | 2 | NAICS-22 Non-Cogen | CT | DFO | DFO | PJM | 0 | 0 | 2021
| natural gas combined cycle | FALSE | 50852 | N | . | Elmwood Park Power LLC | Elmwood Park Power LLC | 63363 | NJ | MAT | RFC |  | 22 | 2 | NAICS-22 Non-Cogen | CT | NG | NG | PJM | 0 | 0 | 2021
Vintage2009 | municipal solid waste | TRUE | 50858 | N | . | Hillsborough County Resource Recovery | Hillsborough County | 8633 | FL | SAT | SERC |  | 22 | 2 | NAICS-22 Non-Cogen | ST | MSB | MLG | TEC | 2457190 | 107652.62 | 2021
Vintage2009 | municipal solid waste | TRUE | 50858 | N | . | Hillsborough County Resource Recovery | Hillsborough County | 8633 | FL | SAT | SERC |  | 22 | 2 | NAICS-22 Non-Cogen | ST | MSN | OTH | TEC | 3003276 | 131577.38 | 2021
| natural gas steam turbine | FALSE | 50858 | N | . | Hillsborough County Resource Recovery | Hillsborough County | 8633 | FL | SAT | SERC |  | 22 | 2 | NAICS-22 Non-Cogen | ST | NG | NG | TEC | 0 | 0 | 2021
Vintage1990 | municipal solid waste | TRUE | 50859 | N | . | Lancaster County Resource Recovery | Covanta Lancaster Inc | 4447 | PA | MAT | RFC |  | 22 | 2 | NAICS-22 Non-Cogen | ST | MSB | MLG | PJM | 1850021 | 86121.579 | 2021
Vintage1990 | municipal solid waste | TRUE | 50859 | N | . | Lancaster County Resource Recovery | Covanta Lancaster Inc | 4447 | PA | MAT | RFC |  | 22 | 2 | NAICS-22 Non-Cogen | ST | MSN | OTH | PJM | 2261152 | 105260.33 | 2021
Vintage0 | other | FALSE | 50859 | N | . | Lancaster County Resource Recovery | Covanta Lancaster Inc | 4447 | PA | MAT | RFC |  | 22 | 2 | NAICS-22 Non-Cogen | ST | PG | WOO | PJM | 10385 | 484.088 | 2021
Vintage1989 | municipal solid waste | FALSE | 50860 | N | . | Kent County Waste to Energy Facility | Kent County | 10162 | MI | ENC | RFC |  | 562213 | 4 | Commercial NAICS Non-Cogen | ST | MSB | MLG | MISO | 923486 | 45481.693 | 2021
Vintage1989 | municipal solid waste | FALSE | 50860 | N | . | Kent County Waste to Energy Facility | Kent County | 10162 | MI | ENC | RFC |  | 562213 | 4 | Commercial NAICS Non-Cogen | ST | MSN | OTH | MISO | 1128687 | 55587.886 | 2021
Vintage0 | natural gas steam turbine | FALSE | 50860 | N | . | Kent County Waste to Energy Facility | Kent County | 10162 | MI | ENC | RFC |  | 562213 | 4 | Commercial NAICS Non-Cogen | ST | NG | NG | MISO | 6853 | 330.421 | 2021
| natural gas peaker | FALSE | 50864 | Y | . | Sargent Canyon Cogeneration | Sargent Canyon Cogeneration Co | 16636 | CA | PACC | WECC |  | 22 | 3 | NAICS-22 Cogen | GT | NG | NG | CISO | 0 | 0 | 2021
Vintage1991 | natural gas peaker | TRUE | 50865 | Y | . | Salinas River Cogeneration | Salinas River Cogeneration Co | 16506 | CA | PACC | WECC |  | 22 | 3 | NAICS-22 Cogen | GT | NG | NG | CISO | 1968640 | 277649 | 2021
Vintage1989 | municipal solid waste | TRUE | 50873 | N | . | Wheelabrator Concord Facility | Wheelabrator Environmental Systems | 20541 | NH | NEW | NPCC |  | 22 | 2 | NAICS-22 Non-Cogen | ST | MSB | MLG | ISNE | 882799 | 45259.323 | 2021
Vintage1989 | municipal solid waste | TRUE | 50873 | N | . | Wheelabrator Concord Facility | Wheelabrator Environmental Systems | 20541 | NH | NEW | NPCC |  | 22 | 2 | NAICS-22 Non-Cogen | ST | MSN | OTH | ISNE | 1078974 | 55316.677 | 2021
Vintage1985 | municipal solid waste | TRUE | 50875 | N | . | McKay Bay Facility | City of Tampa | 63619 | FL | SAT | SERC |  | 22 | 2 | NAICS-22 Non-Cogen | ST | MSB | MLG | TEC | 1283150 | 58630.005 | 2021
Vintage1985 | municipal solid waste | TRUE | 50875 | N | . | McKay Bay Facility | City of Tampa | 63619 | FL | SAT | SERC |  | 22 | 2 | NAICS-22 Non-Cogen | ST | MSN | OTH | TEC | 1568298 | 71658.995 | 2021
Vintage1985 | municipal solid waste | TRUE | 50877 | N | . | Wheelabrator North Andover | Wheelabrator Environmental Systems | 20541 | MA | NEW | NPCC |  | 22 | 2 | NAICS-22 Non-Cogen | ST | MSB | MLG | ISNE | 2038075 | 104738.2 | 2021
Vintage1985 | municipal solid waste | TRUE | 50877 | N | . | Wheelabrator North Andover | Wheelabrator Environmental Systems | 20541 | MA | NEW | NPCC |  | 22 | 2 | NAICS-22 Non-Cogen | ST | MSN | OTH | ISNE | 2491026 | 128015.8 | 2021
| natural gas steam turbine | FALSE | 50877 | N | . | Wheelabrator North Andover | Wheelabrator Environmental Systems | 20541 | MA | NEW | NPCC |  | 22 | 2 | NAICS-22 Non-Cogen | ST | NG | NG | ISNE | 0 | 0 | 2021
Vintage1987 | municipal solid waste | TRUE | 50878 | N | . | Wheelabrator Millbury Facility | Wheelabrator Environmental Systems | 20541 | MA | NEW | NPCC |  | 22 | 2 | NAICS-22 Non-Cogen | ST | MSB | MLG | ISNE | 2285721 | 144257.9 | 2021
Vintage1987 | municipal solid waste | TRUE | 50878 | N | . | Wheelabrator Millbury Facility | Wheelabrator Environmental Systems | 20541 | MA | NEW | NPCC |  | 22 | 2 | NAICS-22 Non-Cogen | ST | MSN | OTH | ISNE | 2793701 | 176318.1 | 2021
Vintage1985 | municipal solid waste | TRUE | 50880 | N | . | Wheelabrator Saugus | Wheelabrator Environmental Systems | 20541 | MA | NEW | NPCC |  | 22 | 2 | NAICS-22 Non-Cogen | ST | MSB | MLG | ISNE | 1792938 | 80382.242 | 2021
Vintage1985 | municipal solid waste | TRUE | 50880 | N | . | Wheelabrator Saugus | Wheelabrator Environmental Systems | 20541 | MA | NEW | NPCC |  | 22 | 2 | NAICS-22 Non-Cogen | ST | MSN | OTH | ISNE | 2191386 | 98245.758 | 2021
| biomass | FALSE | 50881 | N | . | Wheelabrator Shasta | Shasta Sustainable Resource Management, Inc. | 64579 | CA | PACC | WECC |  | 22 | 2 | NAICS-22 Non-Cogen | ST | AB | ORW | CISO | 0 | 0 | 2021
| natural gas steam turbine | FALSE | 50881 | N | . | Wheelabrator Shasta | Shasta Sustainable Resource Management, Inc. | 64579 | CA | PACC | WECC |  | 22 | 2 | NAICS-22 Non-Cogen | ST | NG | NG | CISO | 0 | 0 | 2021
Vintage1987 | biomass | TRUE | 50881 | N | . | Wheelabrator Shasta | Shasta Sustainable Resource Management, Inc. | 64579 | CA | PACC | WECC |  | 22 | 2 | NAICS-22 Non-Cogen | ST | WDS | WWW | CISO | 5104624 | 285943 | 2021
Vintage1984 | municipal solid waste | TRUE | 50882 | Y | . | Wheelabrator Westchester | Wheelabrator Environmental Systems | 20541 | NY | MAT | NPCC |  | 22 | 3 | NAICS-22 Cogen | ST | MSB | MLG | NYIS | 1897678 | 145417.12 | 2021
Vintage1984 | municipal solid waste | TRUE | 50882 | Y | . | Wheelabrator Westchester | Wheelabrator Environmental Systems | 20541 | NY | MAT | NPCC |  | 22 | 3 | NAICS-22 Cogen | ST | MSN | OTH | NYIS | 2319419 | 177734.89 | 2021
| natural gas steam turbine | FALSE | 50882 | Y | . | Wheelabrator Westchester | Wheelabrator Environmental Systems | 20541 | NY | MAT | NPCC |  | 22 | 3 | NAICS-22 Cogen | ST | NG | NG | NYIS | 0 | 0 | 2021
Vintage1988 | municipal solid waste | TRUE | 50883 | N | . | Wheelabrator Bridgeport | Wheelabrator Environmental Systems | 20541 | CT | NEW | NPCC |  | 22 | 2 | NAICS-22 Non-Cogen | ST | MSB | MLG | ISNE | 3450828 | 210214.95 | 2021
Vintage1988 | municipal solid waste | TRUE | 50883 | N | . | Wheelabrator Bridgeport | Wheelabrator Environmental Systems | 20541 | CT | NEW | NPCC |  | 22 | 2 | NAICS-22 Non-Cogen | ST | MSN | OTH | ISNE | 4217755 | 256934.05 | 2021
Vintage1986 | municipal solid waste | TRUE | 50884 | N | . | Pinellas County Resource Recovery | Covanta Projects, LLC | 55871 | FL | SAT | SERC |  | 22 | 2 | NAICS-22 Non-Cogen | ST | MSB | MLG | FPC | 3945760 | 192468.07 | 2021
Vintage1986 | municipal solid waste | TRUE | 50884 | N | . | Pinellas County Resource Recovery | Covanta Projects, LLC | 55871 | FL | SAT | SERC |  | 22 | 2 | NAICS-22 Non-Cogen | ST | MSN | OTH | FPC | 4822562 | 235237.15 | 2021
Vintage0 | natural gas steam turbine | FALSE | 50884 | N | . | Pinellas County Resource Recovery | Covanta Projects, LLC | 55871 | FL | SAT | SERC |  | 22 | 2 | NAICS-22 Non-Cogen | ST | NG | NG | FPC | 37 | 1.776 | 2021
Vintage1990 | municipal solid waste | TRUE | 50885 | N | . | Wheelabrator Gloucester LP | Wheelabrator Environmental Systems | 20541 | NJ | MAT | RFC |  | 22 | 2 | NAICS-22 Non-Cogen | ST | MSB | MLG | PJM | 829778 | 37304.888 | 2021
Vintage1990 | municipal solid waste | TRUE | 50885 | N | . | Wheelabrator Gloucester LP | Wheelabrator Environmental Systems | 20541 | NJ | MAT | RFC |  | 22 | 2 | NAICS-22 Non-Cogen | ST | MSN | OTH | PJM | 1014135 | 45593.112 | 2021
Vintage1991 | municipal solid waste | TRUE | 50886 | N | . | Spokane Waste to Energy | City of Spokane | 42892 | WA | PACC | WECC |  | 22 | 2 | NAICS-22 Non-Cogen | ST | MSB | MLG | AVA | 1183392 | 53828.531 | 2021
Vintage1991 | municipal solid waste | TRUE | 50886 | N | . | Spokane Waste to Energy | City of Spokane | 42892 | WA | PACC | WECC |  | 22 | 2 | NAICS-22 Non-Cogen | ST | MSN | OTH | AVA | 1446377 | 65790.469 | 2021
Vintage1991 | municipal solid waste | TRUE | 50887 | N | . | Wheelabrator South Broward | Wheelabrator Environmental Systems | 20541 | FL | SAT | SERC |  | 22 | 2 | NAICS-22 Non-Cogen | ST | MSB | MLG | FPL | 3856024 | 196168.56 | 2021
Vintage1991 | municipal solid waste | TRUE | 50887 | N | . | Wheelabrator South Broward | Wheelabrator Environmental Systems | 20541 | FL | SAT | SERC |  | 22 | 2 | NAICS-22 Non-Cogen | ST | MSN | OTH | FPL | 4712976 | 239764.44 | 2021
| petroleum | FALSE | 50888 | N | . | Northampton Generating Company LP | EIF Northampton GP, LLC | 23013 | PA | MAT | RFC |  | 22 | 2 | NAICS-22 Non-Cogen | ST | PC | PC | PJM | 0 | 0 | 2021
Vintage0 | other | FALSE | 50888 | N | . | Northampton Generating Company LP | EIF Northampton GP, LLC | 23013 | PA | MAT | RFC |  | 22 | 2 | NAICS-22 Non-Cogen | ST | TDF | OTH | PJM | 82160 | 6871.059 | 2021
Vintage1995 | hard coal | TRUE | 50888 | N | . | Northampton Generating Company LP | EIF Northampton GP, LLC | 23013 | PA | MAT | RFC |  | 22 | 2 | NAICS-22 Non-Cogen | ST | WC | WOC | PJM | 642749 | 53541.018 | 2021
Vintage0 | biomass | FALSE | 50888 | N | . | Northampton Generating Company LP | EIF Northampton GP, LLC | 23013 | PA | MAT | RFC |  | 22 | 2 | NAICS-22 Non-Cogen | ST | WDS | WWW | PJM | 2461 | 199.036 | 2021
Vintage0 | petroleum | FALSE | 50888 | N | . | Northampton Generating Company LP | EIF Northampton GP, LLC | 23013 | PA | MAT | RFC |  | 22 | 2 | NAICS-22 Non-Cogen | ST | WO | WOO | PJM | 17876 | 1443.887 | 2021
Vintage1986 | hydro | TRUE | 50891 | N | . | El Dorado Hydro Elk Creek | Hydroland Omega LLC | 63985 | ID | MTN | WECC |  | 22 | 2 | NAICS-22 Non-Cogen | HY | WAT | HYC | IPCO | 22508 | 2545 | 2021
Vintage1986 | hydro | TRUE | 50892 | N | . | Rock Creek LP | Hydroland Omega LLC | 63985 | CA | PACC | WECC |  | 22 | 2 | NAICS-22 Non-Cogen | HY | WAT | HYC | CISO | 636 | 72 | 2021
Vintage1988 | hydro | TRUE | 50893 | N | . | Allegheny No. 5 Hydro Station | Eagle Creek Renewable Energy, LLC | 57280 | PA | MAT | RFC |  | 22 | 2 | NAICS-22 Non-Cogen | HY | WAT | HYC | PJM | 360641 | 40778 | 2021
Vintage1988 | hydro | TRUE | 50894 | N | . | Allegheny No 6 Hydro Station | Eagle Creek Renewable Energy, LLC | 57280 | PA | MAT | RFC |  | 22 | 2 | NAICS-22 Non-Cogen | HY | WAT | HYC | PJM | 367946 | 41604 | 2021
Vintage1987 | hydro | TRUE | 50895 | N | . | Bypass | North Side Energy Company | 60851 | ID | MTN | WECC |  | 22 | 2 | NAICS-22 Non-Cogen | HY | WAT | HYC | IPCO | 248295 | 28075 | 2021
Vintage1990 | hydro | TRUE | 50896 | N | . | S E Hazelton A | North Side Energy Company | 60851 | ID | MTN | WECC |  | 22 | 2 | NAICS-22 Non-Cogen | HY | WAT | HYC | IPCO | 220286 | 24908 | 2021
Vintage1990 | hydro | TRUE | 50897 | N | . | Allegheny Hydro No 8 | Allegheny Hydro LP | 56813 | PA | MAT | RFC |  | 22 | 2 | NAICS-22 Non-Cogen | HY | WAT | HYC | PJM | 773716 | 87485 | 2021
Vintage1990 | hydro | TRUE | 50898 | N | . | Allegheny Hydro No 9 | Allegheny Hydro LP | 56813 | PA | MAT | RFC |  | 22 | 2 | NAICS-22 Non-Cogen | HY | WAT | HYC | PJM | 868330 | 98183 | 2021
Vintage1989 | hard coal | FALSE | 50900 | Y | . | Covington Facility | WestRock Corp | 20508 | VA | SAT | SERC |  | 32213 | 7 | Industrial NAICS Cogen | ST | BIT | COL | PJM | 1507993 | 117602.28 | 2021
Vintage2013 | biomass | TRUE | 50900 | Y | . | Covington Facility | WestRock Corp | 20508 | VA | SAT | SERC |  | 32213 | 7 | Industrial NAICS Cogen | ST | BLQ | WWW | PJM | 5445074 | 422856.58 | 2021
Vintage0 | petroleum | FALSE | 50900 | Y | . | Covington Facility | WestRock Corp | 20508 | VA | SAT | SERC |  | 32213 | 7 | Industrial NAICS Cogen | ST | DFO | DFO | PJM | 4202 | 322.687 | 2021
Vintage0 | natural gas steam turbine | FALSE | 50900 | Y | . | Covington Facility | WestRock Corp | 20508 | VA | SAT | SERC |  | 32213 | 7 | Industrial NAICS Cogen | ST | NG | NG | PJM | 2223941 | 171699.55 | 2021
Vintage0 | petroleum | FALSE | 50900 | Y | . | Covington Facility | WestRock Corp | 20508 | VA | SAT | SERC |  | 32213 | 7 | Industrial NAICS Cogen | ST | RFO | RFO | PJM | 40431 | 3099.375 | 2021
Vintage2013 | biomass | TRUE | 50900 | Y | . | Covington Facility | WestRock Corp | 20508 | VA | SAT | SERC |  | 32213 | 7 | Industrial NAICS Cogen | ST | WDS | WWW | PJM | 2065963 | 160278.53 | 2021
| hard coal | FALSE | 50903 | Y | . | Sagamore Plant Cogeneration | Tate & Lyle Ingredients Americas Inc | 8 | IN | ENC | RFC |  | 311 | 7 | Industrial NAICS Cogen | ST | BIT | COL | MISO | 0 | 0 | 2021
Vintage1984 | natural gas steam turbine | FALSE | 50903 | Y | . | Sagamore Plant Cogeneration | Tate & Lyle Ingredients Americas Inc | 8 | IN | ENC | RFC |  | 311 | 7 | Industrial NAICS Cogen | ST | NG | NG | MISO | 161568 | 6889.91 | 2021
Vintage2014 | natural gas peaker | FALSE | 50906 | Y | . | Ford Utilities Center | University of New Mexico | 21964 | NM | MTN | WECC |  | 611 | 5 | Commercial NAICS Cogen | GT | NG | NG | PNM | 436056 | 95851 | 2021
| natural gas steam turbine | FALSE | 50906 | Y | . | Ford Utilities Center | University of New Mexico | 21964 | NM | MTN | WECC |  | 611 | 5 | Commercial NAICS Cogen | ST | NG | NG | PNM | 0 | 1588 | 2021
Vintage1986 | municipal solid waste | FALSE | 50907 | Y | . | Oswego County Energy Recovery | Oswego County | 14222 | NY | MAT | NPCC |  | 562212 | 5 | Commercial NAICS Cogen | ST | MSB | MLG | NYIS | 21464 | 3539.092 | 2021
Vintage1986 | municipal solid waste | FALSE | 50907 | Y | . | Oswego County Energy Recovery | Oswego County | 14222 | NY | MAT | NPCC |  | 562212 | 5 | Commercial NAICS Cogen | ST | MSN | OTH | NYIS | 26233 | 4325.668 | 2021
| natural gas steam turbine | FALSE | 50907 | Y | . | Oswego County Energy Recovery | Oswego County | 14222 | NY | MAT | NPCC |  | 562212 | 5 | Commercial NAICS Cogen | ST | NG | NG | NYIS | 0 | 0 | 2021
Vintage1986 | hydro | TRUE | 50917 | N | . | Middle Fork Irrigation District | Middle Fork Irrigation Dist | 12502 | OR | PACC | WECC |  | 22 | 2 | NAICS-22 Non-Cogen | HY | WAT | HYC | BPAT | 186407 | 21077 | 2021
| biomass | FALSE | 50921 | Y | . | Co-Gen LLC | Co-Generation Co | 3770 | OR | PACC | WECC |  | 22 | 3 | NAICS-22 Cogen | ST | WDS | WWW | BPAT | 0 | 0 | 2021
Vintage1995 | petroleum | TRUE | 50931 | Y | . | Yellowstone Energy LP | Yellowstone Energy LP | 21773 | MT | MTN | WECC |  | 22 | 3 | NAICS-22 Cogen | ST | DFO | DFO | NWMT | 7924 | 733.802 | 2021
Vintage0 | other | FALSE | 50931 | Y | . | Yellowstone Energy LP | Yellowstone Energy LP | 21773 | MT | MTN | WECC |  | 22 | 3 | NAICS-22 Cogen | ST | OG | OOG | NWMT | 127871 | 11861.123 | 2021
Vintage1995 | petroleum | TRUE | 50931 | Y | . | Yellowstone Energy LP | Yellowstone Energy LP | 21773 | MT | MTN | WECC |  | 22 | 3 | NAICS-22 Cogen | ST | PC | PC | NWMT | 4757041 | 441679.08 | 2021
Vintage0 | natural gas peaker | FALSE | 50932 | Y | . | Des Moines Wastewater Reclamation Fac | Des Moines Metro WRF | 5089 | IA | WNC | MRO |  | 22132 | 5 | Commercial NAICS Cogen | IC | NG | NG | MISO | 603 | 135.24 | 2021
| biomass | FALSE | 50932 | Y | . | Des Moines Wastewater Reclamation Fac | Des Moines Metro WRF | 5089 | IA | WNC | MRO |  | 22132 | 5 | Commercial NAICS Cogen | IC | OBG | ORW | MISO | 0 | 0 | 2021
Vintage1926 | hydro | FALSE | 50933 | Y | . | Rhinelander Mill | Ahlstrom-Munksjo | 61707 | WI | ENC | MRO |  | 322122 | 7 | Industrial NAICS Cogen | HY | WAT | HYC | MISO | 88820 | 10043 | 2021
Vintage1958 | hard coal | FALSE | 50933 | Y | . | Rhinelander Mill | Ahlstrom-Munksjo | 61707 | WI | ENC | MRO |  | 322122 | 7 | Industrial NAICS Cogen | ST | BIT | COL | MISO | 52893 | 8230.47 | 2021
Vintage0 | petroleum | FALSE | 50933 | Y | . | Rhinelander Mill | Ahlstrom-Munksjo | 61707 | WI | ENC | MRO |  | 322122 | 7 | Industrial NAICS Cogen | ST | DFO | DFO | MISO | 298 | 33.835 | 2021
Vintage1951 | natural gas steam turbine | FALSE | 50933 | Y | . | Rhinelander Mill | Ahlstrom-Munksjo | 61707 | WI | ENC | MRO |  | 322122 | 7 | Industrial NAICS Cogen | ST | NG | NG | MISO | 25945 | 4046.695 | 2021
| hard coal | FALSE | 50933 | Y | . | Rhinelander Mill | Ahlstrom-Munksjo | 61707 | WI | ENC | MRO |  | 322122 | 7 | Industrial NAICS Cogen | ST | SUB | COL | MISO | 0 | 0 | 2021
Vintage2001 | petroleum | FALSE | 50935 | N | . | Caterpillar | Caterpillar Inc | 3179 | IN | ENC | RFC |  | 339 | 6 | Industrial NAICS Non-Cogen | IC | DFO | DFO | MISO | 3636 | 376.891 | 2021
Vintage2013 | natural gas peaker | FALSE | 50935 | N | . | Caterpillar | Caterpillar Inc | 3179 | IN | ENC | RFC |  | 339 | 6 | Industrial NAICS Non-Cogen | IC | NG | NG | MISO | 226337 | 22951.109 | 2021
Vintage2020 | biomass | TRUE | 50936 | Y | . | Winnebago County Landfill Gas | Winnebago County | 20854 | WI | ENC | MRO |  | 22 | 3 | NAICS-22 Cogen | IC | LFG | MLG | MISO | 112514 | 14800 | 2021
| natural gas peaker | FALSE | 50936 | Y | . | Winnebago County Landfill Gas | Winnebago County | 20854 | WI | ENC | MRO |  | 22 | 3 | NAICS-22 Cogen | IC | NG | NG | MISO | 0 | 0 | 2021
| petroleum | FALSE | 50937 | N | . | William Beaumont Hospital | William Beaumont Hospital | 20680 | MI | ENC | RFC |  | 622 | 4 | Commercial NAICS Non-Cogen | IC | DFO | DFO | MISO | 1654 | 0 | 2021
| natural gas peaker | FALSE | 50937 | N | . | William Beaumont Hospital | William Beaumont Hospital | 20680 | MI | ENC | RFC |  | 622 | 4 | Commercial NAICS Non-Cogen | IC | NG | NG | MISO | 0 | 0 | 2021
Vintage1987 | hydro | TRUE | 50938 | N | . | Galesville Project | Douglas County | 5187 | OR | PACC | WECC |  | 22 | 2 | NAICS-22 Non-Cogen | HY | WAT | HYC | PACW | 22259 | 2517 | 2021
| petroleum | FALSE | 50942 | Y | . | Lagoon Cogeneration Facility | Lagoon Corp | 10657 | UT | MTN | WECC |  | 713 | 5 | Commercial NAICS Cogen | IC | DFO | DFO | PACE | 0 | 0 | 2021
| natural gas peaker | FALSE | 50942 | Y | . | Lagoon Cogeneration Facility | Lagoon Corp | 10657 | UT | MTN | WECC |  | 713 | 5 | Commercial NAICS Cogen | IC | NG | NG | PACE | 0 | 0 | 2021
Vintage0 | petroleum | FALSE | 50949 | N | . | Hardee Power Station | Invenergy Services LLC | 49893 | FL | SAT | SERC |  | 22 | 2 | NAICS-22 Non-Cogen | CA | DFO | DFO | TEC | 564 | 21.674 | 2021
| natural gas combined cycle | FALSE | 50949 | N | . | Hardee Power Station | Invenergy Services LLC | 49893 | FL | SAT | SERC |  | 22 | 2 | NAICS-22 Non-Cogen | CA | NG | NG | TEC | 0 | 282178.33 | 2021
| petroleum | FALSE | 50949 | N | . | Hardee Power Station | Invenergy Services LLC | 49893 | FL | SAT | SERC |  | 22 | 2 | NAICS-22 Non-Cogen | CT | DFO | DFO | TEC | 0 | 0 | 2021
Vintage1993 | natural gas combined cycle | TRUE | 50949 | N | . | Hardee Power Station | Invenergy Services LLC | 49893 | FL | SAT | SERC |  | 22 | 2 | NAICS-22 Non-Cogen | CT | NG | NG | TEC | 7268457 | 551648 | 2021
Vintage0 | petroleum | FALSE | 50949 | N | . | Hardee Power Station | Invenergy Services LLC | 49893 | FL | SAT | SERC |  | 22 | 2 | NAICS-22 Non-Cogen | GT | DFO | DFO | TEC | 1229 | 86.803 | 2021
Vintage2000 | natural gas peaker | TRUE | 50949 | N | . | Hardee Power Station | Invenergy Services LLC | 49893 | FL | SAT | SERC |  | 22 | 2 | NAICS-22 Non-Cogen | GT | NG | NG | TEC | 215173 | 14463.197 | 2021
Vintage0 | petroleum | FALSE | 50951 | N | . | Sunnyside Cogen Associates | Sunnyside Cogeneration Assoc | 21734 | UT | MTN | WECC |  | 22 | 2 | NAICS-22 Non-Cogen | ST | DFO | DFO | PACE | 19017 | 1581.525 | 2021
Vintage1993 | hard coal | TRUE | 50951 | N | . | Sunnyside Cogen Associates | Sunnyside Cogeneration Assoc | 21734 | UT | MTN | WECC |  | 22 | 2 | NAICS-22 Non-Cogen | ST | WC | WOC | PACE | 4834821 | 399316.48 | 2021
Vintage1969 | natural gas steam turbine | FALSE | 50955 | Y | . | Rousselot Inc | Rousselot Inc | 5623 | MA | NEW | NPCC |  | 325 | 7 | Industrial NAICS Cogen | ST | NG | NG | ISNE | 66051 | 15629.822 | 2021
| other | FALSE | 50955 | Y | . | Rousselot Inc | Rousselot Inc | 5623 | MA | NEW | NPCC |  | 325 | 7 | Industrial NAICS Cogen | ST | PG | WOO | ISNE | 0 | 0.178 | 2021
| petroleum | FALSE | 50955 | Y | . | Rousselot Inc | Rousselot Inc | 5623 | MA | NEW | NPCC |  | 325 | 7 | Industrial NAICS Cogen | ST | RFO | RFO | ISNE | 0 | 0 | 2021
| hard coal | FALSE | 50956 | Y | . | Bowater Newsprint Calhoun Operation | Resolute Forest Products | 23931 | TN | ESC | SERC |  | 322122 | 7 | Industrial NAICS Cogen | ST | BIT | COL | TVA | 0 | 0 | 2021
Vintage1957 | biomass | TRUE | 50956 | Y | . | Bowater Newsprint Calhoun Operation | Resolute Forest Products | 23931 | TN | ESC | SERC |  | 322122 | 7 | Industrial NAICS Cogen | ST | BLQ | WWW | TVA | 1206638 | 237723.52 | 2021
Vintage0 | natural gas steam turbine | FALSE | 50956 | Y | . | Bowater Newsprint Calhoun Operation | Resolute Forest Products | 23931 | TN | ESC | SERC |  | 322122 | 7 | Industrial NAICS Cogen | ST | NG | NG | TVA | 272870 | 53758.978 | 2021
Vintage1957 | biomass | TRUE | 50956 | Y | . | Bowater Newsprint Calhoun Operation | Resolute Forest Products | 23931 | TN | ESC | SERC |  | 322122 | 7 | Industrial NAICS Cogen | ST | SLW | ORW | TVA | 6303 | 1241.76 | 2021
Vintage0 | other | FALSE | 50956 | Y | . | Bowater Newsprint Calhoun Operation | Resolute Forest Products | 23931 | TN | ESC | SERC |  | 322122 | 7 | Industrial NAICS Cogen | ST | TDF | OTH | TVA | 17898 | 3526.233 | 2021
Vintage1957 | biomass | TRUE | 50956 | Y | . | Bowater Newsprint Calhoun Operation | Resolute Forest Products | 23931 | TN | ESC | SERC |  | 322122 | 7 | Industrial NAICS Cogen | ST | WDS | WWW | TVA | 243854 | 48042.988 | 2021
Vintage1994 | municipal solid waste | FALSE | 50960 | N | . | Union County Resource Recovery | Covanta Union Operations LLC | 4440 | NJ | MAT | RFC |  | 562213 | 4 | Commercial NAICS Non-Cogen | ST | MSB | MLG | PJM | 2457351 | 140224.81 | 2021
Vintage1994 | municipal solid waste | FALSE | 50960 | N | . | Union County Resource Recovery | Covanta Union Operations LLC | 4440 | NJ | MAT | RFC |  | 562213 | 4 | Commercial NAICS Non-Cogen | ST | MSN | OTH | PJM | 3003447 | 171387.19 | 2021
| natural gas steam turbine | FALSE | 50960 | N | . | Union County Resource Recovery | Covanta Union Operations LLC | 4440 | NJ | MAT | RFC |  | 562213 | 4 | Commercial NAICS Non-Cogen | ST | NG | NG | PJM | 0 | 0 | 2021
Vintage1990 | hydro | TRUE | 50961 | N | . | Slate Creek | Central Rivers Power US, LLC | 64078 | CA | PACC | WECC |  | 22 | 2 | NAICS-22 Non-Cogen | HY | WAT | HYC | PACW | 64084 | 7246 | 2021
Vintage2003 | natural gas peaker | FALSE | 50963 | Y | . | Naval Hospital Medical Center | Department of the Navy | 2844 | CA | PACC | WECC |  | 622 | 5 | Commercial NAICS Cogen | GT | NG | NG | CISO | 85507 | 10837 | 2021
| geothermal | FALSE | 50964 | N | . | Amedee Geothermal Venture I | Amedee Gethrm Venture I LP | 472 | CA | PACC | WECC |  | 22 | 2 | NAICS-22 Non-Cogen | ST | GEO | GEO | CISO | 0 | 0 | 2021
| biomass | FALSE | 50965 | Y | . | Toledo Ref Power Recovery Train | Toledo Refining Company | 18323 | OH | ENC | RFC |  | 32411 | 7 | Industrial NAICS Cogen | OT | LFG | MLG | PJM | 0 | 0 | 2021
| other | FALSE | 50965 | Y | . | Toledo Ref Power Recovery Train | Toledo Refining Company | 18323 | OH | ENC | RFC |  | 32411 | 7 | Industrial NAICS Cogen | OT | NG | NG | PJM | 0 | 0 | 2021
| other | FALSE | 50965 | Y | . | Toledo Ref Power Recovery Train | Toledo Refining Company | 18323 | OH | ENC | RFC |  | 32411 | 7 | Industrial NAICS Cogen | OT | OG | OOG | PJM | 0 | 0 | 2021
Vintage1986 | petroleum | FALSE | 50965 | Y | . | Toledo Ref Power Recovery Train | Toledo Refining Company | 18323 | OH | ENC | RFC |  | 32411 | 7 | Industrial NAICS Cogen | OT | PC | PC | PJM | 153 | 33.95 | 2021
Vintage0 | petroleum | FALSE | 50969 | Y | . | MU Combined Heat and Power Plant | Curators of the University of Missouri | 34359 | MO | WNC | SERC |  | 611 | 5 | Commercial NAICS Cogen | GT | DFO | DFO | MISO | 183 | 37.67 | 2021
Vintage2002 | natural gas peaker | FALSE | 50969 | Y | . | MU Combined Heat and Power Plant | Curators of the University of Missouri | 34359 | MO | WNC | SERC |  | 611 | 5 | Commercial NAICS Cogen | GT | NG | NG | MISO | 461167 | 94314.33 | 2021
Vintage2002 | petroleum | FALSE | 50969 | Y | . | MU Combined Heat and Power Plant | Curators of the University of Missouri | 34359 | MO | WNC | SERC |  | 611 | 5 | Commercial NAICS Cogen | IC | DFO | DFO | MISO | 19 | 3 | 2021
Vintage0 | hard coal | FALSE | 50969 | Y | . | MU Combined Heat and Power Plant | Curators of the University of Missouri | 34359 | MO | WNC | SERC |  | 611 | 5 | Commercial NAICS Cogen | ST | BIT | COL | MISO | 58137 | 10126.779 | 2021
Vintage0 | petroleum | FALSE | 50969 | Y | . | MU Combined Heat and Power Plant | Curators of the University of Missouri | 34359 | MO | WNC | SERC |  | 611 | 5 | Commercial NAICS Cogen | ST | DFO | DFO | MISO | 787 | 138.714 | 2021
Vintage2017 | natural gas steam turbine | FALSE | 50969 | Y | . | MU Combined Heat and Power Plant | Curators of the University of Missouri | 34359 | MO | WNC | SERC |  | 611 | 5 | Commercial NAICS Cogen | ST | NG | NG | MISO | 273675 | 48493.301 | 2021
Vintage0 | biomass | FALSE | 50969 | Y | . | MU Combined Heat and Power Plant | Curators of the University of Missouri | 34359 | MO | WNC | SERC |  | 611 | 5 | Commercial NAICS Cogen | ST | WDS | WWW | MISO | 236437 | 40982.378 | 2021
Vintage1990 | natural gas peaker | FALSE | 50971 | Y | . | Tropicana Products Bradent | Tropicana Products Inc | 19216 | FL | SAT | SERC |  | 311 | 7 | Industrial NAICS Cogen | GT | NG | NG | FPL | 874681 | 188861 | 2021
Vintage1993 | hydro | TRUE | 50972 | N | . | Marsh Valley Development | Marsh Valley Development Inc | 11716 | ID | MTN | WECC |  | 22 | 2 | NAICS-22 Non-Cogen | HY | WAT | HYC | PACE | 35208 | 3981 | 2021
| natural gas combined cycle | FALSE | 50973 | Y | . | Motiva Enterprises Port Arthur Refinery | Motiva Enterprises LLC | 12981 | TX | WSC | SERC |  | 32411 | 7 | Industrial NAICS Cogen | CA | NG | NG | MISO | 103443 | 0 | 2021
| other | FALSE | 50973 | Y | . | Motiva Enterprises Port Arthur Refinery | Motiva Enterprises LLC | 12981 | TX | WSC | SERC |  | 32411 | 7 | Industrial NAICS Cogen | CA | OG | OOG | MISO | 702617 | 0 | 2021
| natural gas combined cycle | FALSE | 50973 | Y | . | Motiva Enterprises Port Arthur Refinery | Motiva Enterprises LLC | 12981 | TX | WSC | SERC |  | 32411 | 7 | Industrial NAICS Cogen | CT | NG | NG | MISO | 5681734 | 0 | 2021
| other | FALSE | 50973 | Y | . | Motiva Enterprises Port Arthur Refinery | Motiva Enterprises LLC | 12981 | TX | WSC | SERC |  | 32411 | 7 | Industrial NAICS Cogen | CT | OG | OOG | MISO | 0 | 0 | 2021
Vintage1970 | natural gas peaker | FALSE | 50973 | Y | . | Motiva Enterprises Port Arthur Refinery | Motiva Enterprises LLC | 12981 | TX | WSC | SERC |  | 32411 | 7 | Industrial NAICS Cogen | GT | NG | NG | MISO | 477328 | 90261.92 | 2021
| hard coal | FALSE | 50974 | N | . | Scrubgrass Reclamation CO. LP. | Scrubgrass Reclamation CO. LP. | 16814 | PA | MAT | RFC |  | 22 | 2 | NAICS-22 Non-Cogen | ST | BIT | COL | PJM | 0 | 0 | 2021
Vintage0 | petroleum | FALSE | 50974 | N | . | Scrubgrass Reclamation CO. LP. | Scrubgrass Reclamation CO. LP. | 16814 | PA | MAT | RFC |  | 22 | 2 | NAICS-22 Non-Cogen | ST | DFO | DFO | PJM | 53325 | 4056.498 | 2021
| hard coal | FALSE | 50974 | N | . | Scrubgrass Reclamation CO. LP. | Scrubgrass Reclamation CO. LP. | 16814 | PA | MAT | RFC |  | 22 | 2 | NAICS-22 Non-Cogen | ST | SUB | COL | PJM | 0 | 0 | 2021
Vintage1993 | hard coal | TRUE | 50974 | N | . | Scrubgrass Reclamation CO. LP. | Scrubgrass Reclamation CO. LP. | 16814 | PA | MAT | RFC |  | 22 | 2 | NAICS-22 Non-Cogen | ST | WC | WOC | PJM | 4067021 | 301322.5 | 2021
| hard coal | FALSE | 50976 | Y | . | Indiantown Cogeneration LP | Florida Power & Light Co | 6452 | FL | SAT | SERC |  | 22 | 1 | Electric Utility | ST | BIT | COL | FPL | 0 | 0 | 2021
| natural gas steam turbine | FALSE | 50976 | Y | . | Indiantown Cogeneration LP | Florida Power & Light Co | 6452 | FL | SAT | SERC |  | 22 | 1 | Electric Utility | ST | NG | NG | FPL | 0 | 0 | 2021
| petroleum | FALSE | 50976 | Y | . | Indiantown Cogeneration LP | Florida Power & Light Co | 6452 | FL | SAT | SERC |  | 22 | 1 | Electric Utility | ST | WO | WOO | FPL | 0 | 0 | 2021
| petroleum | FALSE | 50978 | N | . | Carr Street Generating Station | Carr Street Generating Sta LP | 24202 | NY | MAT | NPCC |  | 22 | 2 | NAICS-22 Non-Cogen | CA | DFO | DFO | NYIS | 0 | 0 | 2021
| natural gas combined cycle | FALSE | 50978 | N | . | Carr Street Generating Station | Carr Street Generating Sta LP | 24202 | NY | MAT | NPCC |  | 22 | 2 | NAICS-22 Non-Cogen | CA | NG | NG | NYIS | 0 | 34347 | 2021
| petroleum | FALSE | 50978 | N | . | Carr Street Generating Station | Carr Street Generating Sta LP | 24202 | NY | MAT | NPCC |  | 22 | 2 | NAICS-22 Non-Cogen | CT | DFO | DFO | NYIS | 0 | 0 | 2021
Vintage1993 | natural gas combined cycle | TRUE | 50978 | N | . | Carr Street Generating Station | Carr Street Generating Sta LP | 24202 | NY | MAT | NPCC |  | 22 | 2 | NAICS-22 Non-Cogen | CT | NG | NG | NYIS | 1190757 | 104736 | 2021
Vintage1989 | hydro | TRUE | 50980 | N | . | Siphon Power Project | Central Oregon Irrigation Dist | 3220 | OR | PACC | WECC |  | 22 | 2 | NAICS-22 Non-Cogen | HY | WAT | HYC | PACW | 132952 | 15033 | 2021
Vintage2004 | natural gas peaker | FALSE | 50985 | Y | . | Solano County Cogen Plant | Solano County | 17711 | CA | PACC | WECC |  | 92 | 5 | Commercial NAICS Cogen | IC | NG | NG | CISO | 65292 | 7461 | 2021
Vintage1983 | hydro | TRUE | 50987 | N | . | Rock Creek I | Shorock Hydro Inc | 17150 | ID | MTN | WECC |  | 22 | 2 | NAICS-22 Non-Cogen | HY | WAT | HYC | IPCO | 80799 | 9136 | 2021
| petroleum | FALSE | 50990 | N | . | Marathon Electric | Marathon Electric Mfg Corp | 11637 | WI | ENC | MRO |  | 335 | 6 | Industrial NAICS Non-Cogen | IC | DFO | DFO | MISO | 0 | 0 | 2021
| natural gas steam turbine | FALSE | 50993 | Y | . | Co-Gen II LLC | Co-Gen II | 3930 | OR | PACC | WECC |  | 22 | 3 | NAICS-22 Cogen | ST | NG | NG | PACW | 0 | 0 | 2021
| biomass | FALSE | 50993 | Y | . | Co-Gen II LLC | Co-Gen II | 3930 | OR | PACC | WECC |  | 22 | 3 | NAICS-22 Cogen | ST | WDS | WWW | PACW | 0 | 0 | 2021
Vintage1988 | hydro | TRUE | 50999 | N | . | Aziscohos Hydroelectric Project | Brookfield White Pine Hydro LLC | 39006 | ME | NEW | NPCC |  | 22 | 2 | NAICS-22 Non-Cogen | HY | WAT | HYC | ISNE | 146580 | 16574 | 2021
| biomass | FALSE | 51008 | Y | . | Enterprise Sugar Factory | M.A. Patout & Son Limited, LLC | 11415 | LA | WSC | SERC |  | 311 | 7 | Industrial NAICS Cogen | ST | AB | ORW | MISO | 0 | 0 | 2021
| natural gas steam turbine | FALSE | 51008 | Y | . | Enterprise Sugar Factory | M.A. Patout & Son Limited, LLC | 11415 | LA | WSC | SERC |  | 311 | 7 | Industrial NAICS Cogen | ST | NG | NG | MISO | 0 | 0 | 2021
Vintage1992 | biomass | TRUE | 51026 | N | . | Ryegate Associates, LLC | Stored Solar Services, LLC | 64003 | VT | NEW | NPCC |  | 22 | 2 | NAICS-22 Non-Cogen | ST | WDS | WWW | ISNE | 2412967 | 161549 | 2021
| petroleum | FALSE | 51030 | N | . | Ocean State Power | Ocean State Power Co | 27769 | RI | NEW | NPCC |  | 22 | 2 | NAICS-22 Non-Cogen | CA | DFO | DFO | ISNE | 0 | 1142.154 | 2021
Vintage1990 | natural gas combined cycle | TRUE | 51030 | N | . | Ocean State Power | Ocean State Power Co | 27769 | RI | NEW | NPCC |  | 22 | 2 | NAICS-22 Non-Cogen | CA | NG | NG | ISNE | 4089 | 384717.85 | 2021
Vintage0 | petroleum | FALSE | 51030 | N | . | Ocean State Power | Ocean State Power Co | 27769 | RI | NEW | NPCC |  | 22 | 2 | NAICS-22 Non-Cogen | CT | DFO | DFO | ISNE | 37635 | 2177.95 | 2021
Vintage1990 | natural gas combined cycle | TRUE | 51030 | N | . | Ocean State Power | Ocean State Power Co | 27769 | RI | NEW | NPCC |  | 22 | 2 | NAICS-22 Non-Cogen | CT | NG | NG | ISNE | 8683312 | 658417.05 | 2021
Vintage1988 | hydro | TRUE | 51033 | N | . | West Delaware Tunnel Plant | Erie Boulevard Hydropower LP | 5914 | NY | MAT | NPCC |  | 22 | 2 | NAICS-22 Non-Cogen | HY | WAT | HYC | NYIS | 232961 | 26341 | 2021
Vintage1987 | hydro | TRUE | 51034 | N | . | Little Falls Hydro | Eagle Creek Renewable Energy, LLC | 57280 | NY | MAT | NPCC |  | 22 | 2 | NAICS-22 Non-Cogen | HY | WAT | HYC | NYIS | 397653 | 44963 | 2021
| petroleum | FALSE | 51038 | N | . | MacArthur Waste to Energy Facility | Covanta MacArthur Renewable Energy | 56601 | NY | MAT | NPCC |  | 562213 | 4 | Commercial NAICS Non-Cogen | ST | DFO | DFO | NYIS | 0 | 0 | 2021
Vintage1990 | municipal solid waste | FALSE | 51038 | N | . | MacArthur Waste to Energy Facility | Covanta MacArthur Renewable Energy | 56601 | NY | MAT | NPCC |  | 562213 | 4 | Commercial NAICS Non-Cogen | ST | MSB | MLG | NYIS | 720852 | 18835.568 | 2021
Vintage1990 | municipal solid waste | FALSE | 51038 | N | . | MacArthur Waste to Energy Facility | Covanta MacArthur Renewable Energy | 56601 | NY | MAT | NPCC |  | 562213 | 4 | Commercial NAICS Non-Cogen | ST | MSN | OTH | NYIS | 881035 | 23021.371 | 2021
Vintage0 | natural gas steam turbine | FALSE | 51038 | N | . | MacArthur Waste to Energy Facility | Covanta MacArthur Renewable Energy | 56601 | NY | MAT | NPCC |  | 562213 | 4 | Commercial NAICS Non-Cogen | ST | NG | NG | NYIS | 26798 | 751.061 | 2021
| natural gas combined cycle | FALSE | 52006 | Y | . | LaO Energy Systems | Dow Chemical Co | 5347 | LA | WSC | SERC |  | 325 | 7 | Industrial NAICS Cogen | CA | NG | NG | MISO | 0 | 823571.46 | 2021
Vintage0 | other | FALSE | 52006 | Y | . | LaO Energy Systems | Dow Chemical Co | 5347 | LA | WSC | SERC |  | 325 | 7 | Industrial NAICS Cogen | CA | OG | OOG | MISO | 1471479 | 185442.92 | 2021
| other | FALSE | 52006 | Y | . | LaO Energy Systems | Dow Chemical Co | 5347 | LA | WSC | SERC |  | 325 | 7 | Industrial NAICS Cogen | CA | OTH | OTH | MISO | 0 | 0 | 2021
Vintage1979 | natural gas combined cycle | FALSE | 52006 | Y | . | LaO Energy Systems | Dow Chemical Co | 5347 | LA | WSC | SERC |  | 325 | 7 | Industrial NAICS Cogen | CT | NG | NG | MISO | 9171541 | 731455.04 | 2021
| other | FALSE | 52006 | Y | . | LaO Energy Systems | Dow Chemical Co | 5347 | LA | WSC | SERC |  | 325 | 7 | Industrial NAICS Cogen | CT | OG | OOG | MISO | 0 | 0 | 2021
| other | FALSE | 52006 | Y | . | LaO Energy Systems | Dow Chemical Co | 5347 | LA | WSC | SERC |  | 325 | 7 | Industrial NAICS Cogen | CT | OTH | OTH | MISO | 0 | 0 | 2021
Vintage2007 | municipal solid waste | TRUE | 52010 | N | . | Lee County Solid Waste Energy | Lee County Board-Commissioners | 10875 | FL | SAT | SERC |  | 22 | 2 | NAICS-22 Non-Cogen | ST | MSB | MLG | FPL | 2585014 | 146818.56 | 2021
Vintage2007 | municipal solid waste | TRUE | 52010 | N | . | Lee County Solid Waste Energy | Lee County Board-Commissioners | 10875 | FL | SAT | SERC |  | 22 | 2 | NAICS-22 Non-Cogen | ST | MSN | OTH | FPL | 3159509 | 179447.79 | 2021
Vintage0 | petroleum | FALSE | 52010 | N | . | Lee County Solid Waste Energy | Lee County Board-Commissioners | 10875 | FL | SAT | SERC |  | 22 | 2 | NAICS-22 Non-Cogen | ST | WO | WOO | FPL | 20213 | 1161.654 | 2021
Vintage2012 | geothermal | TRUE | 52015 | N | . | Dixie Valley | Ormat Nevada Inc | 34691 | NV | MTN | WECC |  | 22 | 2 | NAICS-22 Non-Cogen | BT | GEO | GEO | CISO | 203182 | 22974 | 2021
Vintage1988 | geothermal | TRUE | 52015 | N | . | Dixie Valley | Ormat Nevada Inc | 34691 | NV | MTN | WECC |  | 22 | 2 | NAICS-22 Non-Cogen | ST | GEO | GEO | CISO | 4131580 | 467162 | 2021
| petroleum | FALSE | 52019 | N | . | Doswell Energy Center | Doswell Ltd Partnership | 5310 | VA | SAT | SERC |  | 22 | 2 | NAICS-22 Non-Cogen | CA | DFO | DFO | PJM | 0 | 3870.002 | 2021
Vintage1992 | natural gas combined cycle | TRUE | 52019 | N | . | Doswell Energy Center | Doswell Ltd Partnership | 5310 | VA | SAT | SERC |  | 22 | 2 | NAICS-22 Non-Cogen | CA | NG | NG | PJM | 1032249 | 1231678 | 2021
Vintage0 | petroleum | FALSE | 52019 | N | . | Doswell Energy Center | Doswell Ltd Partnership | 5310 | VA | SAT | SERC |  | 22 | 2 | NAICS-22 Non-Cogen | CT | DFO | DFO | PJM | 99965 | 8089.942 | 2021
Vintage1992 | natural gas combined cycle | TRUE | 52019 | N | . | Doswell Energy Center | Doswell Ltd Partnership | 5310 | VA | SAT | SERC |  | 22 | 2 | NAICS-22 Non-Cogen | CT | NG | NG | PJM | 30772075 | 2460298.1 | 2021
Vintage0 | petroleum | FALSE | 52019 | N | . | Doswell Energy Center | Doswell Ltd Partnership | 5310 | VA | SAT | SERC |  | 22 | 2 | NAICS-22 Non-Cogen | GT | DFO | DFO | PJM | 50857 | 3969.603 | 2021
Vintage2018 | natural gas peaker | TRUE | 52019 | N | . | Doswell Energy Center | Doswell Ltd Partnership | 5310 | VA | SAT | SERC |  | 22 | 2 | NAICS-22 Non-Cogen | GT | NG | NG | PJM | 10113950 | 875155.4 | 2021
| petroleum | FALSE | 52021 | Y | . | ITT Cogen Facility | Illinois Institute-Technology | 29767 | IL | ENC | RFC |  | 611 | 5 | Commercial NAICS Cogen | GT | DFO | DFO | PJM | 0 | 0 | 2021
Vintage1991 | natural gas peaker | FALSE | 52021 | Y | . | ITT Cogen Facility | Illinois Institute-Technology | 29767 | IL | ENC | RFC |  | 611 | 5 | Commercial NAICS Cogen | GT | NG | NG | PJM | 2177 | 134 | 2021
Vintage1993 | natural gas steam turbine | FALSE | 52024 | Y | . | Rhode Island Hospital | Rhode Island Hospital | 16001 | RI | NEW | NPCC |  | 622 | 5 | Commercial NAICS Cogen | ST | NG | NG | ISNE | 83868 | 15784.797 | 2021
Vintage0 | petroleum | FALSE | 52024 | Y | . | Rhode Island Hospital | Rhode Island Hospital | 16001 | RI | NEW | NPCC |  | 622 | 5 | Commercial NAICS Cogen | ST | RFO | RFO | ISNE | 8777 | 1656.963 | 2021
| petroleum | FALSE | 52026 | N | . | Dartmouth Power Associates LP | Morris Energy Operations Company, LLC | 56516 | MA | NEW | NPCC |  | 22 | 2 | NAICS-22 Non-Cogen | CA | DFO | DFO | ISNE | 0 | 0 | 2021
| natural gas combined cycle | FALSE | 52026 | N | . | Dartmouth Power Associates LP | Morris Energy Operations Company, LLC | 56516 | MA | NEW | NPCC |  | 22 | 2 | NAICS-22 Non-Cogen | CA | NG | NG | ISNE | 2286 | 0 | 2021
Vintage0 | petroleum | FALSE | 52026 | N | . | Dartmouth Power Associates LP | Morris Energy Operations Company, LLC | 56516 | MA | NEW | NPCC |  | 22 | 2 | NAICS-22 Non-Cogen | CT | DFO | DFO | ISNE | 678 | 74.958 | 2021
Vintage1992 | natural gas combined cycle | TRUE | 52026 | N | . | Dartmouth Power Associates LP | Morris Energy Operations Company, LLC | 56516 | MA | NEW | NPCC |  | 22 | 2 | NAICS-22 Non-Cogen | CT | NG | NG | ISNE | 282951 | 31304.042 | 2021
Vintage0 | petroleum | FALSE | 52026 | N | . | Dartmouth Power Associates LP | Morris Energy Operations Company, LLC | 56516 | MA | NEW | NPCC |  | 22 | 2 | NAICS-22 Non-Cogen | GT | DFO | DFO | ISNE | 783 | 65.977 | 2021
Vintage2009 | natural gas peaker | TRUE | 52026 | N | . | Dartmouth Power Associates LP | Morris Energy Operations Company, LLC | 56516 | MA | NEW | NPCC |  | 22 | 2 | NAICS-22 Non-Cogen | GT | NG | NG | ISNE | 81211 | 6843.023 | 2021
Vintage2012 | geothermal | TRUE | 52028 | N | . | Puna Geothermal Venture I | Puna Geothermal Venture | 3608 | HI | PACN |  |  | 22 | 2 | NAICS-22 Non-Cogen | BT | GEO | GEO |  | 318597 | 36024 | 2021
Vintage1992 | geothermal | TRUE | 52028 | N | . | Puna Geothermal Venture I | Puna Geothermal Venture | 3608 | HI | PACN |  |  | 22 | 2 | NAICS-22 Non-Cogen | ST | GEO | GEO |  | 1306498 | 147727 | 2021
Vintage0 | other | FALSE | 52031 | N | . | Alliance Refinery | Phillips 66 | 2091 | LA | WSC | SERC |  | 32411 | 6 | Industrial NAICS Non-Cogen | OT | NG | NG | MISO | 248 | 2.663 | 2021
Vintage0 | other | FALSE | 52031 | N | . | Alliance Refinery | Phillips 66 | 2091 | LA | WSC | SERC |  | 32411 | 6 | Industrial NAICS Non-Cogen | OT | OG | OOG | MISO | 385 | 4.127 | 2021
Vintage0 | natural gas steam turbine | FALSE | 52031 | N | . | Alliance Refinery | Phillips 66 | 2091 | LA | WSC | SERC |  | 32411 | 6 | Industrial NAICS Non-Cogen | ST | NG | NG | MISO | 61684 | 4196.44 | 2021
Vintage0 | other | FALSE | 52031 | N | . | Alliance Refinery | Phillips 66 | 2091 | LA | WSC | SERC |  | 32411 | 6 | Industrial NAICS Non-Cogen | ST | OG | OOG | MISO | 119691 | 8115.77 | 2021
Vintage1989 | hydro | TRUE | 52036 | N | . | Yough Hydro Power | D/R Hydro Co | 4713 | PA | MAT | RFC |  | 22 | 2 | NAICS-22 Non-Cogen | HY | WAT | HYC | PJM | 343182 | 38804 | 2021
Vintage1985 | hydro | TRUE | 52039 | N | . | Quail Creek Hydro Plant #1 | Washington Cnty Wtr Consv Dist | 31613 | UT | MTN | WECC |  | 22 | 2 | NAICS-22 Non-Cogen | HY | WAT | HYC | PACE | 78384 | 8798 | 2021
| hard coal | FALSE | 52048 | Y | . | Vanderbilt University Power Plant | Vanderbilt University | 19724 | TN | ESC | SERC |  | 611 | 5 | Commercial NAICS Cogen | GT | BIT | COL | TVA | 0 | 0 | 2021
Vintage2017 | natural gas peaker | FALSE | 52048 | Y | . | Vanderbilt University Power Plant | Vanderbilt University | 19724 | TN | ESC | SERC |  | 611 | 5 | Commercial NAICS Cogen | GT | NG | NG | TVA | 449928 | 103383.14 | 2021
Vintage1987 | hydro | TRUE | 52049 | N | . | Clifton Dam 3 Power Station | Converse Energy Inc | 4277 | SC | SAT | SERC |  | 22 | 2 | NAICS-22 Non-Cogen | HY | WAT | HYC | DUK | 43371 | 4904 | 2021
| petroleum | FALSE | 52056 | Y | . | Nassau Energy Corp | Nassau Energy Corp | 19153 | NY | MAT | NPCC |  | 22 | 3 | NAICS-22 Cogen | CA | DFO | DFO | NYIS | 0 | 112.373 | 2021
Vintage1991 | natural gas combined cycle | TRUE | 52056 | Y | . | Nassau Energy Corp | Nassau Energy Corp | 19153 | NY | MAT | NPCC |  | 22 | 3 | NAICS-22 Cogen | CA | NG | NG | NYIS | 23483 | 62654.387 | 2021
Vintage0 | petroleum | FALSE | 52056 | Y | . | Nassau Energy Corp | Nassau Energy Corp | 19153 | NY | MAT | NPCC |  | 22 | 3 | NAICS-22 Cogen | CT | DFO | DFO | NYIS | 2501 | 399.375 | 2021
Vintage1991 | natural gas combined cycle | TRUE | 52056 | Y | . | Nassau Energy Corp | Nassau Energy Corp | 19153 | NY | MAT | NPCC |  | 22 | 3 | NAICS-22 Cogen | CT | NG | NG | NYIS | 1426955 | 234234.9 | 2021
| hydro | FALSE | 52057 | N | . | Herkimer | ECOsponsible LLC | 60082 | NY | MAT | NPCC |  | 22 | 2 | NAICS-22 Non-Cogen | HY | WAT | HYC | NYIS | 0 | 0 | 2021
Vintage1987 | hydro | TRUE | 52058 | N | . | Ogdensburg | Ampersand Mount Ida Hydro LLC | 57184 | NY | MAT | NPCC |  | 22 | 2 | NAICS-22 Non-Cogen | HY | WAT | HYC | NYIS | 69656 | 7876 | 2021
| petroleum | FALSE | 52061 | Y | . | Hartford Hospital Cogeneration | Hartford Steam Co | 8153 | CT | NEW | NPCC |  | 622 | 5 | Commercial NAICS Cogen | CA | DFO | DFO | ISNE | 0 | 0 | 2021
| natural gas combined cycle | FALSE | 52061 | Y | . | Hartford Hospital Cogeneration | Hartford Steam Co | 8153 | CT | NEW | NPCC |  | 622 | 5 | Commercial NAICS Cogen | CA | NG | NG | ISNE | 0 | 0 | 2021
Vintage0 | petroleum | FALSE | 52061 | Y | . | Hartford Hospital Cogeneration | Hartford Steam Co | 8153 | CT | NEW | NPCC |  | 622 | 5 | Commercial NAICS Cogen | CT | DFO | DFO | ISNE | 14 | 2.422 | 2021
Vintage1988 | natural gas combined cycle | FALSE | 52061 | Y | . | Hartford Hospital Cogeneration | Hartford Steam Co | 8153 | CT | NEW | NPCC |  | 622 | 5 | Commercial NAICS Cogen | CT | NG | NG | ISNE | 235062 | 40654.578 | 2021
Vintage2014 | other | FALSE | 52061 | Y | . | Hartford Hospital Cogeneration | Hartford Steam Co | 8153 | CT | NEW | NPCC |  | 622 | 5 | Commercial NAICS Cogen | FC | NG | NG | ISNE | 60161 | 11055 | 2021
| natural gas steam turbine | FALSE | 52063 | Y | . | Martinez Sulfuric Acid Regeneration Plt | Eco Services Corp. | 59409 | CA | PACC | WECC |  | 325 | 7 | Industrial NAICS Cogen | ST | NG | NG | CISO | 0 | 0 | 2021
| petroleum | FALSE | 52063 | Y | . | Martinez Sulfuric Acid Regeneration Plt | Eco Services Corp. | 59409 | CA | PACC | WECC |  | 325 | 7 | Industrial NAICS Cogen | ST | RFO | RFO | CISO | 0 | 0 | 2021
Vintage1978 | other | FALSE | 52063 | Y | . | Martinez Sulfuric Acid Regeneration Plt | Eco Services Corp. | 59409 | CA | PACC | WECC |  | 325 | 7 | Industrial NAICS Cogen | ST | WH | OTH | CISO | 115864 | 13101 | 2021
| natural gas steam turbine | FALSE | 52064 | Y | . | Dominguez Plant | Eco Services Corp. | 59409 | CA | PACC | WECC |  | 325 | 7 | Industrial NAICS Cogen | ST | NG | NG | CISO | 0 | 0 | 2021
Vintage1976 | other | FALSE | 52064 | Y | . | Dominguez Plant | Eco Services Corp. | 59409 | CA | PACC | WECC |  | 325 | 7 | Industrial NAICS Cogen | ST | WH | OTH | CISO | 108251 | 12240 | 2021
| natural gas steam turbine | FALSE | 52065 | Y | . | Houston Plant | Eco Services Corp. | 59409 | TX | WSC | TRE |  | 325188 | 7 | Industrial NAICS Cogen | ST | NG | NG | ERCO | 0 | 0 | 2021
Vintage1977 | other | FALSE | 52065 | Y | . | Houston Plant | Eco Services Corp. | 59409 | TX | WSC | TRE |  | 325188 | 7 | Industrial NAICS Cogen | ST | WH | OTH | ERCO | 386041 | 43650 | 2021
Vintage1985 | hydro | TRUE | 52068 | N | . | Great Falls Hydro Project | Eagle Creek Renewable Energy, LLC | 57280 | NJ | MAT | RFC |  | 22 | 2 | NAICS-22 Non-Cogen | HY | WAT | HYC | PJM | 161171 | 18224 | 2021
| hard coal | FALSE | 52072 | N | . | Radford Army Ammunition Plant | U S Army-Radford | 22218 | VA | SAT | RFC |  | 325 | 6 | Industrial NAICS Non-Cogen | ST | BIT | COL | PJM | 0 | 0 | 2021
| petroleum | FALSE | 52072 | N | . | Radford Army Ammunition Plant | U S Army-Radford | 22218 | VA | SAT | RFC |  | 325 | 6 | Industrial NAICS Non-Cogen | ST | DFO | DFO | PJM | 0 | 0 | 2021
Vintage1990 | natural gas steam turbine | FALSE | 52072 | N | . | Radford Army Ammunition Plant | U S Army-Radford | 22218 | VA | SAT | RFC |  | 325 | 6 | Industrial NAICS Non-Cogen | ST | NG | NG | PJM | 2800860 | 32129 | 2021
| petroleum | FALSE | 52073 | Y | . | UCLA So Campus Cogen Project | University of California-LA | 19524 | CA | PACC | WECC |  | 611 | 5 | Commercial NAICS Cogen | CA | DFO | DFO | LDWP | 0 | 0 | 2021
| biomass | FALSE | 52073 | Y | . | UCLA So Campus Cogen Project | University of California-LA | 19524 | CA | PACC | WECC |  | 611 | 5 | Commercial NAICS Cogen | CA | LFG | MLG | LDWP | 0 | 0 | 2021
Vintage1993 | natural gas combined cycle | FALSE | 52073 | Y | . | UCLA So Campus Cogen Project | University of California-LA | 19524 | CA | PACC | WECC |  | 611 | 5 | Commercial NAICS Cogen | CA | NG | NG | LDWP | 235701 | 50428 | 2021
| petroleum | FALSE | 52073 | Y | . | UCLA So Campus Cogen Project | University of California-LA | 19524 | CA | PACC | WECC |  | 611 | 5 | Commercial NAICS Cogen | CT | DFO | DFO | LDWP | 0 | 0 | 2021
| biomass | FALSE | 52073 | Y | . | UCLA So Campus Cogen Project | University of California-LA | 19524 | CA | PACC | WECC |  | 611 | 5 | Commercial NAICS Cogen | CT | LFG | MLG | LDWP | 0 | 0 | 2021
Vintage1993 | natural gas combined cycle | FALSE | 52073 | Y | . | UCLA So Campus Cogen Project | University of California-LA | 19524 | CA | PACC | WECC |  | 611 | 5 | Commercial NAICS Cogen | CT | NG | NG | LDWP | 908944 | 194369 | 2021
Vintage2012 | natural gas peaker | FALSE | 52076 | Y | . | McKittrick Cogen | Chevron USA Inc | 54713 | CA | PACC | WECC |  | 211 | 7 | Industrial NAICS Cogen | GT | NG | NG | CISO | 993052 | 82856 | 2021
Vintage1985 | natural gas peaker | FALSE | 52077 | Y | . | Lost Hills Cogeneration Plant | AERA Energy LLC | 164 | CA | PACC | WECC |  | 211 | 7 | Industrial NAICS Cogen | GT | NG | NG | CISO | 43181 | 5306 | 2021
Vintage1988 | natural gas peaker | FALSE | 52081 | Y | . | Cymric 31X Cogen | Chevron USA Inc | 54713 | CA | PACC | WECC |  | 211 | 7 | Industrial NAICS Cogen | GT | NG | NG | CISO | 176629 | 41848 | 2021
Vintage1986 | natural gas peaker | FALSE | 52082 | Y | . | Cymric 6Z Cogen | Chevron USA Inc | 54713 | CA | PACC | WECC |  | 211 | 7 | Industrial NAICS Cogen | GT | NG | NG | CISO | 178186 | 43309 | 2021
Vintage1982 | natural gas peaker | FALSE | 52085 | Y | . | Taft 26C Cogen | Chevron USA Inc | 54713 | CA | PACC | WECC |  | 211 | 7 | Industrial NAICS Cogen | GT | NG | NG | CISO | 302410 | 72882.14 | 2021
Vintage1987 | natural gas peaker | FALSE | 52086 | Y | . | Coalinga 25D Cogen | Chevron USA Inc | 54713 | CA | PACC | WECC |  | 211 | 7 | Industrial NAICS Cogen | GT | NG | NG | CISO | 272434 | 67026 | 2021
Vintage0 | petroleum | FALSE | 52087 | N | . | Elizabeth River Power Station | Virginia Electric & Power Co | 19876 | VA | SAT | SERC |  | 22 | 1 | Electric Utility | GT | DFO | DFO | PJM | 183137 | 15671.397 | 2021
Vintage1992 | natural gas peaker | TRUE | 52087 | N | . | Elizabeth River Power Station | Virginia Electric & Power Co | 19876 | VA | SAT | SERC |  | 22 | 1 | Electric Utility | GT | NG | NG | PJM | 329998 | 28238.603 | 2021
Vintage1987 | natural gas combined cycle | TRUE | 52088 | Y | . | Texas City Power Plant | Texas City Cogeneration LLC | 22652 | TX | WSC | TRE |  | 22 | 3 | NAICS-22 Cogen | CA | NG | NG | ERCO | 2002295 | 372876 | 2021
| other | FALSE | 52088 | Y | . | Texas City Power Plant | Texas City Cogeneration LLC | 22652 | TX | WSC | TRE |  | 22 | 3 | NAICS-22 Cogen | CA | OG | OOG | ERCO | 0 | 0 | 2021
Vintage1987 | natural gas combined cycle | TRUE | 52088 | Y | . | Texas City Power Plant | Texas City Cogeneration LLC | 22652 | TX | WSC | TRE |  | 22 | 3 | NAICS-22 Cogen | CT | NG | NG | ERCO | 7829645 | 1295349 | 2021
| other | FALSE | 52088 | Y | . | Texas City Power Plant | Texas City Cogeneration LLC | 22652 | TX | WSC | TRE |  | 22 | 3 | NAICS-22 Cogen | CT | OG | OOG | ERCO | 0 | 0 | 2021
| hard coal | FALSE | 52089 | Y | . | Celanese Acetate LLC | Celanese Acetate LLC | 57151 | VA | SAT | RFC |  | 314 | 7 | Industrial NAICS Cogen | ST | BIT | COL | PJM | 0 | 0 | 2021
| petroleum | FALSE | 52089 | Y | . | Celanese Acetate LLC | Celanese Acetate LLC | 57151 | VA | SAT | RFC |  | 314 | 7 | Industrial NAICS Cogen | ST | DFO | DFO | PJM | 0 | 0 | 2021
Vintage1966 | natural gas steam turbine | FALSE | 52089 | Y | . | Celanese Acetate LLC | Celanese Acetate LLC | 57151 | VA | SAT | RFC |  | 314 | 7 | Industrial NAICS Cogen | ST | NG | NG | PJM | 725997 | 172350 | 2021
Vintage2020 | petroleum | TRUE | 52091 | N | . | NewYork-Presbyterian Brooklyn Methodist Hospital | NewYork-Presbyterian Brooklyn Methodist Hospital | 13484 | NY | MAT | NPCC |  | 22 | 2 | NAICS-22 Non-Cogen | IC | DFO | DFO | NYIS | 281 | 48 | 2021
| natural gas peaker | FALSE | 52091 | N | . | NewYork-Presbyterian Brooklyn Methodist Hospital | NewYork-Presbyterian Brooklyn Methodist Hospital | 13484 | NY | MAT | NPCC |  | 22 | 2 | NAICS-22 Non-Cogen | IC | NG | NG | NYIS | 0 | 0 | 2021
Vintage1990 | natural gas peaker | FALSE | 52096 | Y | . | Berry Placerita Cogen | Berry Petroleum Co | 1569 | CA | PACC | WECC |  | 324 | 7 | Industrial NAICS Cogen | GT | NG | NG | CISO | 1033426 | 195746 | 2021
Vintage0 | natural gas peaker | FALSE | 52099 | Y | . | Plant No 2 Orange County | Orange County Sanitation Dist | 14155 | CA | PACC | WECC |  | 562212 | 5 | Commercial NAICS Cogen | IC | NG | NG | CISO | 61577 | 5826.642 | 2021
Vintage1993 | biomass | TRUE | 52099 | Y | . | Plant No 2 Orange County | Orange County Sanitation Dist | 14155 | CA | PACC | WECC |  | 562212 | 5 | Commercial NAICS Cogen | IC | OBG | ORW | CISO | 377780 | 35747.358 | 2021
| natural gas steam turbine | FALSE | 52099 | Y | . | Plant No 2 Orange County | Orange County Sanitation Dist | 14155 | CA | PACC | WECC |  | 562212 | 5 | Commercial NAICS Cogen | ST | NG | NG | CISO | 0 | 0 | 2021
| biomass | FALSE | 52099 | Y | . | Plant No 2 Orange County | Orange County Sanitation Dist | 14155 | CA | PACC | WECC |  | 562212 | 5 | Commercial NAICS Cogen | ST | OBG | ORW | CISO | 0 | 0 | 2021
Vintage1982 | natural gas peaker | FALSE | 52104 | Y | . | Cymric 36W Cogen | Chevron USA Inc | 54713 | CA | PACC | WECC |  | 211 | 7 | Industrial NAICS Cogen | GT | NG | NG | CISO | 251174 | 57943 | 2021
Vintage1988 | natural gas peaker | FALSE | 52107 | Y | . | Kern River Eastridge Cogen | Chevron USA Inc | 54713 | CA | PACC | WECC |  | 211 | 7 | Industrial NAICS Cogen | GT | NG | NG | CISO | 1006517 | 249247 | 2021
| natural gas combined cycle | FALSE | 52109 | Y | . | Richmond Cogen | Chevron Products Company-Richmond | 49732 | CA | PACC | WECC |  | 32411 | 7 | Industrial NAICS Cogen | CA | NG | NG | CISO | 0 | 102318.84 | 2021
Vintage0 | other | FALSE | 52109 | Y | . | Richmond Cogen | Chevron Products Company-Richmond | 49732 | CA | PACC | WECC |  | 32411 | 7 | Industrial NAICS Cogen | CA | OG | OOG | CISO | 133915 | 31247.163 | 2021
Vintage1992 | natural gas combined cycle | FALSE | 52109 | Y | . | Richmond Cogen | Chevron Products Company-Richmond | 49732 | CA | PACC | WECC |  | 32411 | 7 | Industrial NAICS Cogen | CT | NG | NG | CISO | 3857043 | 788389 | 2021
| other | FALSE | 52109 | Y | . | Richmond Cogen | Chevron Products Company-Richmond | 49732 | CA | PACC | WECC |  | 32411 | 7 | Industrial NAICS Cogen | CT | OG | OOG | CISO | 0 | 0 | 2021
| other | FALSE | 52109 | Y | . | Richmond Cogen | Chevron Products Company-Richmond | 49732 | CA | PACC | WECC |  | 32411 | 7 | Industrial NAICS Cogen | ST | WH | OTH | CISO | 0 | 0 | 2021
Vintage1984 | natural gas combined cycle | FALSE | 52120 | Y | . | Freeport Energy | Olin Blue Cube Operations | 59875 | TX | WSC | TRE |  | 325 | 7 | Industrial NAICS Cogen | CA | NG | NG | ERCO | 187648 | 480958.98 | 2021
Vintage1984 | natural gas combined cycle | FALSE | 52120 | Y | . | Freeport Energy | Olin Blue Cube Operations | 59875 | TX | WSC | TRE |  | 325 | 7 | Industrial NAICS Cogen | CT | NG | NG | ERCO | 15268800 | 2111574.6 | 2021
Vintage1978 | natural gas peaker | FALSE | 52120 | Y | . | Freeport Energy | Olin Blue Cube Operations | 59875 | TX | WSC | TRE |  | 325 | 7 | Industrial NAICS Cogen | GT | NG | NG | ERCO | 2406426 | 407794.66 | 2021
Vintage1988 | natural gas peaker | FALSE | 52122 | Y | . | Wasson CO2 Removal Plant | Occidental Permian Ltd | 429 | TX | WSC | MRO |  | 211 | 7 | Industrial NAICS Cogen | GT | NG | NG | SWPP | 1306321 | 137830 | 2021
| natural gas steam turbine | FALSE | 52127 | Y | . | Elk Basin Gasoline Plant | Contango Oil and Gas | 64954 | WY | MTN | WECC |  | 211 | 7 | Industrial NAICS Cogen | ST | NG | NG | PACE | 0 | 0 | 2021
Vintage1948 | other | FALSE | 52127 | Y | . | Elk Basin Gasoline Plant | Contango Oil and Gas | 64954 | WY | MTN | WECC |  | 211 | 7 | Industrial NAICS Cogen | ST | OG | OOG | PACE | 40266 | 8814.39 | 2021
Vintage0 | natural gas steam turbine | FALSE | 52130 | Y | . | Whiting Refinery | BP PLC | 44466 | IN | ENC | RFC |  | 32411 | 7 | Industrial NAICS Cogen | ST | NG | NG | MISO | 439830 | 78526.854 | 2021
Vintage1980 | other | FALSE | 52130 | Y | . | Whiting Refinery | BP PLC | 44466 | IN | ENC | RFC |  | 32411 | 7 | Industrial NAICS Cogen | ST | OG | OOG | MISO | 1853288 | 330886.15 | 2021
| other | FALSE | 52130 | Y | . | Whiting Refinery | BP PLC | 44466 | IN | ENC | RFC |  | 32411 | 7 | Industrial NAICS Cogen | ST | PUR | OTH | MISO | 0 | 0 | 2021
| natural gas combined cycle | FALSE | 52132 | Y | . | Power Station 4 | South Houston Green Power LLC | 17566 | TX | WSC | TRE |  | 32411 | 7 | Industrial NAICS Cogen | CA | NG | NG | ERCO | 0 | 0 | 2021
| other | FALSE | 52132 | Y | . | Power Station 4 | South Houston Green Power LLC | 17566 | TX | WSC | TRE |  | 32411 | 7 | Industrial NAICS Cogen | CA | OG | OOG | ERCO | 0 | 0 | 2021
Vintage1986 | natural gas combined cycle | FALSE | 52132 | Y | . | Power Station 4 | South Houston Green Power LLC | 17566 | TX | WSC | TRE |  | 32411 | 7 | Industrial NAICS Cogen | CT | NG | NG | ERCO | 1753323 | 298472 | 2021
| other | FALSE | 52132 | Y | . | Power Station 4 | South Houston Green Power LLC | 17566 | TX | WSC | TRE |  | 32411 | 7 | Industrial NAICS Cogen | CT | OG | OOG | ERCO | 0 | 0 | 2021
Vintage0 | natural gas steam turbine | FALSE | 52133 | Y | . | Tesoro Mandan Cogeneration Plant | Tesoro Refining and Marketing Co LLC | 18668 | ND | WNC | MRO |  | 32411 | 7 | Industrial NAICS Cogen | ST | NG | NG | SWPP | 206650 | 15411.908 | 2021
Vintage1958 | other | FALSE | 52133 | Y | . | Tesoro Mandan Cogeneration Plant | Tesoro Refining and Marketing Co LLC | 18668 | ND | WNC | MRO |  | 32411 | 7 | Industrial NAICS Cogen | ST | OG | OOG | SWPP | 514236 | 38290.092 | 2021
| petroleum | FALSE | 52133 | Y | . | Tesoro Mandan Cogeneration Plant | Tesoro Refining and Marketing Co LLC | 18668 | ND | WNC | MRO |  | 32411 | 7 | Industrial NAICS Cogen | ST | RFO | RFO | SWPP | 0 | 0 | 2021
| petroleum | FALSE | 52133 | Y | . | Tesoro Mandan Cogeneration Plant | Tesoro Refining and Marketing Co LLC | 18668 | ND | WNC | MRO |  | 32411 | 7 | Industrial NAICS Cogen | ST | WO | WOO | SWPP | 0 | 0 | 2021
| hard coal | FALSE | 52140 | Y | . | International Paper Prattville Mill | International Paper Co | 8009 | AL | ESC | SERC |  | 32213 | 7 | Industrial NAICS Cogen | ST | BIT | COL | SOCO | 0 | 0 | 2021
Vintage1980 | biomass | TRUE | 52140 | Y | . | International Paper Prattville Mill | International Paper Co | 8009 | AL | ESC | SERC |  | 32213 | 7 | Industrial NAICS Cogen | ST | BLQ | WWW | SOCO | 1469223 | 331565.38 | 2021
| petroleum | FALSE | 52140 | Y | . | International Paper Prattville Mill | International Paper Co | 8009 | AL | ESC | SERC |  | 32213 | 7 | Industrial NAICS Cogen | ST | DFO | DFO | SOCO | 0 | 0 | 2021
Vintage0 | natural gas steam turbine | FALSE | 52140 | Y | . | International Paper Prattville Mill | International Paper Co | 8009 | AL | ESC | SERC |  | 32213 | 7 | Industrial NAICS Cogen | ST | NG | NG | SOCO | 679394 | 153321.68 | 2021
| biomass | FALSE | 52140 | Y | . | International Paper Prattville Mill | International Paper Co | 8009 | AL | ESC | SERC |  | 32213 | 7 | Industrial NAICS Cogen | ST | OBG | ORW | SOCO | 0 | 0 | 2021
Vintage1980 | biomass | TRUE | 52140 | Y | . | International Paper Prattville Mill | International Paper Co | 8009 | AL | ESC | SERC |  | 32213 | 7 | Industrial NAICS Cogen | ST | WDS | WWW | SOCO | 355538 | 80234.821 | 2021
Vintage0 | petroleum | FALSE | 52140 | Y | . | International Paper Prattville Mill | International Paper Co | 8009 | AL | ESC | SERC |  | 32213 | 7 | Industrial NAICS Cogen | ST | WO | WOO | SOCO | 13143 | 2966.119 | 2021
Vintage1990 | onshore wind | TRUE | 52142 | N | . | Mojave 3/4/5 | Terra-Gen Operating Co-Wind | 2770 | CA | PACC | WECC |  | 22 | 2 | NAICS-22 Non-Cogen | WT | WND | WND | CISO | 1028443 | 116287 | 2021
Vintage1983 | natural gas peaker | FALSE | 52147 | Y | . | C P Kelco San Diego Plant | CPKelco U S Inc | 3221 | CA | PACC | WECC |  | 311 | 7 | Industrial NAICS Cogen | GT | NG | NG | CISO | 434715 | 78204 | 2021
Vintage0 | petroleum | FALSE | 52148 | Y | . | Elkton | Merck & Co Inc | 12320 | VA | SAT | SERC |  | 325 | 7 | Industrial NAICS Cogen | IC | DFO | DFO | PJM | 53 | 11.377 | 2021
Vintage2016 | natural gas peaker | FALSE | 52148 | Y | . | Elkton | Merck & Co Inc | 12320 | VA | SAT | SERC |  | 325 | 7 | Industrial NAICS Cogen | IC | NG | NG | PJM | 140 | 29.623 | 2021
Vintage0 | petroleum | FALSE | 52148 | Y | . | Elkton | Merck & Co Inc | 12320 | VA | SAT | SERC |  | 325 | 7 | Industrial NAICS Cogen | ST | DFO | DFO | PJM | 787 | 132.784 | 2021
Vintage2021 | natural gas steam turbine | FALSE | 52148 | Y | . | Elkton | Merck & Co Inc | 12320 | VA | SAT | SERC |  | 325 | 7 | Industrial NAICS Cogen | ST | NG | NG | PJM | 61813 | 10411.216 | 2021
Vintage2001 | natural gas peaker | FALSE | 52149 | Y | . | West Point (PA) | Merck & Co Inc-West Point | 12303 | PA | MAT | RFC |  | 311 | 7 | Industrial NAICS Cogen | GT | NG | NG | PJM | 1417498 | 293137.6 | 2021
Vintage2015 | petroleum | FALSE | 52149 | Y | . | West Point (PA) | Merck & Co Inc-West Point | 12303 | PA | MAT | RFC |  | 311 | 7 | Industrial NAICS Cogen | IC | DFO | DFO | PJM | 460 | 95.044 | 2021
Vintage2020 | natural gas peaker | FALSE | 52149 | Y | . | West Point (PA) | Merck & Co Inc-West Point | 12303 | PA | MAT | RFC |  | 311 | 7 | Industrial NAICS Cogen | IC | NG | NG | PJM | 134 | 27.455 | 2021
| hard coal | FALSE | 52151 | Y | . | Sylvamo Corporation Eastover Facility | Sylvamo Corporation - Eastover | 9424 | SC | SAT | SERC |  | 322122 | 7 | Industrial NAICS Cogen | ST | BIT | COL | SCEG | 0 | 0 | 2021
Vintage1991 | biomass | TRUE | 52151 | Y | . | Sylvamo Corporation Eastover Facility | Sylvamo Corporation - Eastover | 9424 | SC | SAT | SERC |  | 322122 | 7 | Industrial NAICS Cogen | ST | BLQ | WWW | SCEG | 2900960 | 417421.39 | 2021
| petroleum | FALSE | 52151 | Y | . | Sylvamo Corporation Eastover Facility | Sylvamo Corporation - Eastover | 9424 | SC | SAT | SERC |  | 322122 | 7 | Industrial NAICS Cogen | ST | DFO | DFO | SCEG | 0 | 0 | 2021
Vintage0 | natural gas steam turbine | FALSE | 52151 | Y | . | Sylvamo Corporation Eastover Facility | Sylvamo Corporation - Eastover | 9424 | SC | SAT | SERC |  | 322122 | 7 | Industrial NAICS Cogen | ST | NG | NG | SCEG | 592973 | 85033.337 | 2021
| petroleum | FALSE | 52151 | Y | . | Sylvamo Corporation Eastover Facility | Sylvamo Corporation - Eastover | 9424 | SC | SAT | SERC |  | 322122 | 7 | Industrial NAICS Cogen | ST | RFO | RFO | SCEG | 0 | 0 | 2021
| other | FALSE | 52151 | Y | . | Sylvamo Corporation Eastover Facility | Sylvamo Corporation - Eastover | 9424 | SC | SAT | SERC |  | 322122 | 7 | Industrial NAICS Cogen | ST | TDF | OTH | SCEG | 0 | 0 | 2021
Vintage1991 | biomass | TRUE | 52151 | Y | . | Sylvamo Corporation Eastover Facility | Sylvamo Corporation - Eastover | 9424 | SC | SAT | SERC |  | 322122 | 7 | Industrial NAICS Cogen | ST | WDS | WWW | SCEG | 235121 | 32211.327 | 2021
Vintage0 | petroleum | FALSE | 52151 | Y | . | Sylvamo Corporation Eastover Facility | Sylvamo Corporation - Eastover | 9424 | SC | SAT | SERC |  | 322122 | 7 | Industrial NAICS Cogen | ST | WO | WOO | SCEG | 20308 | 2814.948 | 2021
| natural gas peaker | FALSE | 52152 | Y | . | International Paper Franklin Mill | International Paper | 9348 | VA | SAT | SERC |  | 322122 | 7 | Industrial NAICS Cogen | GT | NG | NG | PJM | 0 | 0 | 2021
| hard coal | FALSE | 52152 | Y | . | International Paper Franklin Mill | International Paper | 9348 | VA | SAT | SERC |  | 322122 | 7 | Industrial NAICS Cogen | ST | BIT | COL | PJM | 0 | 0 | 2021
Vintage1977 | biomass | TRUE | 52152 | Y | . | International Paper Franklin Mill | International Paper | 9348 | VA | SAT | SERC |  | 322122 | 7 | Industrial NAICS Cogen | ST | BLQ | WWW | PJM | 1101753 | 191532.06 | 2021
Vintage0 | natural gas steam turbine | FALSE | 52152 | Y | . | International Paper Franklin Mill | International Paper | 9348 | VA | SAT | SERC |  | 322122 | 7 | Industrial NAICS Cogen | ST | NG | NG | PJM | 309490 | 53882.068 | 2021
| petroleum | FALSE | 52152 | Y | . | International Paper Franklin Mill | International Paper | 9348 | VA | SAT | SERC |  | 322122 | 7 | Industrial NAICS Cogen | ST | RFO | RFO | PJM | 0 | 0 | 2021
Vintage1986 | hydro | TRUE | 52155 | N | . | Lacomb Irrigation District | Lacomb Irrigation Dist | 11290 | OR | PACC | WECC |  | 22 | 2 | NAICS-22 Non-Cogen | HY | WAT | HYC | PACW | 36536 | 4131 | 2021
Vintage1989 | geothermal | TRUE | 52158 | N | . | Aidlin Geothermal Power Plant | Geysers Power Co LLC | 7160 | CA | PACC | WECC |  | 22 | 2 | NAICS-22 Non-Cogen | ST | GEO | GEO | CISO | 878420 | 99324 | 2021
Vintage2021 | onshore wind | TRUE | 52162 | N | . | 85 A | Wind Wall 1 LLC | 64311 | CA | PACC | WECC |  | 22 | 2 | NAICS-22 Non-Cogen | WT | WND | WND | CISO | 473999 | 53595.63 | 2021
Vintage2021 | onshore wind | TRUE | 52163 | N | . | 85 B | Wind Wall 1 LLC | 64311 | CA | PACC | WECC |  | 22 | 2 | NAICS-22 Non-Cogen | WT | WND | WND | CISO | 627091 | 70905.78 | 2021
Vintage1985 | hydro | TRUE | 52166 | N | . | Collins Facility | Dichotomy Collins Hydro LLC | 63181 | MA | NEW | NPCC |  | 22 | 2 | NAICS-22 Non-Cogen | HY | WAT | HYC | ISNE | 43459 | 4914 | 2021
Vintage1989 | natural gas peaker | TRUE | 52169 | Y | . | Midway Sunset Cogen | Midway-Sunset Cogeneration Co | 12687 | CA | PACC | WECC |  | 22 | 3 | NAICS-22 Cogen | GT | NG | NG | CISO | 178554 | 41434 | 2021
Vintage1987 | hydro | TRUE | 52171 | N | . | Upper Barker | KEI (Maine) Power Management (III) LLC | 56838 | ME | NEW | NPCC |  | 22 | 2 | NAICS-22 Non-Cogen | HY | WAT | HYC | ISNE | 34818 | 3937 | 2021
Vintage1989 | hydro | TRUE | 52173 | N | . | Conemaugh Hydro Plant | Pennsylvania Renewable Resources | 42659 | PA | MAT | RFC |  | 22 | 2 | NAICS-22 Non-Cogen | HY | WAT | HYC | PJM | 414439 | 46861 | 2021
| geothermal | FALSE | 52174 | N | . | Soda Lake Geothermal No I II | Cyrq Energy Corp | 56677 | NV | MTN | WECC |  | 22 | 2 | NAICS-22 Non-Cogen | ST | GEO | GEO | NEVP | 0 | 0 | 2021
| natural gas steam turbine | FALSE | 52175 | Y | . | CITGO Refinery Powerhouse | CITGO Petroleum Corp | 7168 | LA | WSC | SERC |  | 32411 | 7 | Industrial NAICS Cogen | ST | NG | NG | MISO | 0 | 0 | 2021
Vintage1969 | other | FALSE | 52175 | Y | . | CITGO Refinery Powerhouse | CITGO Petroleum Corp | 7168 | LA | WSC | SERC |  | 32411 | 7 | Industrial NAICS Cogen | ST | OG | OOG | MISO | 845599 | 213952.9 | 2021
Vintage1988 | natural gas combined cycle | TRUE | 52176 | Y | . | C R Wing Cogen Plant | BHER Power Resources, Inc | 15300 | TX | WSC | TRE |  | 22 | 3 | NAICS-22 Cogen | CA | NG | NG | ERCO | 57254 | 77862 | 2021
Vintage1987 | natural gas combined cycle | TRUE | 52176 | Y | . | C R Wing Cogen Plant | BHER Power Resources, Inc | 15300 | TX | WSC | TRE |  | 22 | 3 | NAICS-22 Cogen | CT | NG | NG | ERCO | 2371487 | 189453 | 2021
| petroleum | FALSE | 52184 | Y | . | Tesoro Kenai Cogeneration Plant | Tesoro Alaska Company LLC | 18617 | AK | PACN |  |  | 32411 | 7 | Industrial NAICS Cogen | GT | DFO | DFO |  | 0 | 0 | 2021
| petroleum | FALSE | 52184 | Y | . | Tesoro Kenai Cogeneration Plant | Tesoro Alaska Company LLC | 18617 | AK | PACN |  |  | 32411 | 7 | Industrial NAICS Cogen | GT | JF | WOO |  | 0 | 0 | 2021
Vintage1988 | natural gas peaker | FALSE | 52184 | Y | . | Tesoro Kenai Cogeneration Plant | Tesoro Alaska Company LLC | 18617 | AK | PACN |  |  | 32411 | 7 | Industrial NAICS Cogen | GT | NG | NG |  | 251790 | 64878 | 2021
Vintage1990 | natural gas peaker | TRUE | 52186 | Y | . | Yuba City Cogen Partners | Wellhead Services, Inc | 20323 | CA | PACC | WECC |  | 22 | 3 | NAICS-22 Cogen | GT | NG | NG | CISO | 485259 | 59167 | 2021
Vintage1984 | hydro | TRUE | 52187 | N | . | Falls Creek | Eagle Creek Renewable Energy, LLC | 57280 | OR | PACC | WECC |  | 22 | 2 | NAICS-22 Non-Cogen | HY | WAT | HYC | PACW | 126356 | 14287 | 2021
Vintage2000 | natural gas peaker | FALSE | 52193 | Y | . | Delaware City Plant | Delaware City Refining Company LLC | 56605 | DE | SAT | RFC |  | 32411 | 7 | Industrial NAICS Cogen | GT | NG | NG | PJM | 3528448 | 658207 | 2021
| petroleum | FALSE | 52193 | Y | . | Delaware City Plant | Delaware City Refining Company LLC | 56605 | DE | SAT | RFC |  | 32411 | 7 | Industrial NAICS Cogen | GT | PC | PC | PJM | 0 | 0 | 2021
Vintage0 | natural gas steam turbine | FALSE | 52193 | Y | . | Delaware City Plant | Delaware City Refining Company LLC | 56605 | DE | SAT | RFC |  | 32411 | 7 | Industrial NAICS Cogen | ST | NG | NG | PJM | 538405 | 100077.63 | 2021
Vintage1982 | other | FALSE | 52193 | Y | . | Delaware City Plant | Delaware City Refining Company LLC | 56605 | DE | SAT | RFC |  | 32411 | 7 | Industrial NAICS Cogen | ST | OG | OOG | PJM | 763268 | 141823.37 | 2021
| petroleum | FALSE | 54004 | Y | . | WestRock Southeast, LLC. | WestRock Southeast, LLC | 17610 | GA | SAT | SERC |  | 322122 | 7 | Industrial NAICS Cogen | GT | DFO | DFO | SOCO | 0 | 0 | 2021
Vintage1989 | natural gas peaker | FALSE | 54004 | Y | . | WestRock Southeast, LLC. | WestRock Southeast, LLC | 17610 | GA | SAT | SERC |  | 322122 | 7 | Industrial NAICS Cogen | GT | NG | NG | SOCO | 269166 | 65713.9 | 2021
| hard coal | FALSE | 54004 | Y | . | WestRock Southeast, LLC. | WestRock Southeast, LLC | 17610 | GA | SAT | SERC |  | 322122 | 7 | Industrial NAICS Cogen | ST | BIT | COL | SOCO | 0 | 0 | 2021
Vintage0 | natural gas steam turbine | FALSE | 54004 | Y | . | WestRock Southeast, LLC. | WestRock Southeast, LLC | 17610 | GA | SAT | SERC |  | 322122 | 7 | Industrial NAICS Cogen | ST | NG | NG | SOCO | 13282 | 2439.631 | 2021
Vintage0 | biomass | FALSE | 54004 | Y | . | WestRock Southeast, LLC. | WestRock Southeast, LLC | 17610 | GA | SAT | SERC |  | 322122 | 7 | Industrial NAICS Cogen | ST | OBS | ORW | SOCO | 38286 | 7112.069 | 2021
| biomass | FALSE | 54004 | Y | . | WestRock Southeast, LLC. | WestRock Southeast, LLC | 17610 | GA | SAT | SERC |  | 322122 | 7 | Industrial NAICS Cogen | ST | SLW | ORW | SOCO | 0 | 0 | 2021
Vintage1989 | other | FALSE | 54004 | Y | . | WestRock Southeast, LLC. | WestRock Southeast, LLC | 17610 | GA | SAT | SERC |  | 322122 | 7 | Industrial NAICS Cogen | ST | TDF | OTH | SOCO | 407452 | 76449.06 | 2021
Vintage0 | biomass | FALSE | 54004 | Y | . | WestRock Southeast, LLC. | WestRock Southeast, LLC | 17610 | GA | SAT | SERC |  | 322122 | 7 | Industrial NAICS Cogen | ST | WDS | WWW | SOCO | 345366 | 64293.24 | 2021
Vintage1989 | hydro | TRUE | 54006 | N | . | Broadwater Power Project | Montana Dept-Natural Res&Consv | 12380 | MT | MTN | WECC |  | 22 | 2 | NAICS-22 Non-Cogen | HY | WAT | HYC | NWMT | 188200 | 21280 | 2021
Vintage1993 | biomass | TRUE | 54015 | N | . | MM West Covina | MM West Covina Energy LLC | 57224 | CA | PACC | WECC |  | 22 | 2 | NAICS-22 Non-Cogen | ST | LFG | MLG | CISO | 715877 | 41827.278 | 2021
Vintage0 | natural gas steam turbine | FALSE | 54015 | N | . | MM West Covina | MM West Covina Energy LLC | 57224 | CA | PACC | WECC |  | 22 | 2 | NAICS-22 Non-Cogen | ST | NG | NG | CISO | 321 | 18.722 | 2021
Vintage1987 | hydro | TRUE | 54017 | N | . | San Gabriel Hydro Project | Los Angeles County-San Gabriel | 11295 | CA | PACC | WECC |  | 22 | 2 | NAICS-22 Non-Cogen | HY | WAT | HYC | CISO | 11860 | 1341 | 2021
| petroleum | FALSE | 54034 | N | . | Rensselaer Cogen | Rensselaer Generating LLC | 6838 | NY | MAT | NPCC |  | 22 | 2 | NAICS-22 Non-Cogen | CA | DFO | DFO | NYIS | 0 | 0 | 2021
Vintage1994 | natural gas combined cycle | TRUE | 54034 | N | . | Rensselaer Cogen | Rensselaer Generating LLC | 6838 | NY | MAT | NPCC |  | 22 | 2 | NAICS-22 Non-Cogen | CA | NG | NG | NYIS | 34446 | 12060 | 2021
| petroleum | FALSE | 54034 | N | . | Rensselaer Cogen | Rensselaer Generating LLC | 6838 | NY | MAT | NPCC |  | 22 | 2 | NAICS-22 Non-Cogen | CT | DFO | DFO | NYIS | 0 | 0 | 2021
Vintage1994 | natural gas combined cycle | TRUE | 54034 | N | . | Rensselaer Cogen | Rensselaer Generating LLC | 6838 | NY | MAT | NPCC |  | 22 | 2 | NAICS-22 Non-Cogen | CT | NG | NG | NYIS | 278723 | 22827 | 2021
| petroleum | FALSE | 54041 | Y | . | Lockport Energy Associates LP | Lockport Energy Associates LP | 11127 | NY | MAT | NPCC |  | 22 | 3 | NAICS-22 Cogen | CA | DFO | DFO | NYIS | 0 | 0 | 2021
| natural gas combined cycle | FALSE | 54041 | Y | . | Lockport Energy Associates LP | Lockport Energy Associates LP | 11127 | NY | MAT | NPCC |  | 22 | 3 | NAICS-22 Cogen | CA | NG | NG | NYIS | 0 | 17537.6 | 2021
| petroleum | FALSE | 54041 | Y | . | Lockport Energy Associates LP | Lockport Energy Associates LP | 11127 | NY | MAT | NPCC |  | 22 | 3 | NAICS-22 Cogen | CT | DFO | DFO | NYIS | 0 | 0 | 2021
Vintage1992 | natural gas combined cycle | TRUE | 54041 | Y | . | Lockport Energy Associates LP | Lockport Energy Associates LP | 11127 | NY | MAT | NPCC |  | 22 | 3 | NAICS-22 Cogen | CT | NG | NG | NYIS | 493062 | 38594.36 | 2021
Vintage2002 | natural gas peaker | FALSE | 54044 | Y | . | University of Illinois Cogen Facility | University of Illinois | 19528 | IL | ENC | RFC |  | 611 | 5 | Commercial NAICS Cogen | GT | NG | NG | PJM | 489018 | 98319.48 | 2021
Vintage0 | petroleum | FALSE | 54044 | Y | . | University of Illinois Cogen Facility | University of Illinois | 19528 | IL | ENC | RFC |  | 611 | 5 | Commercial NAICS Cogen | IC | DFO | DFO | PJM | 1695 | 340.843 | 2021
Vintage2002 | natural gas peaker | FALSE | 54044 | Y | . | University of Illinois Cogen Facility | University of Illinois | 19528 | IL | ENC | RFC |  | 611 | 5 | Commercial NAICS Cogen | IC | NG | NG | PJM | 124465 | 25024.497 | 2021
| petroleum | FALSE | 54056 | N | . | Pawtucket Power Associates | Pawtucket Power Associates LP | 14584 | RI | NEW | NPCC |  | 22 | 2 | NAICS-22 Non-Cogen | CA | DFO | DFO | ISNE | 0 | 4.516 | 2021
| natural gas combined cycle | FALSE | 54056 | N | . | Pawtucket Power Associates | Pawtucket Power Associates LP | 14584 | RI | NEW | NPCC |  | 22 | 2 | NAICS-22 Non-Cogen | CA | NG | NG | ISNE | 0 | 999.484 | 2021
Vintage0 | petroleum | FALSE | 54056 | N | . | Pawtucket Power Associates | Pawtucket Power Associates LP | 14584 | RI | NEW | NPCC |  | 22 | 2 | NAICS-22 Non-Cogen | CT | DFO | DFO | ISNE | 135 | 10.544 | 2021
Vintage0 | natural gas combined cycle | FALSE | 54056 | N | . | Pawtucket Power Associates | Pawtucket Power Associates LP | 14584 | RI | NEW | NPCC |  | 22 | 2 | NAICS-22 Non-Cogen | CT | NG | NG | ISNE | 29860 | 2333.456 | 2021
Vintage1988 | biomass | TRUE | 54057 | N | . | Riverview Energy Systems | Riverview Energy Systems | 16073 | MI | ENC | RFC |  | 22 | 2 | NAICS-22 Non-Cogen | GT | LFG | MLG | MISO | 798942 | 43382 | 2021
| natural gas peaker | FALSE | 54057 | N | . | Riverview Energy Systems | Riverview Energy Systems | 16073 | MI | ENC | RFC |  | 22 | 2 | NAICS-22 Non-Cogen | GT | NG | NG | MISO | 0 | 0 | 2021
| petroleum | FALSE | 54076 | Y | . | Indeck Olean Energy Center | Indeck-Olean Ltd Partnership | 9261 | NY | MAT | NPCC |  | 22 | 3 | NAICS-22 Cogen | CA | DFO | DFO | NYIS | 0 | 0.849 | 2021
Vintage1994 | natural gas combined cycle | TRUE | 54076 | Y | . | Indeck Olean Energy Center | Indeck-Olean Ltd Partnership | 9261 | NY | MAT | NPCC |  | 22 | 3 | NAICS-22 Cogen | CA | NG | NG | NYIS | 124301 | 23539.151 | 2021
Vintage0 | petroleum | FALSE | 54076 | Y | . | Indeck Olean Energy Center | Indeck-Olean Ltd Partnership | 9261 | NY | MAT | NPCC |  | 22 | 3 | NAICS-22 Cogen | CT | DFO | DFO | NYIS | 19 | 1.399 | 2021
Vintage1994 | natural gas combined cycle | TRUE | 54076 | Y | . | Indeck Olean Energy Center | Indeck-Olean Ltd Partnership | 9261 | NY | MAT | NPCC |  | 22 | 3 | NAICS-22 Cogen | CT | NG | NG | NYIS | 356793 | 28566.601 | 2021
| hard coal | FALSE | 54081 | Y | . | Spruance Operating Services LLC | Veolia Energy Operating Service | 61854 | VA | SAT | SERC |  | 22 | 3 | NAICS-22 Cogen | ST | BIT | COL | PJM | 0 | 0 | 2021
Vintage1992 | natural gas steam turbine | TRUE | 54081 | Y | . | Spruance Operating Services LLC | Veolia Energy Operating Service | 61854 | VA | SAT | SERC |  | 22 | 3 | NAICS-22 Cogen | ST | NG | NG | PJM | 612647 | 52526 | 2021
| biomass | FALSE | 54085 | Y | . | Androscoggin Mill | Pixelle Androscoggin LLC | 55738 | ME | NEW | NPCC |  | 322 | 7 | Industrial NAICS Cogen | ST | BLQ | WWW | ISNE | 0 | 36844.451 | 2021
| other | FALSE | 54085 | Y | . | Androscoggin Mill | Pixelle Androscoggin LLC | 55738 | ME | NEW | NPCC |  | 322 | 7 | Industrial NAICS Cogen | ST | KER | WOO | ISNE | 0 | 0 | 2021
Vintage1974 | natural gas steam turbine | FALSE | 54085 | Y | . | Androscoggin Mill | Pixelle Androscoggin LLC | 55738 | ME | NEW | NPCC |  | 322 | 7 | Industrial NAICS Cogen | ST | NG | NG | ISNE | 153455 | 50327.419 | 2021
| petroleum | FALSE | 54085 | Y | . | Androscoggin Mill | Pixelle Androscoggin LLC | 55738 | ME | NEW | NPCC |  | 322 | 7 | Industrial NAICS Cogen | ST | RFO | RFO | ISNE | 0 | 0 | 2021
| biomass | FALSE | 54085 | Y | . | Androscoggin Mill | Pixelle Androscoggin LLC | 55738 | ME | NEW | NPCC |  | 322 | 7 | Industrial NAICS Cogen | ST | WDS | WWW | ISNE | 0 | 11393.13 | 2021
Vintage0 | hard coal | FALSE | 54087 | Y | . | International Paper Georgetown Mill | International Paper Co-GT Mill | 9390 | SC | SAT | SERC |  | 322122 | 7 | Industrial NAICS Cogen | ST | BIT | COL | SC | 13695 | 2015.718 | 2021
Vintage1984 | biomass | TRUE | 54087 | Y | . | International Paper Georgetown Mill | International Paper Co-GT Mill | 9390 | SC | SAT | SERC |  | 322122 | 7 | Industrial NAICS Cogen | ST | BLQ | WWW | SC | 2036516 | 299744.41 | 2021
| petroleum | FALSE | 54087 | Y | . | International Paper Georgetown Mill | International Paper Co-GT Mill | 9390 | SC | SAT | SERC |  | 322122 | 7 | Industrial NAICS Cogen | ST | DFO | DFO | SC | 0 | 0 | 2021
Vintage0 | natural gas steam turbine | FALSE | 54087 | Y | . | International Paper Georgetown Mill | International Paper Co-GT Mill | 9390 | SC | SAT | SERC |  | 322122 | 7 | Industrial NAICS Cogen | ST | NG | NG | SC | 146119 | 21506.689 | 2021
Vintage0 | petroleum | FALSE | 54087 | Y | . | International Paper Georgetown Mill | International Paper Co-GT Mill | 9390 | SC | SAT | SERC |  | 322122 | 7 | Industrial NAICS Cogen | ST | RFO | RFO | SC | 20037 | 2949.123 | 2021
Vintage0 | other | FALSE | 54087 | Y | . | International Paper Georgetown Mill | International Paper Co-GT Mill | 9390 | SC | SAT | SERC |  | 322122 | 7 | Industrial NAICS Cogen | ST | TDF | OTH | SC | 226103 | 33278.929 | 2021
Vintage1984 | biomass | TRUE | 54087 | Y | . | International Paper Georgetown Mill | International Paper Co-GT Mill | 9390 | SC | SAT | SERC |  | 322122 | 7 | Industrial NAICS Cogen | ST | WDS | WWW | SC | 763550 | 112383.13 | 2021
| petroleum | FALSE | 54091 | Y | . | Mansfield Mill | IPC-Mansfield Mill | 9312 | LA | WSC | SERC |  | 32213 | 7 | Industrial NAICS Cogen | GT | DFO | DFO | MISO | 0 | 0 | 2021
Vintage2019 | natural gas peaker | FALSE | 54091 | Y | . | Mansfield Mill | IPC-Mansfield Mill | 9312 | LA | WSC | SERC |  | 32213 | 7 | Industrial NAICS Cogen | GT | NG | NG | MISO | 1123783 | 232793 | 2021
| petroleum | FALSE | 54091 | Y | . | Mansfield Mill | IPC-Mansfield Mill | 9312 | LA | WSC | SERC |  | 32213 | 7 | Industrial NAICS Cogen | GT | RFO | RFO | MISO | 0 | 0 | 2021
| hard coal | FALSE | 54091 | Y | . | Mansfield Mill | IPC-Mansfield Mill | 9312 | LA | WSC | SERC |  | 32213 | 7 | Industrial NAICS Cogen | ST | BIT | COL | MISO | 0 | 0 | 2021
Vintage1981 | biomass | TRUE | 54091 | Y | . | Mansfield Mill | IPC-Mansfield Mill | 9312 | LA | WSC | SERC |  | 32213 | 7 | Industrial NAICS Cogen | ST | BLQ | WWW | MISO | 1408914 | 291858.57 | 2021
| petroleum | FALSE | 54091 | Y | . | Mansfield Mill | IPC-Mansfield Mill | 9312 | LA | WSC | SERC |  | 32213 | 7 | Industrial NAICS Cogen | ST | DFO | DFO | MISO | 0 | 0 | 2021
Vintage0 | natural gas steam turbine | FALSE | 54091 | Y | . | Mansfield Mill | IPC-Mansfield Mill | 9312 | LA | WSC | SERC |  | 32213 | 7 | Industrial NAICS Cogen | ST | NG | NG | MISO | 1013918 | 210034.56 | 2021
| petroleum | FALSE | 54091 | Y | . | Mansfield Mill | IPC-Mansfield Mill | 9312 | LA | WSC | SERC |  | 32213 | 7 | Industrial NAICS Cogen | ST | RFO | RFO | MISO | 0 | 0 | 2021
Vintage0 | other | FALSE | 54091 | Y | . | Mansfield Mill | IPC-Mansfield Mill | 9312 | LA | WSC | SERC |  | 32213 | 7 | Industrial NAICS Cogen | ST | TDF | OTH | MISO | 82711 | 17133.613 | 2021
Vintage1981 | biomass | TRUE | 54091 | Y | . | Mansfield Mill | IPC-Mansfield Mill | 9312 | LA | WSC | SERC |  | 32213 | 7 | Industrial NAICS Cogen | ST | WDS | WWW | MISO | 525526 | 108863.26 | 2021
| petroleum | FALSE | 54091 | Y | . | Mansfield Mill | IPC-Mansfield Mill | 9312 | LA | WSC | SERC |  | 32213 | 7 | Industrial NAICS Cogen | ST | WO | WOO | MISO | 0 | 0 | 2021
| petroleum | FALSE | 54096 | Y | . | International Paper Riverdale Mill | International Paper Co-Riverdl | 9393 | AL | ESC | SERC |  | 322122 | 7 | Industrial NAICS Cogen | CA | DFO | DFO | SOCO | 0 | 0 | 2021
Vintage1994 | natural gas combined cycle | FALSE | 54096 | Y | . | International Paper Riverdale Mill | International Paper Co-Riverdl | 9393 | AL | ESC | SERC |  | 322122 | 7 | Industrial NAICS Cogen | CA | NG | NG | SOCO | 310313 | 59116 | 2021
| petroleum | FALSE | 54096 | Y | . | International Paper Riverdale Mill | International Paper Co-Riverdl | 9393 | AL | ESC | SERC |  | 322122 | 7 | Industrial NAICS Cogen | CT | DFO | DFO | SOCO | 0 | 0 | 2021
Vintage1994 | natural gas combined cycle | FALSE | 54096 | Y | . | International Paper Riverdale Mill | International Paper Co-Riverdl | 9393 | AL | ESC | SERC |  | 322122 | 7 | Industrial NAICS Cogen | CT | NG | NG | SOCO | 694017 | 268916 | 2021
Vintage1985 | biomass | TRUE | 54096 | Y | . | International Paper Riverdale Mill | International Paper Co-Riverdl | 9393 | AL | ESC | SERC |  | 322122 | 7 | Industrial NAICS Cogen | ST | BLQ | WWW | SOCO | 758934 | 144580.16 | 2021
Vintage1967 | natural gas steam turbine | FALSE | 54096 | Y | . | International Paper Riverdale Mill | International Paper Co-Riverdl | 9393 | AL | ESC | SERC |  | 322122 | 7 | Industrial NAICS Cogen | ST | NG | NG | SOCO | 773774 | 147406.84 | 2021
Vintage1977 | biomass | TRUE | 54097 | Y | . | International Paper Texarkana Mill | Graphic Packaging International - Texarkana | 61963 | TX | WSC | MRO |  | 32213 | 7 | Industrial NAICS Cogen | ST | BLQ | WWW | SWPP | 1287603 | 207397.44 | 2021
Vintage0 | natural gas steam turbine | FALSE | 54097 | Y | . | International Paper Texarkana Mill | Graphic Packaging International - Texarkana | 61963 | TX | WSC | MRO |  | 32213 | 7 | Industrial NAICS Cogen | ST | NG | NG | SWPP | 501272 | 80741.079 | 2021
Vintage1977 | biomass | TRUE | 54097 | Y | . | International Paper Texarkana Mill | Graphic Packaging International - Texarkana | 61963 | TX | WSC | MRO |  | 32213 | 7 | Industrial NAICS Cogen | ST | OBS | ORW | SWPP | 551324 | 88803.286 | 2021
| petroleum | FALSE | 54097 | Y | . | International Paper Texarkana Mill | Graphic Packaging International - Texarkana | 61963 | TX | WSC | MRO |  | 32213 | 7 | Industrial NAICS Cogen | ST | RFO | RFO | SWPP | 0 | 0 | 2021
| biomass | FALSE | 54097 | Y | . | International Paper Texarkana Mill | Graphic Packaging International - Texarkana | 61963 | TX | WSC | MRO |  | 32213 | 7 | Industrial NAICS Cogen | ST | WDS | WWW | SWPP | 0 | 0 | 2021
Vintage1967 | hard coal | FALSE | 54098 | Y | . | Kaukauna Paper Mill | Thilmany LLC | 54738 | WI | ENC | MRO |  | 322122 | 7 | Industrial NAICS Cogen | ST | BIT | COL | MISO | 308936 | 59456.137 | 2021
Vintage1977 | biomass | TRUE | 54098 | Y | . | Kaukauna Paper Mill | Thilmany LLC | 54738 | WI | ENC | MRO |  | 322122 | 7 | Industrial NAICS Cogen | ST | BLQ | WWW | MISO | 439283 | 84540.095 | 2021
| petroleum | FALSE | 54098 | Y | . | Kaukauna Paper Mill | Thilmany LLC | 54738 | WI | ENC | MRO |  | 322122 | 7 | Industrial NAICS Cogen | ST | DFO | DFO | MISO | 0 | 0 | 2021
Vintage0 | natural gas steam turbine | FALSE | 54098 | Y | . | Kaukauna Paper Mill | Thilmany LLC | 54738 | WI | ENC | MRO |  | 322122 | 7 | Industrial NAICS Cogen | ST | NG | NG | MISO | 183845 | 35379.984 | 2021
| petroleum | FALSE | 54098 | Y | . | Kaukauna Paper Mill | Thilmany LLC | 54738 | WI | ENC | MRO |  | 322122 | 7 | Industrial NAICS Cogen | ST | PC | PC | MISO | 0 | 0 | 2021
Vintage0 | petroleum | FALSE | 54098 | Y | . | Kaukauna Paper Mill | Thilmany LLC | 54738 | WI | ENC | MRO |  | 322122 | 7 | Industrial NAICS Cogen | ST | RFO | RFO | MISO | 6297 | 1211.453 | 2021
Vintage0 | other | FALSE | 54098 | Y | . | Kaukauna Paper Mill | Thilmany LLC | 54738 | WI | ENC | MRO |  | 322122 | 7 | Industrial NAICS Cogen | ST | TDF | OTH | MISO | 11476 | 2208.609 | 2021
Vintage1977 | biomass | TRUE | 54098 | Y | . | Kaukauna Paper Mill | Thilmany LLC | 54738 | WI | ENC | MRO |  | 322122 | 7 | Industrial NAICS Cogen | ST | WDS | WWW | MISO | 28752 | 5533.722 | 2021
Vintage0 | biomass | FALSE | 54099 | Y | . | Ticonderoga Mill | IPC-Ticonderoga | 9350 | NY | MAT | NPCC |  | 322122 | 7 | Industrial NAICS Cogen | ST | BLQ | WWW | NYIS | 434062 | 75840.464 | 2021
Vintage1970 | natural gas steam turbine | FALSE | 54099 | Y | . | Ticonderoga Mill | IPC-Ticonderoga | 9350 | NY | MAT | NPCC |  | 322122 | 7 | Industrial NAICS Cogen | ST | NG | NG | NYIS | 624891 | 109182.82 | 2021
| other | FALSE | 54099 | Y | . | Ticonderoga Mill | IPC-Ticonderoga | 9350 | NY | MAT | NPCC |  | 322122 | 7 | Industrial NAICS Cogen | ST | OG | OOG | NYIS | 0 | 0 | 2021
| other | FALSE | 54099 | Y | . | Ticonderoga Mill | IPC-Ticonderoga | 9350 | NY | MAT | NPCC |  | 322122 | 7 | Industrial NAICS Cogen | ST | PG | WOO | NYIS | 0 | 0 | 2021
Vintage0 | petroleum | FALSE | 54099 | Y | . | Ticonderoga Mill | IPC-Ticonderoga | 9350 | NY | MAT | NPCC |  | 322122 | 7 | Industrial NAICS Cogen | ST | RFO | RFO | NYIS | 43626 | 7622.389 | 2021
Vintage0 | biomass | FALSE | 54099 | Y | . | Ticonderoga Mill | IPC-Ticonderoga | 9350 | NY | MAT | NPCC |  | 322122 | 7 | Industrial NAICS Cogen | ST | WDS | WWW | NYIS | 36651 | 6403.705 | 2021
Vintage1967 | biomass | TRUE | 54100 | Y | . | International Paper Vicksburg Mill | International Paper Co-Vicksbg | 9382 | MS | ESC | SERC |  | 322122 | 7 | Industrial NAICS Cogen | ST | AB | ORW | MISO | 9065 | 1620.803 | 2021
Vintage1967 | biomass | TRUE | 54100 | Y | . | International Paper Vicksburg Mill | International Paper Co-Vicksbg | 9382 | MS | ESC | SERC |  | 322122 | 7 | Industrial NAICS Cogen | ST | BLQ | WWW | MISO | 701700 | 125450.26 | 2021
Vintage0 | natural gas steam turbine | FALSE | 54100 | Y | . | International Paper Vicksburg Mill | International Paper Co-Vicksbg | 9382 | MS | ESC | SERC |  | 322122 | 7 | Industrial NAICS Cogen | ST | NG | NG | MISO | 322630 | 57680.164 | 2021
| petroleum | FALSE | 54100 | Y | . | International Paper Vicksburg Mill | International Paper Co-Vicksbg | 9382 | MS | ESC | SERC |  | 322122 | 7 | Industrial NAICS Cogen | ST | RFO | RFO | MISO | 0 | 0 | 2021
| other | FALSE | 54100 | Y | . | International Paper Vicksburg Mill | International Paper Co-Vicksbg | 9382 | MS | ESC | SERC |  | 322122 | 7 | Industrial NAICS Cogen | ST | TDF | OTH | MISO | 0 | 0 | 2021
Vintage1967 | biomass | TRUE | 54100 | Y | . | International Paper Vicksburg Mill | International Paper Co-Vicksbg | 9382 | MS | ESC | SERC |  | 322122 | 7 | Industrial NAICS Cogen | ST | WDS | WWW | MISO | 279524 | 49973.772 | 2021
Vintage0 | hard coal | FALSE | 54101 | Y | . | Georgia-Pacific Cedar Springs | Georgia-Pacific Cedar Springs LLC | 7172 | GA | SAT | SERC |  | 32213 | 7 | Industrial NAICS Cogen | ST | BIT | COL | SOCO | 553388 | 105422.25 | 2021
Vintage1965 | biomass | TRUE | 54101 | Y | . | Georgia-Pacific Cedar Springs | Georgia-Pacific Cedar Springs LLC | 7172 | GA | SAT | SERC |  | 32213 | 7 | Industrial NAICS Cogen | ST | BLQ | WWW | SOCO | 1526546 | 290812.64 | 2021
Vintage0 | petroleum | FALSE | 54101 | Y | . | Georgia-Pacific Cedar Springs | Georgia-Pacific Cedar Springs LLC | 7172 | GA | SAT | SERC |  | 32213 | 7 | Industrial NAICS Cogen | ST | DFO | DFO | SOCO | 26680 | 5082.617 | 2021
Vintage0 | natural gas steam turbine | FALSE | 54101 | Y | . | Georgia-Pacific Cedar Springs | Georgia-Pacific Cedar Springs LLC | 7172 | GA | SAT | SERC |  | 32213 | 7 | Industrial NAICS Cogen | ST | NG | NG | SOCO | 242450 | 46187.171 | 2021
Vintage0 | petroleum | FALSE | 54101 | Y | . | Georgia-Pacific Cedar Springs | Georgia-Pacific Cedar Springs LLC | 7172 | GA | SAT | SERC |  | 32213 | 7 | Industrial NAICS Cogen | ST | RFO | RFO | SOCO | 77097 | 14687.264 | 2021
Vintage1965 | biomass | TRUE | 54101 | Y | . | Georgia-Pacific Cedar Springs | Georgia-Pacific Cedar Springs LLC | 7172 | GA | SAT | SERC |  | 32213 | 7 | Industrial NAICS Cogen | ST | WDS | WWW | SOCO | 535898 | 102091.06 | 2021
Vintage1977 | hydro | FALSE | 54103 | N | . | Port Edwards Mill | Domtar Industries Inc | 5033 | WI | ENC | RFC |  | 322122 | 6 | Industrial NAICS Non-Cogen | HY | WAT | HYC | MISO | 274528 | 31041 | 2021
| natural gas steam turbine | FALSE | 54103 | N | . | Port Edwards Mill | Domtar Industries Inc | 5033 | WI | ENC | RFC |  | 322122 | 6 | Industrial NAICS Non-Cogen | ST | NG | NG | MISO | 0 | 0 | 2021
| petroleum | FALSE | 54103 | N | . | Port Edwards Mill | Domtar Industries Inc | 5033 | WI | ENC | RFC |  | 322122 | 6 | Industrial NAICS Non-Cogen | ST | RFO | RFO | MISO | 0 | 0 | 2021
Vintage0 | hard coal | FALSE | 54104 | Y | . | Ashdown | Domtar Industries Inc | 5262 | AR | WSC | SERC |  | 322122 | 7 | Industrial NAICS Cogen | ST | BIT | COL | SWPP | 152726 | 34189.891 | 2021
Vintage1991 | biomass | TRUE | 54104 | Y | . | Ashdown | Domtar Industries Inc | 5262 | AR | WSC | SERC |  | 322122 | 7 | Industrial NAICS Cogen | ST | BLQ | WWW | SWPP | 1783870 | 399343.41 | 2021
Vintage0 | natural gas steam turbine | FALSE | 54104 | Y | . | Ashdown | Domtar Industries Inc | 5262 | AR | WSC | SERC |  | 322122 | 7 | Industrial NAICS Cogen | ST | NG | NG | SWPP | 414921 | 92885.902 | 2021
| petroleum | FALSE | 54104 | Y | . | Ashdown | Domtar Industries Inc | 5262 | AR | WSC | SERC |  | 322122 | 7 | Industrial NAICS Cogen | ST | RFO | RFO | SWPP | 0 | 0 | 2021
Vintage0 | other | FALSE | 54104 | Y | . | Ashdown | Domtar Industries Inc | 5262 | AR | WSC | SERC |  | 322122 | 7 | Industrial NAICS Cogen | ST | TDF | OTH | SWPP | 35819 | 8018.751 | 2021
Vintage1991 | biomass | TRUE | 54104 | Y | . | Ashdown | Domtar Industries Inc | 5262 | AR | WSC | SERC |  | 322122 | 7 | Industrial NAICS Cogen | ST | WDS | WWW | SWPP | 299605 | 67070.729 | 2021
Vintage2008 | geothermal | TRUE | 54111 | N | . | Second Imperial Geothermal | ORCAL Geothermal, Inc | 49748 | CA | PACC | WECC |  | 22 | 2 | NAICS-22 Non-Cogen | BT | GEO | GEO | IID | 1656517 | 187304 | 2021
| petroleum | FALSE | 54114 | Y | . | Kennedy International Airport Cogen | KIAC Partners | 10349 | NY | MAT | NPCC |  | 22 | 3 | NAICS-22 Cogen | CA | DFO | DFO | NYIS | 0 | 0 | 2021
| natural gas combined cycle | FALSE | 54114 | Y | . | Kennedy International Airport Cogen | KIAC Partners | 10349 | NY | MAT | NPCC |  | 22 | 3 | NAICS-22 Cogen | CA | NG | NG | NYIS | 0 | 79251 | 2021
| petroleum | FALSE | 54114 | Y | . | Kennedy International Airport Cogen | KIAC Partners | 10349 | NY | MAT | NPCC |  | 22 | 3 | NAICS-22 Cogen | CT | DFO | DFO | NYIS | 0 | 0 | 2021
Vintage1994 | natural gas combined cycle | TRUE | 54114 | Y | . | Kennedy International Airport Cogen | KIAC Partners | 10349 | NY | MAT | NPCC |  | 22 | 3 | NAICS-22 Cogen | CT | NG | NG | NYIS | 4380280 | 390961 | 2021
Vintage1986 | hydro | TRUE | 54123 | N | . | Mechanic Falls | KEI (Maine) Power Management (IV) LLC | 56839 | ME | NEW | NPCC |  | 22 | 2 | NAICS-22 Non-Cogen | HY | WAT | HYC | ISNE | 14727 | 1665 | 2021
Vintage1986 | hydro | TRUE | 54124 | N | . | Pittsfield Hydro | KEI (Maine) Power Management (II) LLC | 56837 | ME | NEW | NPCC |  | 22 | 2 | NAICS-22 Non-Cogen | HY | WAT | HYC | ISNE | 31336 | 3543 | 2021
| petroleum | FALSE | 54131 | Y | . | Fortistar North Tonawanda | North American Energy Services | 50136 | NY | MAT | NPCC |  | 22 | 3 | NAICS-22 Cogen | CA | DFO | DFO | NYIS | 0 | 0 | 2021
| natural gas combined cycle | FALSE | 54131 | Y | . | Fortistar North Tonawanda | North American Energy Services | 50136 | NY | MAT | NPCC |  | 22 | 3 | NAICS-22 Cogen | CA | NG | NG | NYIS | 0 | 1531 | 2021
| petroleum | FALSE | 54131 | Y | . | Fortistar North Tonawanda | North American Energy Services | 50136 | NY | MAT | NPCC |  | 22 | 3 | NAICS-22 Cogen | CT | DFO | DFO | NYIS | 0 | 0 | 2021
Vintage1993 | natural gas combined cycle | TRUE | 54131 | Y | . | Fortistar North Tonawanda | North American Energy Services | 50136 | NY | MAT | NPCC |  | 22 | 3 | NAICS-22 Cogen | CT | NG | NG | NYIS | 40654 | 3662 | 2021
| other | FALSE | 54134 | N | . | Great Lakes Hydro America - ME | Great Lakes Hydro America LLC | 7595 | ME | NEW | NPCC |  | 22 | 2 | NAICS-22 Non-Cogen | BA | MWH | OTH | ISNE | 0 | -501 | 2021
Vintage1988 | hydro | TRUE | 54134 | N | . | Great Lakes Hydro America - ME | Great Lakes Hydro America LLC | 7595 | ME | NEW | NPCC |  | 22 | 2 | NAICS-22 Non-Cogen | HY | WAT | HYC | ISNE | 4836535 | 546872 | 2021
Vintage1993 | hydro | TRUE | 54142 | N | . | Hillcrest Pump Station | Denver City & County of | 5068 | CO | MTN | WECC |  | 22 | 2 | NAICS-22 Non-Cogen | HY | WAT | HYC | PSCO | 55505 | 6276 | 2021
Vintage1989 | hydro | TRUE | 54148 | N | . | Hydro Kennebec Project | Hydro Kennebec LLC | 56597 | ME | NEW | NPCC |  | 22 | 2 | NAICS-22 Non-Cogen | HY | WAT | HYC | ISNE | 287800 | 32542 | 2021
Vintage0 | petroleum | FALSE | 54149 | Y | . | Stony Brook Cogen Plant | Nissequoque Cogen Partners | 13587 | NY | MAT | NPCC |  | 22 | 3 | NAICS-22 Cogen | GT | DFO | DFO | NYIS | 5045 | 912.464 | 2021
Vintage1995 | natural gas peaker | TRUE | 54149 | Y | . | Stony Brook Cogen Plant | Nissequoque Cogen Partners | 13587 | NY | MAT | NPCC |  | 22 | 3 | NAICS-22 Cogen | GT | NG | NG | NYIS | 1547552 | 279904.54 | 2021
Vintage0 | hard coal | FALSE | 54201 | Y | . | Iowa State University | Iowa State University | 9434 | IA | WNC | MRO |  | 611 | 5 | Commercial NAICS Cogen | ST | BIT | COL | MISO | 251936 | 45041.107 | 2021
Vintage0 | petroleum | FALSE | 54201 | Y | . | Iowa State University | Iowa State University | 9434 | IA | WNC | MRO |  | 611 | 5 | Commercial NAICS Cogen | ST | DFO | DFO | MISO | 3 | 0.47 | 2021
Vintage2005 | natural gas steam turbine | FALSE | 54201 | Y | . | Iowa State University | Iowa State University | 9434 | IA | WNC | MRO |  | 611 | 5 | Commercial NAICS Cogen | ST | NG | NG | MISO | 306547 | 54804.423 | 2021
| natural gas peaker | FALSE | 54203 | Y | . | Mississippi Baptist Medical Center | Mississippi Baptist Medical | 12704 | MS | ESC | SERC |  | 622 | 5 | Commercial NAICS Cogen | GT | NG | NG | MISO | 0 | 0 | 2021
| hard coal | FALSE | 54207 | Y | . | Clevelandcliffs Warren | Clevelandcliffs Warren | 56616 | OH | ENC | RFC |  | 3311 | 7 | Industrial NAICS Cogen | ST | BIT | COL | PJM | 0 | 0 | 2021
Vintage0 | natural gas steam turbine | FALSE | 54207 | Y | . | Clevelandcliffs Warren | Clevelandcliffs Warren | 56616 | OH | ENC | RFC |  | 3311 | 7 | Industrial NAICS Cogen | ST | NG | NG | PJM | 94196 | 15711.486 | 2021
Vintage1981 | other | FALSE | 54207 | Y | . | Clevelandcliffs Warren | Clevelandcliffs Warren | 56616 | OH | ENC | RFC |  | 3311 | 7 | Industrial NAICS Cogen | ST | OG | OOG | PJM | 232205 | 38030.514 | 2021
| hard coal | FALSE | 54207 | Y | . | Clevelandcliffs Warren | Clevelandcliffs Warren | 56616 | OH | ENC | RFC |  | 3311 | 7 | Industrial NAICS Cogen | ST | WC | WOC | PJM | 0 | 0 | 2021
Vintage1990 | hard coal | FALSE | 54210 | Y | . | American Crystal Sugar Hillsboro | American Crystal Sugar Co | 491 | ND | WNC | MRO |  | 311 | 7 | Industrial NAICS Cogen | ST | SUB | COL | MISO | 431576 | 75893 | 2021
Vintage1975 | hard coal | FALSE | 54212 | Y | . | American Crystal Sugar Crookston | American Crystal Sugar Co | 491 | MN | WNC | MRO |  | 311 | 7 | Industrial NAICS Cogen | ST | SUB | COL | MISO | 186238 | 31767.5 | 2021
Vintage1965 | hard coal | FALSE | 54213 | Y | . | American Crystal Sugar Drayton | American Crystal Sugar Co | 491 | ND | WNC | MRO |  | 311 | 7 | Industrial NAICS Cogen | ST | SUB | COL | MISO | 195001 | 34291 | 2021
Vintage1990 | hard coal | FALSE | 54214 | Y | . | American Crystal Sugar East Grand Forks | American Crystal Sugar Co | 491 | MN | WNC | MRO |  | 311 | 7 | Industrial NAICS Cogen | ST | SUB | COL | MISO | 236566 | 41600 | 2021
| hard coal | FALSE | 54216 | Y | . | U S Alliance Coosa Pines | Bowater Newport Coosa Pines Op | 2053 | AL | ESC | SERC |  | 322 | 7 | Industrial NAICS Cogen | ST | BIT | COL | SOCO | 0 | 0 | 2021
Vintage2007 | biomass | TRUE | 54216 | Y | . | U S Alliance Coosa Pines | Bowater Newport Coosa Pines Op | 2053 | AL | ESC | SERC |  | 322 | 7 | Industrial NAICS Cogen | ST | BLQ | WWW | SOCO | 386581 | 97438.071 | 2021
| petroleum | FALSE | 54216 | Y | . | U S Alliance Coosa Pines | Bowater Newport Coosa Pines Op | 2053 | AL | ESC | SERC |  | 322 | 7 | Industrial NAICS Cogen | ST | DFO | DFO | SOCO | 0 | 0 | 2021
Vintage0 | natural gas steam turbine | FALSE | 54216 | Y | . | U S Alliance Coosa Pines | Bowater Newport Coosa Pines Op | 2053 | AL | ESC | SERC |  | 322 | 7 | Industrial NAICS Cogen | ST | NG | NG | SOCO | 152810 | 38515.929 | 2021
Vintage2021 | petroleum | FALSE | 54224 | Y | . | Franklin Heating Station | Franklin Heating Station | 6738 | MN | WNC | MRO |  | 622 | 5 | Commercial NAICS Cogen | IC | DFO | DFO | MISO | 1643 | 368.011 | 2021
Vintage0 | natural gas peaker | FALSE | 54224 | Y | . | Franklin Heating Station | Franklin Heating Station | 6738 | MN | WNC | MRO |  | 622 | 5 | Commercial NAICS Cogen | IC | NG | NG | MISO | 150 | 33.789 | 2021
Vintage0 | petroleum | FALSE | 54224 | Y | . | Franklin Heating Station | Franklin Heating Station | 6738 | MN | WNC | MRO |  | 622 | 5 | Commercial NAICS Cogen | ST | DFO | DFO | MISO | 1445 | 317.009 | 2021
Vintage1968 | natural gas steam turbine | FALSE | 54224 | Y | . | Franklin Heating Station | Franklin Heating Station | 6738 | MN | WNC | MRO |  | 622 | 5 | Commercial NAICS Cogen | ST | NG | NG | MISO | 238830 | 52430.353 | 2021
Vintage2006 | other | FALSE | 54224 | Y | . | Franklin Heating Station | Franklin Heating Station | 6738 | MN | WNC | MRO |  | 622 | 5 | Commercial NAICS Cogen | ST | PUR | OTH | MISO | 167803 | 18973.609 | 2021
| petroleum | FALSE | 54224 | Y | . | Franklin Heating Station | Franklin Heating Station | 6738 | MN | WNC | MRO |  | 622 | 5 | Commercial NAICS Cogen | ST | RFO | RFO | MISO | 0 | 0 | 2021
Vintage0 | petroleum | FALSE | 54225 | Y | . | Gillette SBMC | The Gillette Company | 7209 | MA | NEW | NPCC |  | 332 | 7 | Industrial NAICS Cogen | GT | DFO | DFO | ISNE | 2 | 0.426 | 2021
Vintage2011 | natural gas peaker | FALSE | 54225 | Y | . | Gillette SBMC | The Gillette Company | 7209 | MA | NEW | NPCC |  | 332 | 7 | Industrial NAICS Cogen | GT | NG | NG | ISNE | 230391 | 56044.574 | 2021
| petroleum | FALSE | 54225 | Y | . | Gillette SBMC | The Gillette Company | 7209 | MA | NEW | NPCC |  | 332 | 7 | Industrial NAICS Cogen | GT | RFO | RFO | ISNE | 0 | 0 | 2021
| petroleum | FALSE | 54225 | Y | . | Gillette SBMC | The Gillette Company | 7209 | MA | NEW | NPCC |  | 332 | 7 | Industrial NAICS Cogen | IC | DFO | DFO | ISNE | 0 | 0 | 2021
| petroleum | FALSE | 54225 | Y | . | Gillette SBMC | The Gillette Company | 7209 | MA | NEW | NPCC |  | 332 | 7 | Industrial NAICS Cogen | ST | DFO | DFO | ISNE | 0 | 0 | 2021
Vintage1971 | natural gas steam turbine | FALSE | 54225 | Y | . | Gillette SBMC | The Gillette Company | 7209 | MA | NEW | NPCC |  | 332 | 7 | Industrial NAICS Cogen | ST | NG | NG | ISNE | 1227 | 14279 | 2021
Vintage0 | petroleum | FALSE | 54228 | Y | . | Erving Paper Mills | Erving Paper Mills Inc | 5989 | MA | NEW | NPCC |  | 322122 | 7 | Industrial NAICS Cogen | GT | DFO | DFO | ISNE | 3037 | 625.963 | 2021
Vintage2015 | natural gas peaker | FALSE | 54228 | Y | . | Erving Paper Mills | Erving Paper Mills Inc | 5989 | MA | NEW | NPCC |  | 322122 | 7 | Industrial NAICS Cogen | GT | NG | NG | ISNE | 182908 | 37740.037 | 2021
| natural gas steam turbine | FALSE | 54228 | Y | . | Erving Paper Mills | Erving Paper Mills Inc | 5989 | MA | NEW | NPCC |  | 322122 | 7 | Industrial NAICS Cogen | ST | NG | NG | ISNE | 0 | 2427.91 | 2021
| other | FALSE | 54228 | Y | . | Erving Paper Mills | Erving Paper Mills Inc | 5989 | MA | NEW | NPCC |  | 322122 | 7 | Industrial NAICS Cogen | ST | OTH | OTH | ISNE | 0 | 0 | 2021
Vintage0 | petroleum | FALSE | 54236 | Y | . | Pfizer Groton Plant | Pfizer Inc | 14928 | CT | NEW | NPCC |  | 325 | 7 | Industrial NAICS Cogen | GT | DFO | DFO | ISNE | 7182 | 1584.784 | 2021
Vintage2009 | natural gas peaker | FALSE | 54236 | Y | . | Pfizer Groton Plant | Pfizer Inc | 14928 | CT | NEW | NPCC |  | 325 | 7 | Industrial NAICS Cogen | GT | NG | NG | ISNE | 248970 | 55175.196 | 2021
| petroleum | FALSE | 54236 | Y | . | Pfizer Groton Plant | Pfizer Inc | 14928 | CT | NEW | NPCC |  | 325 | 7 | Industrial NAICS Cogen | GT | RFO | RFO | ISNE | 0 | 0 | 2021
Vintage0 | petroleum | FALSE | 54236 | Y | . | Pfizer Groton Plant | Pfizer Inc | 14928 | CT | NEW | NPCC |  | 325 | 7 | Industrial NAICS Cogen | ST | DFO | DFO | ISNE | 6401 | 1368.83 | 2021
Vintage2001 | natural gas steam turbine | FALSE | 54236 | Y | . | Pfizer Groton Plant | Pfizer Inc | 14928 | CT | NEW | NPCC |  | 325 | 7 | Industrial NAICS Cogen | ST | NG | NG | ISNE | 82586 | 17803.633 | 2021
| other | FALSE | 54236 | Y | . | Pfizer Groton Plant | Pfizer Inc | 14928 | CT | NEW | NPCC |  | 325 | 7 | Industrial NAICS Cogen | ST | PG | WOO | ISNE | 0 | 0 | 2021
| hard coal | FALSE | 54238 | Y | . | Stockton Biomass | DTE Stockton LLC | 56652 | CA | PACC | WECC |  | 22 | 3 | NAICS-22 Cogen | ST | BIT | COL | CISO | 0 | 0 | 2021
| petroleum | FALSE | 54238 | Y | . | Stockton Biomass | DTE Stockton LLC | 56652 | CA | PACC | WECC |  | 22 | 3 | NAICS-22 Cogen | ST | DFO | DFO | CISO | 0 | 0 | 2021
Vintage0 | natural gas steam turbine | FALSE | 54238 | Y | . | Stockton Biomass | DTE Stockton LLC | 56652 | CA | PACC | WECC |  | 22 | 3 | NAICS-22 Cogen | ST | NG | NG | CISO | 91041 | 10929.305 | 2021
| petroleum | FALSE | 54238 | Y | . | Stockton Biomass | DTE Stockton LLC | 56652 | CA | PACC | WECC |  | 22 | 3 | NAICS-22 Cogen | ST | PC | PC | CISO | 0 | 0 | 2021
Vintage1987 | biomass | TRUE | 54238 | Y | . | Stockton Biomass | DTE Stockton LLC | 56652 | CA | PACC | WECC |  | 22 | 3 | NAICS-22 Cogen | ST | WDS | WWW | CISO | 3011227 | 361480.7 | 2021
Vintage1989 | petroleum | FALSE | 54239 | N | . | Naval Submarine Base Kings Bay | Kings Bay Naval Base | 10339 | GA | SAT | SERC |  | 928 | 4 | Commercial NAICS Non-Cogen | IC | DFO | DFO | SOCO | 15338 | 711.36 | 2021
Vintage2004 | natural gas peaker | FALSE | 54240 | Y | . | Louisiana Tech University Power Plant | Louisiana Tech University | 11233 | LA | WSC | SERC |  | 611 | 5 | Commercial NAICS Cogen | GT | NG | NG | MISO | 209565 | 45451 | 2021
Vintage1990 | hydro | TRUE | 54249 | N | . | Smith Falls Hydro Project | Smith Creek Hydro, LLC | 60900 | ID | MTN | WECC |  | 22 | 2 | NAICS-22 Non-Cogen | HY | WAT | HYC | BPAT | 763829 | 86367 | 2021
Vintage0 | petroleum | FALSE | 54250 | Y | . | Newman (PA) | Newman & Co Inc | 13542 | PA | MAT | RFC |  | 32213 | 7 | Industrial NAICS Cogen | ST | DFO | DFO | PJM | 48 | 10.764 | 2021
Vintage1964 | natural gas steam turbine | FALSE | 54250 | Y | . | Newman (PA) | Newman & Co Inc | 13542 | PA | MAT | RFC |  | 32213 | 7 | Industrial NAICS Cogen | ST | NG | NG | PJM | 50973 | 11802.236 | 2021
| petroleum | FALSE | 54250 | Y | . | Newman (PA) | Newman & Co Inc | 13542 | PA | MAT | RFC |  | 32213 | 7 | Industrial NAICS Cogen | ST | RFO | RFO | PJM | 0 | 0 | 2021
Vintage1985 | hydro | TRUE | 54251 | N | . | Opal Springs Hydro | Deschutes Valley Water District | 42744 | OR | PACC | WECC |  | 22 | 2 | NAICS-22 Non-Cogen | HY | WAT | HYC | PACW | 177128 | 20028 | 2021
| hydro | FALSE | 54261 | N | . | Warm Springs Hydro Project | Sonoma County Water Agency | 21944 | CA | PACC | WECC |  | 22 | 2 | NAICS-22 Non-Cogen | HY | WAT | HYC | CISO | 0 | 0 | 2021
| petroleum | FALSE | 54262 | Y | . | Saint Marys Hospital Power Plant | St Mary's Hospital | 17897 | MN | WNC | MRO |  | 622 | 5 | Commercial NAICS Cogen | GT | DFO | DFO | MISO | 0 | 0 | 2021
Vintage1996 | natural gas peaker | FALSE | 54262 | Y | . | Saint Marys Hospital Power Plant | St Mary's Hospital | 17897 | MN | WNC | MRO |  | 622 | 5 | Commercial NAICS Cogen | GT | NG | NG | MISO | 151511 | 34378.4 | 2021
Vintage2020 | petroleum | FALSE | 54262 | Y | . | Saint Marys Hospital Power Plant | St Mary's Hospital | 17897 | MN | WNC | MRO |  | 622 | 5 | Commercial NAICS Cogen | IC | DFO | DFO | MISO | 1083 | 245.98 | 2021
| natural gas peaker | FALSE | 54262 | Y | . | Saint Marys Hospital Power Plant | St Mary's Hospital | 17897 | MN | WNC | MRO |  | 622 | 5 | Commercial NAICS Cogen | IC | NG | NG | MISO | 0 | 0 | 2021
Vintage0 | petroleum | FALSE | 54262 | Y | . | Saint Marys Hospital Power Plant | St Mary's Hospital | 17897 | MN | WNC | MRO |  | 622 | 5 | Commercial NAICS Cogen | ST | DFO | DFO | MISO | 780 | 175.134 | 2021
Vintage1971 | natural gas steam turbine | FALSE | 54262 | Y | . | Saint Marys Hospital Power Plant | St Mary's Hospital | 17897 | MN | WNC | MRO |  | 622 | 5 | Commercial NAICS Cogen | ST | NG | NG | MISO | 84477 | 18972.666 | 2021
Vintage1990 | hydro | TRUE | 54267 | N | . | Koma Kulshan Associates | Koma Kulshan Associates | 63987 | WA | PACC | WECC |  | 22 | 2 | NAICS-22 Non-Cogen | HY | WAT | HYC | PSEI | 357819 | 40459 | 2021
| petroleum | FALSE | 54268 | Y | . | Puget Sound Refinery | HollyFrontier Corporation | 64469 | WA | PACC | WECC |  | 32411 | 7 | Industrial NAICS Cogen | GT | DFO | DFO | PSEI | 0 | 0 | 2021
| petroleum | FALSE | 54268 | Y | . | Puget Sound Refinery | HollyFrontier Corporation | 64469 | WA | PACC | WECC |  | 32411 | 7 | Industrial NAICS Cogen | GT | JF | WOO | PSEI | 0 | 0 | 2021
Vintage1993 | natural gas peaker | FALSE | 54268 | Y | . | Puget Sound Refinery | HollyFrontier Corporation | 64469 | WA | PACC | WECC |  | 32411 | 7 | Industrial NAICS Cogen | GT | NG | NG | PSEI | 4094932 | 710846.39 | 2021
Vintage0 | other | FALSE | 54268 | Y | . | Puget Sound Refinery | HollyFrontier Corporation | 64469 | WA | PACC | WECC |  | 32411 | 7 | Industrial NAICS Cogen | GT | OG | OOG | PSEI | 1369467 | 237715.61 | 2021
| petroleum | FALSE | 54271 | Y | . | Saguaro Power | Saguaro Power Co | 16553 | NV | MTN | WECC |  | 22 | 3 | NAICS-22 Cogen | CA | DFO | DFO | NEVP | 0 | 0 | 2021
| natural gas combined cycle | FALSE | 54271 | Y | . | Saguaro Power | Saguaro Power Co | 16553 | NV | MTN | WECC |  | 22 | 3 | NAICS-22 Cogen | CA | NG | NG | NEVP | 0 | 204318 | 2021
| other | FALSE | 54271 | Y | . | Saguaro Power | Saguaro Power Co | 16553 | NV | MTN | WECC |  | 22 | 3 | NAICS-22 Cogen | CA | OG | OOG | NEVP | 0 | 0 | 2021
| petroleum | FALSE | 54271 | Y | . | Saguaro Power | Saguaro Power Co | 16553 | NV | MTN | WECC |  | 22 | 3 | NAICS-22 Cogen | CT | DFO | DFO | NEVP | 0 | 0 | 2021
Vintage1991 | natural gas combined cycle | TRUE | 54271 | Y | . | Saguaro Power | Saguaro Power Co | 16553 | NV | MTN | WECC |  | 22 | 3 | NAICS-22 Cogen | CT | NG | NG | NEVP | 5079581 | 540052 | 2021
| other | FALSE | 54271 | Y | . | Saguaro Power | Saguaro Power Co | 16553 | NV | MTN | WECC |  | 22 | 3 | NAICS-22 Cogen | CT | OG | OOG | NEVP | 0 | 0 | 2021
| petroleum | FALSE | 54276 | Y | . | Univ of NC Chapel Hill Cogen Facility | University of North Carolina | 19541 | NC | SAT | SERC |  | 611 | 5 | Commercial NAICS Cogen | IC | DFO | DFO | DUK | 0 | 0 | 2021
Vintage1991 | hard coal | FALSE | 54276 | Y | . | Univ of NC Chapel Hill Cogen Facility | University of North Carolina | 19541 | NC | SAT | SERC |  | 611 | 5 | Commercial NAICS Cogen | ST | BIT | COL | DUK | 174201 | 28983.471 | 2021
| petroleum | FALSE | 54276 | Y | . | Univ of NC Chapel Hill Cogen Facility | University of North Carolina | 19541 | NC | SAT | SERC |  | 611 | 5 | Commercial NAICS Cogen | ST | DFO | DFO | DUK | 0 | 0 | 2021
Vintage0 | natural gas steam turbine | FALSE | 54276 | Y | . | Univ of NC Chapel Hill Cogen Facility | University of North Carolina | 19541 | NC | SAT | SERC |  | 611 | 5 | Commercial NAICS Cogen | ST | NG | NG | DUK | 159078 | 25282.529 | 2021
Vintage1968 | biomass | TRUE | 54281 | Y | . | Interstate Paper LLC Riceboro | Interstate Paper LLC | 9394 | GA | SAT | SERC |  | 32213 | 7 | Industrial NAICS Cogen | ST | BLQ | WWW | SOCO | 388092 | 63696.19 | 2021
| petroleum | FALSE | 54281 | Y | . | Interstate Paper LLC Riceboro | Interstate Paper LLC | 9394 | GA | SAT | SERC |  | 32213 | 7 | Industrial NAICS Cogen | ST | DFO | DFO | SOCO | 0 | 0 | 2021
Vintage0 | natural gas steam turbine | FALSE | 54281 | Y | . | Interstate Paper LLC Riceboro | Interstate Paper LLC | 9394 | GA | SAT | SERC |  | 32213 | 7 | Industrial NAICS Cogen | ST | NG | NG | SOCO | 53993 | 8861.507 | 2021
Vintage0 | petroleum | FALSE | 54281 | Y | . | Interstate Paper LLC Riceboro | Interstate Paper LLC | 9394 | GA | SAT | SERC |  | 32213 | 7 | Industrial NAICS Cogen | ST | RFO | RFO | SOCO | 197 | 32.325 | 2021
| other | FALSE | 54281 | Y | . | Interstate Paper LLC Riceboro | Interstate Paper LLC | 9394 | GA | SAT | SERC |  | 32213 | 7 | Industrial NAICS Cogen | ST | TDF | OTH | SOCO | 0 | 0 | 2021
Vintage1968 | biomass | TRUE | 54281 | Y | . | Interstate Paper LLC Riceboro | Interstate Paper LLC | 9394 | GA | SAT | SERC |  | 32213 | 7 | Industrial NAICS Cogen | ST | WDS | WWW | SOCO | 210143 | 34489.978 | 2021
| hydro | FALSE | 54283 | N | . | Lee Creek Water Treatment Facility | Fort Smith City of | 31518 | AR | WSC | MRO |  | 22 | 2 | NAICS-22 Non-Cogen | HY | WAT | HYC | MISO | 0 | 0 | 2021
Vintage1992 | hydro | TRUE | 54285 | N | . | Hastings City Hydroelectric | Hastings Lock & Dam | 8248 | MN | WNC | MRO |  | 22 | 2 | NAICS-22 Non-Cogen | HY | WAT | HYC | MISO | 218156 | 24667 | 2021
Vintage2005 | petroleum | FALSE | 54294 | N | . | West Group Data Center | Thomson Corp | 18981 | MN | WNC | MRO |  | 518 | 4 | Commercial NAICS Non-Cogen | IC | DFO | DFO | MISO | 2438 | 273 | 2021
| other | FALSE | 54296 | Y | . | Biola University Hybrid | Biola University | 1752 | CA | PACC | WECC |  | 611 | 5 | Commercial NAICS Cogen | BA | MWH | OTH | CISO | 0 | -5 | 2021
Vintage2002 | natural gas peaker | FALSE | 54296 | Y | . | Biola University Hybrid | Biola University | 1752 | CA | PACC | WECC |  | 611 | 5 | Commercial NAICS Cogen | IC | NG | NG | CISO | 35832 | 7876 | 2021
Vintage2005 | onshore wind | TRUE | 54298 | N | . | Coram Energy LLC (ECT) | Brookfield Renewable Trading and Marketing LP | 63235 | CA | PACC | WECC |  | 22 | 2 | NAICS-22 Non-Cogen | WT | WND | WND | CISO | 169663 | 19184 | 2021
Vintage2005 | onshore wind | TRUE | 54299 | N | . | Coram Energy LLC | Brookfield Renewable Trading and Marketing LP | 63235 | CA | PACC | WECC |  | 22 | 2 | NAICS-22 Non-Cogen | WT | WND | WND | CISO | 61482 | 6952 | 2021
Vintage2004 | onshore wind | TRUE | 54300 | N | . | CTV Power Purchase Contract Trust | Brookfield Renewable Trading and Marketing LP | 63235 | CA | PACC | WECC |  | 22 | 2 | NAICS-22 Non-Cogen | WT | WND | WND | CISO | 60422 | 6832 | 2021
Vintage1986 | hydro | TRUE | 54302 | N | . | Goodwin Hydroelectric | Metropolitan Dist of Hartford | 12382 | CT | NEW | NPCC |  | 22 | 2 | NAICS-22 Non-Cogen | HY | WAT | HYC | ISNE | 139250 | 15745 | 2021
Vintage0 | hard coal | FALSE | 54304 | N | . | Birchwood Power | Birchwood Power Partners LP | 1735 | VA | SAT | SERC |  | 22 | 2 | NAICS-22 Non-Cogen | ST | BIT | COL | PJM | 959539 | 89668.085 | 2021
Vintage0 | petroleum | FALSE | 54304 | N | . | Birchwood Power | Birchwood Power Partners LP | 1735 | VA | SAT | SERC |  | 22 | 2 | NAICS-22 Non-Cogen | ST | DFO | DFO | PJM | 8092 | 746.915 | 2021
Vintage1991 | petroleum | FALSE | 54305 | Y | . | Westward Seafoods | Westward Seafoods Inc | 20523 | AK | PACN |  |  | 311 | 7 | Industrial NAICS Cogen | IC | DFO | DFO |  | 69485 | 16291 | 2021
Vintage1993 | hydro | TRUE | 54306 | N | . | Wilson Lake Hydroelectric Project | Hazelton/Wilson Joint Venture | 8365 | ID | MTN | WECC |  | 22 | 2 | NAICS-22 Non-Cogen | HY | WAT | HYC | IPCO | 237329 | 26835 | 2021
Vintage1984 | hydro | TRUE | 54308 | N | . | Three Forks Water Power Project | Grizzly Mountain Ranch | 54722 | CA | PACC | WECC |  | 22 | 2 | NAICS-22 Non-Cogen | HY | WAT | HYC | CISO | 30273 | 3423 | 2021
| petroleum | FALSE | 54316 | Y | . | Archer Daniels Midland Southport | Archer Daniels Midland Co | 772 | NC | SAT | SERC |  | 311 | 7 | Industrial NAICS Cogen | GT | DFO | DFO | CPLE | 0 | 0 | 2021
| natural gas peaker | FALSE | 54316 | Y | . | Archer Daniels Midland Southport | Archer Daniels Midland Co | 772 | NC | SAT | SERC |  | 311 | 7 | Industrial NAICS Cogen | GT | NG | NG | CPLE | 0 | 0 | 2021
Vintage1977 | hard coal | FALSE | 54318 | Y | . | General Chemical | Tata Chemicals Partners | 7067 | WY | MTN | WECC |  | 325188 | 7 | Industrial NAICS Cogen | ST | BIT | COL | PACE | 749210 | 151531.72 | 2021
| petroleum | FALSE | 54318 | Y | . | General Chemical | Tata Chemicals Partners | 7067 | WY | MTN | WECC |  | 325188 | 7 | Industrial NAICS Cogen | ST | DFO | DFO | PACE | 0 | 0 | 2021
Vintage0 | natural gas steam turbine | FALSE | 54318 | Y | . | General Chemical | Tata Chemicals Partners | 7067 | WY | MTN | WECC |  | 325188 | 7 | Industrial NAICS Cogen | ST | NG | NG | PACE | 256640 | 51883.279 | 2021
| hard coal | FALSE | 54318 | Y | . | General Chemical | Tata Chemicals Partners | 7067 | WY | MTN | WECC |  | 325188 | 7 | Industrial NAICS Cogen | ST | SUB | COL | PACE | 0 | 0 | 2021
Vintage1999 | natural gas peaker | FALSE | 54321 | Y | . | Goodyear Beaumont Chemical Plant | Goodyear Tire & Rubber Co | 7375 | TX | WSC | SERC |  | 325 | 7 | Industrial NAICS Cogen | GT | NG | NG | MISO | 755240 | 166011 | 2021
Vintage1987 | natural gas steam turbine | FALSE | 54321 | Y | . | Goodyear Beaumont Chemical Plant | Goodyear Tire & Rubber Co | 7375 | TX | WSC | SERC |  | 325 | 7 | Industrial NAICS Cogen | ST | NG | NG | MISO | 453217 | 99623.048 | 2021
Vintage0 | petroleum | FALSE | 54321 | Y | . | Goodyear Beaumont Chemical Plant | Goodyear Tire & Rubber Co | 7375 | TX | WSC | SERC |  | 325 | 7 | Industrial NAICS Cogen | ST | WO | WOO | MISO | 15531 | 3413.952 | 2021
Vintage1946 | hydro | FALSE | 54322 | N | . | Sibley Mill | Augusta Canal Authority | 55810 | GA | SAT | SERC |  | 314 | 6 | Industrial NAICS Non-Cogen | HY | WAT | HYC | SOCO | 98876 | 11180 | 2021
Vintage2003 | petroleum | FALSE | 54323 | N | . | CNN Center | Turner Properties Inc | 18452 | GA | SAT | SERC |  | 515 | 4 | Commercial NAICS Non-Cogen | IC | DFO | DFO | SOCO | 1016 | 102 | 2021
| petroleum | FALSE | 54324 | N | . | Ocean State Power II | Ocean State Power II | 27770 | RI | NEW | NPCC |  | 22 | 2 | NAICS-22 Non-Cogen | CA | DFO | DFO | ISNE | 0 | 848.071 | 2021
Vintage1991 | natural gas combined cycle | TRUE | 54324 | N | . | Ocean State Power II | Ocean State Power II | 27770 | RI | NEW | NPCC |  | 22 | 2 | NAICS-22 Non-Cogen | CA | NG | NG | ISNE | 4504 | 368782.93 | 2021
Vintage0 | petroleum | FALSE | 54324 | N | . | Ocean State Power II | Ocean State Power II | 27770 | RI | NEW | NPCC |  | 22 | 2 | NAICS-22 Non-Cogen | CT | DFO | DFO | ISNE | 15865 | 998.645 | 2021
Vintage1991 | natural gas combined cycle | TRUE | 54324 | N | . | Ocean State Power II | Ocean State Power II | 27770 | RI | NEW | NPCC |  | 22 | 2 | NAICS-22 Non-Cogen | CT | NG | NG | ISNE | 7405687 | 509354.36 | 2021
Vintage1988 | natural gas peaker | FALSE | 54330 | Y | . | Westhollow Technology Center | Shell Chemical LP | 17052 | TX | WSC | TRE |  | 325 | 7 | Industrial NAICS Cogen | GT | NG | NG | ERCO | 243500 | 22380.26 | 2021
| petroleum | FALSE | 54333 | Y | . | Bucknell University | Bucknell University | 2468 | PA | MAT | RFC |  | 611 | 5 | Commercial NAICS Cogen | CA | DFO | DFO | PJM | 0 | 0.096 | 2021
Vintage1991 | natural gas combined cycle | FALSE | 54333 | Y | . | Bucknell University | Bucknell University | 2468 | PA | MAT | RFC |  | 611 | 5 | Commercial NAICS Cogen | CA | NG | NG | PJM | 5679 | 1199.904 | 2021
Vintage0 | petroleum | FALSE | 54333 | Y | . | Bucknell University | Bucknell University | 2468 | PA | MAT | RFC |  | 611 | 5 | Commercial NAICS Cogen | CT | DFO | DFO | PJM | 67 | 14.275 | 2021
Vintage1998 | natural gas combined cycle | FALSE | 54333 | Y | . | Bucknell University | Bucknell University | 2468 | PA | MAT | RFC |  | 611 | 5 | Commercial NAICS Cogen | CT | NG | NG | PJM | 174946 | 36958.725 | 2021
| hard coal | FALSE | 54335 | Y | . | Morton Salt Rittman | Morton Salt Inc | 12986 | OH | ENC | RFC |  | 325 | 7 | Industrial NAICS Cogen | ST | BIT | COL | PJM | 0 | 0 | 2021
Vintage2015 | natural gas steam turbine | FALSE | 54335 | Y | . | Morton Salt Rittman | Morton Salt Inc | 12986 | OH | ENC | RFC |  | 325 | 7 | Industrial NAICS Cogen | ST | NG | NG | PJM | 70604 | 16258.17 | 2021
Vintage2011 | petroleum | FALSE | 54338 | Y | . | Rio Grande Valley Sugar Growers | Rio Grande Valley Sugar Growers, Inc. | 16098 | TX | WSC | TRE |  | 311 | 7 | Industrial NAICS Cogen | IC | DFO | DFO | ERCO | 2683 | 15 | 2021
Vintage2009 | biomass | TRUE | 54338 | Y | . | Rio Grande Valley Sugar Growers | Rio Grande Valley Sugar Growers, Inc. | 16098 | TX | WSC | TRE |  | 311 | 7 | Industrial NAICS Cogen | ST | AB | ORW | ERCO | 55964 | 403.356 | 2021
Vintage0 | natural gas steam turbine | FALSE | 54338 | Y | . | Rio Grande Valley Sugar Growers | Rio Grande Valley Sugar Growers, Inc. | 16098 | TX | WSC | TRE |  | 311 | 7 | Industrial NAICS Cogen | ST | NG | NG | ERCO | 1200 | 0.644 | 2021
Vintage1990 | hydro | TRUE | 54340 | N | . | Norway Point Hydropower Project | Eagle Creek Renewable Energy, LLC | 57280 | MI | ENC | RFC |  | 22 | 2 | NAICS-22 Non-Cogen | HY | WAT | HYC | MISO | 121684 | 13759 | 2021
Vintage2005 | hydro | TRUE | 54341 | N | . | Four Mile Hydropower Project | Eagle Creek Renewable Energy, LLC | 57280 | MI | ENC | RFC |  | 22 | 2 | NAICS-22 Non-Cogen | HY | WAT | HYC | MISO | 79640 | 9005 | 2021
Vintage1990 | hydro | TRUE | 54342 | N | . | Ninth Street Hydropower Project | Eagle Creek Renewable Energy, LLC | 57280 | MI | ENC | RFC |  | 22 | 2 | NAICS-22 Non-Cogen | HY | WAT | HYC | MISO | 53684 | 6070 | 2021
Vintage1990 | hydro | TRUE | 54343 | N | . | Terminus Hydroelectric Project | Eagle Creek Renewable Energy, LLC | 57280 | CA | PACC | WECC |  | 22 | 2 | NAICS-22 Non-Cogen | HY | WAT | HYC | CISO | 8679 | 981 | 2021
Vintage1992 | natural gas combined cycle | TRUE | 54349 | Y | . | Nevada Cogen Associates 2 Black Mountain | Nevada Cogeneration Assoc # 2 | 13365 | NV | MTN | WECC |  | 22 | 3 | NAICS-22 Cogen | CA | NG | NG | NEVP | 1265640 | 202354 | 2021
Vintage1992 | natural gas combined cycle | TRUE | 54349 | Y | . | Nevada Cogen Associates 2 Black Mountain | Nevada Cogeneration Assoc # 2 | 13365 | NV | MTN | WECC |  | 22 | 3 | NAICS-22 Cogen | CT | NG | NG | NEVP | 4077451 | 521103 | 2021
Vintage1992 | natural gas combined cycle | TRUE | 54350 | Y | . | Nevada Cogen Assoc#1 GarnetVly | Nevada Cogeneration Assoc # 1 | 13399 | NV | MTN | WECC |  | 22 | 3 | NAICS-22 Cogen | CA | NG | NG | NEVP | 875850 | 182531 | 2021
Vintage1992 | natural gas combined cycle | TRUE | 54350 | Y | . | Nevada Cogen Assoc#1 GarnetVly | Nevada Cogeneration Assoc # 1 | 13399 | NV | MTN | WECC |  | 22 | 3 | NAICS-22 Cogen | CT | NG | NG | NEVP | 4577639 | 533555 | 2021
Vintage1993 | hydro | TRUE | 54355 | N | . | Chace Mill Winooski One | City of Burlington Electric - (VT) | 2548 | VT | NEW | NPCC |  | 22 | 1 | Electric Utility | HY | WAT | HYC | ISNE | 219237 | 24789 | 2021
| hard coal | FALSE | 54358 | Y | . | Graphic Packaging International Augusta Mill | Graphic Packaging International - Augusta | 61880 | GA | SAT | SERC |  | 32213 | 7 | Industrial NAICS Cogen | ST | BIT | COL | SOCO | 0 | 0 | 2021
Vintage1965 | biomass | TRUE | 54358 | Y | . | Graphic Packaging International Augusta Mill | Graphic Packaging International - Augusta | 61880 | GA | SAT | SERC |  | 32213 | 7 | Industrial NAICS Cogen | ST | BLQ | WWW | SOCO | 1361453 | 241593.96 | 2021
Vintage0 | petroleum | FALSE | 54358 | Y | . | Graphic Packaging International Augusta Mill | Graphic Packaging International - Augusta | 61880 | GA | SAT | SERC |  | 32213 | 7 | Industrial NAICS Cogen | ST | DFO | DFO | SOCO | 136 | 24.084 | 2021
Vintage1965 | natural gas steam turbine | FALSE | 54358 | Y | . | Graphic Packaging International Augusta Mill | Graphic Packaging International - Augusta | 61880 | GA | SAT | SERC |  | 32213 | 7 | Industrial NAICS Cogen | ST | NG | NG | SOCO | 555005 | 98487.319 | 2021
| petroleum | FALSE | 54358 | Y | . | Graphic Packaging International Augusta Mill | Graphic Packaging International - Augusta | 61880 | GA | SAT | SERC |  | 32213 | 7 | Industrial NAICS Cogen | ST | RFO | RFO | SOCO | 0 | 0 | 2021
Vintage1965 | biomass | TRUE | 54358 | Y | . | Graphic Packaging International Augusta Mill | Graphic Packaging International - Augusta | 61880 | GA | SAT | SERC |  | 32213 | 7 | Industrial NAICS Cogen | ST | WDS | WWW | SOCO | 375676 | 66664.649 | 2021
| petroleum | FALSE | 54360 | N | . | Fuyao Glass Illinois Inc. | Fuyao Glass Illinois, Inc | 60194 | IL | ENC | SERC |  | 327 | 6 | Industrial NAICS Non-Cogen | IC | DFO | DFO | MISO | 0 | 0 | 2021
| petroleum | FALSE | 54363 | N | . | Shelby, NC | Electric Glass Fiber America, LLC. | 50035 | NC | SAT | SERC |  | 327 | 6 | Industrial NAICS Non-Cogen | IC | DFO | DFO | DUK | 204 | 0 | 2021
Vintage1980 | petroleum | FALSE | 54364 | N | . | Works 4 | Vitro Architectural Glass | 60538 | TX | WSC | TRE |  | 327 | 6 | Industrial NAICS Non-Cogen | IC | DFO | DFO | ERCO | 993 | 114 | 2021
| natural gas combined cycle | FALSE | 54365 | Y | . | Orange Cogeneration Facility | Northern Star Generation Services Co LLC | 49901 | FL | SAT | SERC |  | 22 | 3 | NAICS-22 Cogen | CA | NG | NG | FPC | 0 | 90507.79 | 2021
Vintage1995 | natural gas combined cycle | TRUE | 54365 | Y | . | Orange Cogeneration Facility | Northern Star Generation Services Co LLC | 49901 | FL | SAT | SERC |  | 22 | 3 | NAICS-22 Cogen | CT | NG | NG | FPC | 2818336 | 296125.48 | 2021
| petroleum | FALSE | 54372 | Y | . | University of Colorado | University of Colorado | 22208 | CO | MTN | WECC |  | 611 | 5 | Commercial NAICS Cogen | CA | DFO | DFO | PSCO | 0 | 0 | 2021
| natural gas combined cycle | FALSE | 54372 | Y | . | University of Colorado | University of Colorado | 22208 | CO | MTN | WECC |  | 611 | 5 | Commercial NAICS Cogen | CA | NG | NG | PSCO | 0 | 0 | 2021
| petroleum | FALSE | 54372 | Y | . | University of Colorado | University of Colorado | 22208 | CO | MTN | WECC |  | 611 | 5 | Commercial NAICS Cogen | CT | DFO | DFO | PSCO | 0 | 0 | 2021
Vintage1992 | natural gas combined cycle | FALSE | 54372 | Y | . | University of Colorado | University of Colorado | 22208 | CO | MTN | WECC |  | 611 | 5 | Commercial NAICS Cogen | CT | NG | NG | PSCO | 15100 | 2544.46 | 2021
Vintage1955 | petroleum | FALSE | 54374 | Y | . | Sinclair Oil Refinery | Sinclair Oil Corp | 24205 | WY | MTN | WECC |  | 32411 | 7 | Industrial NAICS Cogen | IC | DFO | DFO | PACE | 3313 | 285.589 | 2021
Vintage2012 | natural gas peaker | FALSE | 54374 | Y | . | Sinclair Oil Refinery | Sinclair Oil Corp | 24205 | WY | MTN | WECC |  | 32411 | 7 | Industrial NAICS Cogen | IC | NG | NG | PACE | 59978 | 5168.111 | 2021
| petroleum | FALSE | 54374 | Y | . | Sinclair Oil Refinery | Sinclair Oil Corp | 24205 | WY | MTN | WECC |  | 32411 | 7 | Industrial NAICS Cogen | IC | RFO | RFO | PACE | 0 | 0 | 2021
| natural gas steam turbine | FALSE | 54374 | Y | . | Sinclair Oil Refinery | Sinclair Oil Corp | 24205 | WY | MTN | WECC |  | 32411 | 7 | Industrial NAICS Cogen | ST | NG | NG | PACE | 0 | 0 | 2021
Vintage1954 | other | FALSE | 54374 | Y | . | Sinclair Oil Refinery | Sinclair Oil Corp | 24205 | WY | MTN | WECC |  | 32411 | 7 | Industrial NAICS Cogen | ST | OG | OOG | PACE | 50898 | 4340.75 | 2021
| petroleum | FALSE | 54374 | Y | . | Sinclair Oil Refinery | Sinclair Oil Corp | 24205 | WY | MTN | WECC |  | 32411 | 7 | Industrial NAICS Cogen | ST | RFO | RFO | PACE | 0 | 0 | 2021
Vintage1985 | hydro | TRUE | 54384 | N | . | EHC West Hopkinton | Green Mountain Power Corp | 7601 | NH | NEW | NPCC |  | 22 | 1 | Electric Utility | HY | WAT | HYC | ISNE | 36492 | 4126 | 2021
| hydro | FALSE | 54385 | N | . | Kinneytown New Old | Hydroland Omega LLC | 63985 | CT | NEW | NPCC |  | 22 | 2 | NAICS-22 Non-Cogen | HY | WAT | HYC | ISNE | 0 | 0 | 2021
Vintage1985 | hydro | TRUE | 54386 | N | . | Little Wood Hydro Project | Littlewood Irrigation District | 11082 | ID | MTN | WECC |  | 22 | 2 | NAICS-22 Non-Cogen | HY | WAT | HYC | IPCO | 1106 | 125 | 2021
Vintage1990 | hydro | TRUE | 54387 | N | . | Weeks Falls | Eagle Creek Renewable Energy, LLC | 57280 | WA | PACC | WECC |  | 22 | 2 | NAICS-22 Non-Cogen | HY | WAT | HYC | PSEI | 127397 | 14405 | 2021
Vintage1991 | hydro | TRUE | 54391 | N | . | Alice Falls Hydro Project | Eagle Creek Renewable Energy, LLC | 57280 | NY | MAT | NPCC |  | 22 | 2 | NAICS-22 Non-Cogen | HY | WAT | HYC | NYIS | 37420 | 4231 | 2021
Vintage1987 | hydro | TRUE | 54394 | N | . | Dry Creek Project | Dry Creek LLC | 5385 | ID | MTN | WECC |  | 22 | 2 | NAICS-22 Non-Cogen | HY | WAT | HYC | PACE | 29494 | 3335 | 2021
Vintage1993 | hydro | TRUE | 54395 | N | . | Stillwater Hydro Electric Project | GR Catalyst One, LLC | 59834 | NY | MAT | NPCC |  | 22 | 2 | NAICS-22 Non-Cogen | HY | WAT | HYC | NYIS | 142670 | 16132 | 2021
| hard coal | FALSE | 54406 | N | . | Capitol Heat and Power | State of Wisconsin | 18028 | WI | ENC | MRO |  | 92 | 4 | Commercial NAICS Non-Cogen | IC | BIT | COL | MISO | 0 | 0 | 2021
| petroleum | FALSE | 54406 | N | . | Capitol Heat and Power | State of Wisconsin | 18028 | WI | ENC | MRO |  | 92 | 4 | Commercial NAICS Non-Cogen | IC | DFO | DFO | MISO | 0 | 0 | 2021
| natural gas peaker | FALSE | 54406 | N | . | Capitol Heat and Power | State of Wisconsin | 18028 | WI | ENC | MRO |  | 92 | 4 | Commercial NAICS Non-Cogen | IC | NG | NG | MISO | 0 | 0 | 2021
| petroleum | FALSE | 54407 | Y | . | Waupun Correctional Central Heating Plt | State of Wisconsin | 18028 | WI | ENC | MRO |  | 92214 | 5 | Commercial NAICS Cogen | IC | DFO | DFO | MISO | 0 | 0 | 2021
| hard coal | FALSE | 54407 | Y | . | Waupun Correctional Central Heating Plt | State of Wisconsin | 18028 | WI | ENC | MRO |  | 92214 | 5 | Commercial NAICS Cogen | ST | BIT | COL | MISO | 0 | 0 | 2021
| petroleum | FALSE | 54407 | Y | . | Waupun Correctional Central Heating Plt | State of Wisconsin | 18028 | WI | ENC | MRO |  | 92214 | 5 | Commercial NAICS Cogen | ST | DFO | DFO | MISO | 400 | 0 | 2021
| natural gas steam turbine | FALSE | 54407 | Y | . | Waupun Correctional Central Heating Plt | State of Wisconsin | 18028 | WI | ENC | MRO |  | 92214 | 5 | Commercial NAICS Cogen | ST | NG | NG | MISO | 11187 | 0 | 2021
| biomass | FALSE | 54407 | Y | . | Waupun Correctional Central Heating Plt | State of Wisconsin | 18028 | WI | ENC | MRO |  | 92214 | 5 | Commercial NAICS Cogen | ST | WDS | WWW | MISO | 0 | 0 | 2021
| petroleum | FALSE | 54408 | Y | . | UW Madison Charter Street Plant | State of Wisconsin | 18028 | WI | ENC | MRO |  | 611 | 5 | Commercial NAICS Cogen | IC | DFO | DFO | MISO | 0 | 0 | 2021
| hard coal | FALSE | 54408 | Y | . | UW Madison Charter Street Plant | State of Wisconsin | 18028 | WI | ENC | MRO |  | 611 | 5 | Commercial NAICS Cogen | ST | BIT | COL | MISO | 0 | 0 | 2021
Vintage0 | petroleum | FALSE | 54408 | Y | . | UW Madison Charter Street Plant | State of Wisconsin | 18028 | WI | ENC | MRO |  | 611 | 5 | Commercial NAICS Cogen | ST | DFO | DFO | MISO | 4801 | 5.695 | 2021
Vintage1965 | natural gas steam turbine | FALSE | 54408 | Y | . | UW Madison Charter Street Plant | State of Wisconsin | 18028 | WI | ENC | MRO |  | 611 | 5 | Commercial NAICS Cogen | ST | NG | NG | MISO | 208267 | 7928.905 | 2021
| other | FALSE | 54409 | Y | . | Dartmouth College Heating Plant | Dartmouth College | 4823 | NH | NEW | NPCC |  | 611 | 5 | Commercial NAICS Cogen | ST | PG | WOO | ISNE | 0 | 0 | 2021
Vintage1992 | petroleum | FALSE | 54409 | Y | . | Dartmouth College Heating Plant | Dartmouth College | 4823 | NH | NEW | NPCC |  | 611 | 5 | Commercial NAICS Cogen | ST | RFO | RFO | ISNE | 64930 | 10521.59 | 2021
Vintage1990 | natural gas peaker | FALSE | 54410 | Y | . | Western Power & Steam Inc | Western Power and Steam II LLC | 63997 | CA | PACC | WECC |  | 211 | 7 | Industrial NAICS Cogen | GT | NG | NG | CISO | 1202507 | 146463 | 2021
| hard coal | FALSE | 54414 | N | . | John Deere Dubuque Works | John Deere Dubuque Works | 9765 | IA | WNC | MRO |  | 333 | 6 | Industrial NAICS Non-Cogen | IC | BIT | COL | MISO | 0 | 0 | 2021
Vintage1994 | petroleum | FALSE | 54414 | N | . | John Deere Dubuque Works | John Deere Dubuque Works | 9765 | IA | WNC | MRO |  | 333 | 6 | Industrial NAICS Non-Cogen | IC | DFO | DFO | MISO | 1440 | 140 | 2021
| natural gas peaker | FALSE | 54414 | N | . | John Deere Dubuque Works | John Deere Dubuque Works | 9765 | IA | WNC | MRO |  | 333 | 6 | Industrial NAICS Non-Cogen | IC | NG | NG | MISO | 0 | 0 | 2021
| natural gas steam turbine | FALSE | 54415 | N | . | Cadillac Renewable Energy | Cadillac Renewable Energy LLC | 55600 | MI | ENC | RFC |  | 22 | 2 | NAICS-22 Non-Cogen | ST | NG | NG | MISO | 0 | 0 | 2021
Vintage2020 | biomass | TRUE | 54415 | N | . | Cadillac Renewable Energy | Cadillac Renewable Energy LLC | 55600 | MI | ENC | RFC |  | 22 | 2 | NAICS-22 Non-Cogen | ST | WDS | WWW | MISO | 2569064 | 144352 | 2021
Vintage1995 | hydro | TRUE | 54418 | N | . | Rollinsford | Green Mountain Power Corp | 7601 | NH | NEW | NPCC |  | 22 | 1 | Electric Utility | HY | WAT | HYC | ISNE | 43938 | 4968 | 2021
Vintage2012 | petroleum | FALSE | 54422 | N | . | Unisea G 2 | Unisea Inc | 19553 | AK | PACN |  |  | 311 | 6 | Industrial NAICS Non-Cogen | IC | DFO | DFO |  | 317865 | 29139 | 2021
| biomass | FALSE | 54422 | N | . | Unisea G 2 | Unisea Inc | 19553 | AK | PACN |  |  | 311 | 6 | Industrial NAICS Non-Cogen | IC | OBL | ORW |  | 0 | 0 | 2021
| petroleum | FALSE | 54426 | Y | . | Mulberry Cogeneration Facility | Northern Star Generation Services Co LLC | 49901 | FL | SAT | SERC |  | 22 | 3 | NAICS-22 Cogen | CA | DFO | DFO | FPC | 0 | 0 | 2021
| natural gas combined cycle | FALSE | 54426 | Y | . | Mulberry Cogeneration Facility | Northern Star Generation Services Co LLC | 49901 | FL | SAT | SERC |  | 22 | 3 | NAICS-22 Cogen | CA | NG | NG | FPC | 0 | 127014 | 2021
| petroleum | FALSE | 54426 | Y | . | Mulberry Cogeneration Facility | Northern Star Generation Services Co LLC | 49901 | FL | SAT | SERC |  | 22 | 3 | NAICS-22 Cogen | CT | DFO | DFO | FPC | 0 | 0 | 2021
Vintage1994 | natural gas combined cycle | TRUE | 54426 | Y | . | Mulberry Cogeneration Facility | Northern Star Generation Services Co LLC | 49901 | FL | SAT | SERC |  | 22 | 3 | NAICS-22 Cogen | CT | NG | NG | FPC | 3163775 | 273370 | 2021
| hard coal | FALSE | 54427 | Y | . | Gaylord Container Bogalusa | Temple-Inland Corp | 7043 | LA | WSC | SERC |  | 322122 | 7 | Industrial NAICS Cogen | ST | BIT | COL | MISO | 0 | 0 | 2021
Vintage1999 | biomass | TRUE | 54427 | Y | . | Gaylord Container Bogalusa | Temple-Inland Corp | 7043 | LA | WSC | SERC |  | 322122 | 7 | Industrial NAICS Cogen | ST | BLQ | WWW | MISO | 1180861 | 216378.36 | 2021
| petroleum | FALSE | 54427 | Y | . | Gaylord Container Bogalusa | Temple-Inland Corp | 7043 | LA | WSC | SERC |  | 322122 | 7 | Industrial NAICS Cogen | ST | DFO | DFO | MISO | 0 | 0 | 2021
Vintage0 | natural gas steam turbine | FALSE | 54427 | Y | . | Gaylord Container Bogalusa | Temple-Inland Corp | 7043 | LA | WSC | SERC |  | 322122 | 7 | Industrial NAICS Cogen | ST | NG | NG | MISO | 175388 | 32195.622 | 2021
| petroleum | FALSE | 54427 | Y | . | Gaylord Container Bogalusa | Temple-Inland Corp | 7043 | LA | WSC | SERC |  | 322122 | 7 | Industrial NAICS Cogen | ST | PC | PC | MISO | 0 | 0 | 2021
| petroleum | FALSE | 54427 | Y | . | Gaylord Container Bogalusa | Temple-Inland Corp | 7043 | LA | WSC | SERC |  | 322122 | 7 | Industrial NAICS Cogen | ST | RFO | RFO | MISO | 0 | 0 | 2021
Vintage1999 | biomass | TRUE | 54427 | Y | . | Gaylord Container Bogalusa | Temple-Inland Corp | 7043 | LA | WSC | SERC |  | 322122 | 7 | Industrial NAICS Cogen | ST | WDS | WWW | MISO | 717355 | 131773.01 | 2021
Vintage1991 | biomass | TRUE | 54429 | Y | . | Alabama Pine Pulp | Alabama River Cellulose LLC | 57356 | AL | ESC | SERC |  | 322 | 7 | Industrial NAICS Cogen | ST | BLQ | WWW | SOCO | 4423703 | 373512.45 | 2021
| petroleum | FALSE | 54429 | Y | . | Alabama Pine Pulp | Alabama River Cellulose LLC | 57356 | AL | ESC | SERC |  | 322 | 7 | Industrial NAICS Cogen | ST | DFO | DFO | SOCO | 0 | 0 | 2021
Vintage0 | natural gas steam turbine | FALSE | 54429 | Y | . | Alabama Pine Pulp | Alabama River Cellulose LLC | 57356 | AL | ESC | SERC |  | 322 | 7 | Industrial NAICS Cogen | ST | NG | NG | SOCO | 239950 | 20259.939 | 2021
Vintage1991 | biomass | TRUE | 54429 | Y | . | Alabama Pine Pulp | Alabama River Cellulose LLC | 57356 | AL | ESC | SERC |  | 322 | 7 | Industrial NAICS Cogen | ST | WDS | WWW | SOCO | 88047 | 7434.229 | 2021
Vintage1990 | natural gas peaker | FALSE | 54447 | Y | . | Welport Lease Project | Sentinel Peak Resources California, LLC | 60637 | CA | PACC | WECC |  | 211 | 7 | Industrial NAICS Cogen | GT | NG | NG | CISO | 223387 | 30846 | 2021
Vintage1988 | natural gas peaker | FALSE | 54449 | Y | . | Dome Project | Sentinel Peak Resources California, LLC | 60637 | CA | PACC | WECC |  | 211 | 7 | Industrial NAICS Cogen | GT | NG | NG | CISO | 368648 | 46508 | 2021
Vintage0 | natural gas peaker | FALSE | 54451 | Y | . | Los Angeles Refinery Wilmington | Phillips 66 - Los Angeles | 38215 | CA | PACC | WECC |  | 324 | 7 | Industrial NAICS Cogen | GT | NG | NG | LDWP | 843058 | 179655.75 | 2021
Vintage1988 | other | FALSE | 54451 | Y | . | Los Angeles Refinery Wilmington | Phillips 66 - Los Angeles | 38215 | CA | PACC | WECC |  | 324 | 7 | Industrial NAICS Cogen | GT | OG | OOG | LDWP | 890719 | 189812.26 | 2021
Vintage1990 | onshore wind | TRUE | 54453 | N | . | EDF Renewable Windfarm V Inc | EDF Renewable Asset Holdings, Inc. | 57170 | CA | PACC | WECC |  | 22 | 2 | NAICS-22 Non-Cogen | WT | WND | WND | CISO | 214802 | 24288 | 2021
Vintage2011 | onshore wind | TRUE | 54454 | N | . | San Gorgonio Windplant WPP1993 | FPL Energy Operating Services, Inc. | 49963 | CA | PACC | WECC |  | 22 | 2 | NAICS-22 Non-Cogen | WT | WND | WND | CISO | 1619665 | 183137 | 2021
| petroleum | FALSE | 54457 | N | . | Hewlett Packard Enterprise | SWVP Alpharetta Owners, LLC | 64432 | GA | SAT | SERC |  | 519 | 4 | Commercial NAICS Non-Cogen | IC | DFO | DFO | SOCO | 0 | 0 | 2021
| natural gas peaker | FALSE | 54457 | N | . | Hewlett Packard Enterprise | SWVP Alpharetta Owners, LLC | 64432 | GA | SAT | SERC |  | 519 | 4 | Commercial NAICS Non-Cogen | IC | NG | NG | SOCO | 0 | 0 | 2021
Vintage1921 | hydro | FALSE | 54462 | N | . | Graniteville Enterprise Division | Augusta Canal Authority | 55810 | GA | SAT | SERC |  | 314 | 6 | Industrial NAICS Non-Cogen | HY | WAT | HYC | SOCO | 12603 | 1425 | 2021
| hard coal | FALSE | 54464 | Y | . | Riverwood International Macon Mill | Riverwood Intl USA Inc | 16024 | GA | SAT | SERC |  | 322 | 7 | Industrial NAICS Cogen | ST | BIT | COL | SOCO | 0 | 0 | 2021
Vintage2013 | biomass | TRUE | 54464 | Y | . | Riverwood International Macon Mill | Riverwood Intl USA Inc | 16024 | GA | SAT | SERC |  | 322 | 7 | Industrial NAICS Cogen | ST | BLQ | WWW | SOCO | 1232342 | 252325.96 | 2021
| petroleum | FALSE | 54464 | Y | . | Riverwood International Macon Mill | Riverwood Intl USA Inc | 16024 | GA | SAT | SERC |  | 322 | 7 | Industrial NAICS Cogen | ST | DFO | DFO | SOCO | 0 | 0 | 2021
Vintage0 | natural gas steam turbine | FALSE | 54464 | Y | . | Riverwood International Macon Mill | Riverwood Intl USA Inc | 16024 | GA | SAT | SERC |  | 322 | 7 | Industrial NAICS Cogen | ST | NG | NG | SOCO | 86334 | 17676.98 | 2021
| petroleum | FALSE | 54464 | Y | . | Riverwood International Macon Mill | Riverwood Intl USA Inc | 16024 | GA | SAT | SERC |  | 322 | 7 | Industrial NAICS Cogen | ST | RFO | RFO | SOCO | 0 | 0 | 2021
Vintage2013 | biomass | TRUE | 54464 | Y | . | Riverwood International Macon Mill | Riverwood Intl USA Inc | 16024 | GA | SAT | SERC |  | 322 | 7 | Industrial NAICS Cogen | ST | SLW | ORW | SOCO | 40648 | 8322.656 | 2021
Vintage2013 | biomass | TRUE | 54464 | Y | . | Riverwood International Macon Mill | Riverwood Intl USA Inc | 16024 | GA | SAT | SERC |  | 322 | 7 | Industrial NAICS Cogen | ST | WDS | WWW | SOCO | 769663 | 157591.45 | 2021
Vintage0 | petroleum | FALSE | 54464 | Y | . | Riverwood International Macon Mill | Riverwood Intl USA Inc | 16024 | GA | SAT | SERC |  | 322 | 7 | Industrial NAICS Cogen | ST | WO | WOO | SOCO | 1700 | 347.692 | 2021
Vintage1993 | natural gas combined cycle | TRUE | 54466 | Y | . | Orlando Cogen LP | Orlando CoGen Ltd LP | 14184 | FL | SAT | SERC |  | 22 | 3 | NAICS-22 Cogen | CS | NG | NG | FPC | 7856062 | 1020652 | 2021
Vintage1988 | hydro | TRUE | 54471 | N | . | Mascoma Hydro | Green Mountain Power Corp | 7601 | NH | NEW | NPCC |  | 22 | 1 | Electric Utility | HY | WAT | HYC | ISNE | 6093 | 689 | 2021
Vintage0 | natural gas steam turbine | FALSE | 54472 | Y | . | Simplot Phosphates | Simplot Phosphates LLC | 16968 | WY | MTN | WECC |  | 325311 | 7 | Industrial NAICS Cogen | ST | NG | NG | PACE | 15102 | 3691.996 | 2021
Vintage1986 | other | FALSE | 54472 | Y | . | Simplot Phosphates | Simplot Phosphates LLC | 16968 | WY | MTN | WECC |  | 325311 | 7 | Industrial NAICS Cogen | ST | OTH | OTH | PACE | 343723 | 84036.744 | 2021
| natural gas combined cycle | FALSE | 54476 | Y | . | Sumas Power Plant | Puget Sound Energy Inc | 15500 | WA | PACC | WECC |  | 22 | 1 | Electric Utility | CA | NG | NG | PSEI | 0 | 162961 | 2021
Vintage1993 | natural gas combined cycle | TRUE | 54476 | Y | . | Sumas Power Plant | Puget Sound Energy Inc | 15500 | WA | PACC | WECC |  | 22 | 1 | Electric Utility | CT | NG | NG | PSEI | 4391583 | 354581 | 2021
Vintage1990 | natural gas peaker | FALSE | 54477 | Y | . | Oroville Cogeneration LP | Oroville Cogeneration LP | 14173 | CA | PACC | WECC |  | 324 | 7 | Industrial NAICS Cogen | IC | NG | NG | CISO | 407 | 80 | 2021
Vintage2003 | natural gas steam turbine | FALSE | 54512 | Y | . | Domino Sugar Arabi Plant | American Sugar Refining Inc. | 547 | LA | WSC | SERC |  | 311 | 7 | Industrial NAICS Cogen | ST | NG | NG | MISO | 179529 | 38279.11 | 2021
Vintage1992 | natural gas peaker | FALSE | 54513 | N | . | WestRock (IL) | WestRock (IL) | 30038 | IL | ENC | RFC |  | 32213 | 6 | Industrial NAICS Non-Cogen | IC | NG | NG | PJM | 190 | 18 | 2021
Vintage1992 | hydro | TRUE | 54514 | N | . | Blind Canyon Hydro | Blind Canyon Aquaranch, Inc. | 1851 | ID | MTN | WECC |  | 22 | 2 | NAICS-22 Non-Cogen | HY | WAT | HYC | IPCO | 39632 | 4481 | 2021
Vintage0 | petroleum | FALSE | 54517 | N | . | Sierra Pacific Sonora | Sierra Pacific Industries | 17164 | CA | PACC | WECC |  | 321 | 6 | Industrial NAICS Non-Cogen | ST | DFO | DFO | CISO | 46 | 1.238 | 2021
Vintage2018 | biomass | TRUE | 54517 | N | . | Sierra Pacific Sonora | Sierra Pacific Industries | 17164 | CA | PACC | WECC |  | 321 | 6 | Industrial NAICS Non-Cogen | ST | WDS | WWW | CISO | 1410858 | 37647.762 | 2021
Vintage1996 | natural gas peaker | FALSE | 54518 | Y | . | Formosa Plastics | Formosa Plastics Corp | 6564 | LA | WSC | SERC |  | 325211 | 7 | Industrial NAICS Cogen | GT | NG | NG | MISO | 1837153 | 280656 | 2021
Vintage1990 | natural gas steam turbine | FALSE | 54518 | Y | . | Formosa Plastics | Formosa Plastics Corp | 6564 | LA | WSC | SERC |  | 325211 | 7 | Industrial NAICS Cogen | ST | NG | NG | MISO | 522321 | 73288 | 2021
| biomass | FALSE | 54520 | Y | . | Village Creek Water Reclamation Facility | Ft Worth City of | 6831 | TX | WSC | TRE |  | 22132 | 5 | Commercial NAICS Cogen | GT | LFG | MLG | ERCO | 0 | 0 | 2021
Vintage2001 | natural gas peaker | FALSE | 54520 | Y | . | Village Creek Water Reclamation Facility | Ft Worth City of | 6831 | TX | WSC | TRE |  | 22132 | 5 | Commercial NAICS Cogen | GT | NG | NG | ERCO | 429365 | 37375 | 2021
| biomass | FALSE | 54520 | Y | . | Village Creek Water Reclamation Facility | Ft Worth City of | 6831 | TX | WSC | TRE |  | 22132 | 5 | Commercial NAICS Cogen | GT | OBG | ORW | ERCO | 0 | 0 | 2021
| natural gas peaker | FALSE | 54520 | Y | . | Village Creek Water Reclamation Facility | Ft Worth City of | 6831 | TX | WSC | TRE |  | 22132 | 5 | Commercial NAICS Cogen | IC | NG | NG | ERCO | 0 | 0 | 2021
Vintage1995 | natural gas peaker | FALSE | 54523 | N | . | Hoffer Plastics | Hoffer Plastics | 8705 | IL | ENC | RFC |  | 326 | 6 | Industrial NAICS Non-Cogen | IC | NG | NG | PJM | 89858 | 7549 | 2021
Vintage1995 | hydro | TRUE | 54524 | N | . | Horseshoe Bend Hydroelectric Co | Horseshoe Bend Hydroelectric Co | 8862 | ID | MTN | WECC |  | 22 | 2 | NAICS-22 Non-Cogen | HY | WAT | HYC | IPCO | 333783 | 37741 | 2021
Vintage1991 | hydro | FALSE | 54525 | N | . | Kankakee Hydro Facility | Kankakee City of | 26003 | IL | ENC | RFC |  | 22132 | 4 | Commercial NAICS Non-Cogen | HY | WAT | HYC | PJM | 7270 | 822 | 2021
| hard coal | FALSE | 54533 | Y | . | Southern Minnesota Beet Sugar | Southern Minnesota Beet Sugar | 17604 | MN | WNC | MRO |  | 311 | 7 | Industrial NAICS Cogen | ST | BIT | COL | MISO | 0 | 0 | 2021
Vintage0 | natural gas steam turbine | FALSE | 54533 | Y | . | Southern Minnesota Beet Sugar | Southern Minnesota Beet Sugar | 17604 | MN | WNC | MRO |  | 311 | 7 | Industrial NAICS Cogen | ST | NG | NG | MISO | 11410 | 2976.057 | 2021
Vintage0 | petroleum | FALSE | 54533 | Y | . | Southern Minnesota Beet Sugar | Southern Minnesota Beet Sugar | 17604 | MN | WNC | MRO |  | 311 | 7 | Industrial NAICS Cogen | ST | RFO | RFO | MISO | 363 | 94.355 | 2021
Vintage1976 | hard coal | FALSE | 54533 | Y | . | Southern Minnesota Beet Sugar | Southern Minnesota Beet Sugar | 17604 | MN | WNC | MRO |  | 311 | 7 | Industrial NAICS Cogen | ST | SUB | COL | MISO | 52874 | 13791.588 | 2021
Vintage1998 | biomass | TRUE | 54536 | N | . | Sumpter Energy Associates | EPP Renewable Energy | 57249 | MI | ENC | RFC |  | 22 | 2 | NAICS-22 Non-Cogen | IC | LFG | MLG | MISO | 654435 | 71630 | 2021
| petroleum | FALSE | 54537 | Y | . | Ferndale Generating Station | Puget Sound Energy Inc | 15500 | WA | PACC | WECC |  | 22 | 1 | Electric Utility | CA | DFO | DFO | PSEI | 0 | 794.026 | 2021
Vintage1994 | natural gas combined cycle | TRUE | 54537 | Y | . | Ferndale Generating Station | Puget Sound Energy Inc | 15500 | WA | PACC | WECC |  | 22 | 1 | Electric Utility | CA | NG | NG | PSEI | 406673 | 448843.97 | 2021
Vintage0 | petroleum | FALSE | 54537 | Y | . | Ferndale Generating Station | Puget Sound Energy Inc | 15500 | WA | PACC | WECC |  | 22 | 1 | Electric Utility | CT | DFO | DFO | PSEI | 19647 | 1807.703 | 2021
Vintage1994 | natural gas combined cycle | TRUE | 54537 | Y | . | Ferndale Generating Station | Puget Sound Energy Inc | 15500 | WA | PACC | WECC |  | 22 | 1 | Electric Utility | CT | NG | NG | PSEI | 9826979 | 909556.3 | 2021
Vintage0 | petroleum | FALSE | 54538 | N | . | Hartwell Energy Facility | Oglethorpe Power Corporation | 13994 | GA | SAT | SERC |  | 22 | 1 | Electric Utility | GT | DFO | DFO | SOCO | 17753 | 1430.026 | 2021
Vintage1994 | natural gas peaker | TRUE | 54538 | N | . | Hartwell Energy Facility | Oglethorpe Power Corporation | 13994 | GA | SAT | SERC |  | 22 | 1 | Electric Utility | GT | NG | NG | SOCO | 2175682 | 175245.97 | 2021
Vintage1992 | biomass | TRUE | 54539 | N | . | Venice Resources Gas Recovery | WM Renewable Energy LLC | 54842 | MI | ENC | RFC |  | 22 | 2 | NAICS-22 Non-Cogen | IC | LFG | MLG | MISO | 164789 | 13300 | 2021
Vintage1992 | natural gas peaker | FALSE | 54540 | N | . | Charter Dura-Bar | Wells Manufacturing Co | 20328 | IL | ENC | RFC |  | 331 | 6 | Industrial NAICS Non-Cogen | IC | NG | NG | PJM | 120883 | 5584.04 | 2021
Vintage1994 | natural gas combined cycle | TRUE | 54547 | Y | . | Sithe Independence Station | Sithe/Independence LLC | 17254 | NY | MAT | NPCC |  | 22 | 3 | NAICS-22 Cogen | CA | NG | NG | NYIS | 808033 | 1294268.1 | 2021
Vintage1994 | natural gas combined cycle | TRUE | 54547 | Y | . | Sithe Independence Station | Sithe/Independence LLC | 17254 | NY | MAT | NPCC |  | 22 | 3 | NAICS-22 Cogen | CT | NG | NG | NYIS | 23017720 | 2227921.2 | 2021
| hydro | FALSE | 54548 | N | . | Longfalls Facility | Ampersand Long Falls Hydro, LLC | 59827 | NY | MAT | NPCC |  | 22 | 2 | NAICS-22 Non-Cogen | HY | WAT | HYC | NYIS | 0 | 0 | 2021
Vintage0 | biomass | FALSE | 54549 | N | . | Wood Road | EDL Inc | 55858 | MI | ENC | RFC |  | 22 | 2 | NAICS-22 Non-Cogen | IC | LFG | MLG | MISO | 378366 | 33534 | 2021
| natural gas combined cycle | FALSE | 54550 | Y | . | W&T Onshore Treating Facility (OTF) | W&T Offshore Inc | 57139 | AL | ESC | SERC |  | 211 | 7 | Industrial NAICS Cogen | CA | NG | NG | SOCO | 0 | 0 | 2021
Vintage1993 | natural gas combined cycle | FALSE | 54550 | Y | . | W&T Onshore Treating Facility (OTF) | W&T Offshore Inc | 57139 | AL | ESC | SERC |  | 211 | 7 | Industrial NAICS Cogen | CT | NG | NG | SOCO | 292894 | 63092 | 2021
Vintage1989 | hydro | TRUE | 54554 | N | . | Spicer Meadow Project | Northern California Power Agny | 40613 | CA | PACC | WECC |  | 22 | 1 | Electric Utility | HY | WAT | HYC | CISO | 36888 | 4171 | 2021
Vintage1989 | hydro | TRUE | 54555 | N | . | Collierville Powerhouse | Northern California Power Agny | 40613 | CA | PACC | WECC |  | 22 | 1 | Electric Utility | HY | WAT | HYC | CISO | 1650370 | 186609 | 2021
| natural gas peaker | FALSE | 54556 | Y | . | Ingredion Incorporated | Ingredion Inc - Illinois | 4222 | IL | ENC | RFC |  | 311 | 7 | Industrial NAICS Cogen | GT | NG | NG | PJM | 0 | 0 | 2021
Vintage0 | hard coal | FALSE | 54556 | Y | . | Ingredion Incorporated | Ingredion Inc - Illinois | 4222 | IL | ENC | RFC |  | 311 | 7 | Industrial NAICS Cogen | ST | BIT | COL | PJM | 275387 | 24213.44 | 2021
Vintage1991 | natural gas steam turbine | FALSE | 54556 | Y | . | Ingredion Incorporated | Ingredion Inc - Illinois | 4222 | IL | ENC | RFC |  | 311 | 7 | Industrial NAICS Cogen | ST | NG | NG | PJM | 2611380 | 229605.56 | 2021
Vintage1993 | hydro | TRUE | 54558 | N | . | Hazelton B Hydro | Hazelton/Wilson Joint Venture | 8365 | ID | MTN | WECC |  | 22 | 2 | NAICS-22 Non-Cogen | HY | WAT | HYC | IPCO | 213458 | 24136 | 2021
Vintage1966 | biomass | TRUE | 54562 | Y | . | Longview Fibre | Longview Fibre Co | 11169 | WA | PACC | WECC |  | 32213 | 7 | Industrial NAICS Cogen | ST | BLQ | WWW | BPAT | 886725 | 155930.55 | 2021
Vintage0 | natural gas steam turbine | FALSE | 54562 | Y | . | Longview Fibre | Longview Fibre Co | 11169 | WA | PACC | WECC |  | 32213 | 7 | Industrial NAICS Cogen | ST | NG | NG | BPAT | 275996 | 48533.859 | 2021
Vintage1966 | biomass | TRUE | 54562 | Y | . | Longview Fibre | Longview Fibre Co | 11169 | WA | PACC | WECC |  | 32213 | 7 | Industrial NAICS Cogen | ST | WDS | WWW | BPAT | 250981 | 44134.594 | 2021
| petroleum | FALSE | 54566 | N | . | YKK USA Chestney | YKK USA Inc | 21116 | GA | SAT | SERC |  | 314 | 6 | Industrial NAICS Non-Cogen | IC | DFO | DFO | SOCO | 0 | 0 | 2021
Vintage1998 | biomass | TRUE | 54567 | N | . | MM Yolo Power | Yolo County Community Services Department | 61324 | CA | PACC | WECC |  | 22 | 2 | NAICS-22 Non-Cogen | IC | LFG | MLG | CISO | 237278 | 16493 | 2021
Vintage2002 | petroleum | FALSE | 54569 | Y | . | Bayville Central Facility | Ocean County Utilities Auth | 13943 | NJ | MAT | RFC |  | 22132 | 5 | Commercial NAICS Cogen | IC | DFO | DFO | PJM | 920 | 174.514 | 2021
Vintage0 | natural gas peaker | FALSE | 54569 | Y | . | Bayville Central Facility | Ocean County Utilities Auth | 13943 | NJ | MAT | RFC |  | 22132 | 5 | Commercial NAICS Cogen | IC | NG | NG | PJM | 1929 | 365.764 | 2021
Vintage1988 | biomass | TRUE | 54569 | Y | . | Bayville Central Facility | Ocean County Utilities Auth | 13943 | NJ | MAT | RFC |  | 22132 | 5 | Commercial NAICS Cogen | IC | OBG | ORW | PJM | 23760 | 4503.722 | 2021
Vintage2007 | solar pv | FALSE | 54569 | Y | . | Bayville Central Facility | Ocean County Utilities Auth | 13943 | NJ | MAT | RFC |  | 22132 | 5 | Commercial NAICS Cogen | PV | SUN | SUN | PJM | 2114 | 239 | 2021
Vintage1984 | hydro | TRUE | 54572 | N | . | Lochmere Hydroelectric Plant | Eagle Creek Renewable Energy, LLC | 57280 | NH | NEW | NPCC |  | 22 | 2 | NAICS-22 Non-Cogen | HY | WAT | HYC | ISNE | 29848 | 3375 | 2021
Vintage1988 | hydro | TRUE | 54573 | N | . | Wappinger Falls Hydroelectric | Windsor Machinery Co Inc | 54838 | NY | MAT | NPCC |  | 22 | 2 | NAICS-22 Non-Cogen | HY | WAT | HYC | NYIS | 96091 | 10865 | 2021
Vintage1994 | natural gas combined cycle | TRUE | 54574 | N | . | Saranac Facility | Saranac Power Partners LP | 16729 | NY | MAT | NPCC |  | 22 | 2 | NAICS-22 Non-Cogen | CA | NG | NG | NYIS | 24518 | 16129 | 2021
Vintage1994 | natural gas combined cycle | TRUE | 54574 | N | . | Saranac Facility | Saranac Power Partners LP | 16729 | NY | MAT | NPCC |  | 22 | 2 | NAICS-22 Non-Cogen | CT | NG | NG | NYIS | 398655 | 31160 | 2021
Vintage1986 | hydro | TRUE | 54580 | N | . | Curtis Palmer Hydroelectric | Palmer Hydroelectric | 24931 | NY | MAT | NPCC |  | 22 | 2 | NAICS-22 Non-Cogen | HY | WAT | HYC | NYIS | 3056185 | 345566 | 2021
| petroleum | FALSE | 54586 | N | . | Tanner Street Generation | Bicent Power | 56171 | MA | NEW | NPCC |  | 22 | 2 | NAICS-22 Non-Cogen | CA | DFO | DFO | ISNE | 0 | 15.179 | 2021
Vintage1992 | natural gas combined cycle | TRUE | 54586 | N | . | Tanner Street Generation | Bicent Power | 56171 | MA | NEW | NPCC |  | 22 | 2 | NAICS-22 Non-Cogen | CA | NG | NG | ISNE | 13718 | 4381.821 | 2021
Vintage0 | petroleum | FALSE | 54586 | N | . | Tanner Street Generation | Bicent Power | 56171 | MA | NEW | NPCC |  | 22 | 2 | NAICS-22 Non-Cogen | CT | DFO | DFO | ISNE | 974 | 80.352 | 2021
Vintage2008 | natural gas combined cycle | TRUE | 54586 | N | . | Tanner Street Generation | Bicent Power | 56171 | MA | NEW | NPCC |  | 22 | 2 | NAICS-22 Non-Cogen | CT | NG | NG | ISNE | 234707 | 19901.648 | 2021
| petroleum | FALSE | 54592 | N | . | Massena Energy Facility | Power City Partners LP | 15253 | NY | MAT | NPCC |  | 22 | 2 | NAICS-22 Non-Cogen | CA | DFO | DFO | NYIS | 0 | 0 | 2021
Vintage1992 | natural gas combined cycle | TRUE | 54592 | N | . | Massena Energy Facility | Power City Partners LP | 15253 | NY | MAT | NPCC |  | 22 | 2 | NAICS-22 Non-Cogen | CA | NG | NG | NYIS | 18283 | 5862 | 2021
| biomass | FALSE | 54592 | N | . | Massena Energy Facility | Power City Partners LP | 15253 | NY | MAT | NPCC |  | 22 | 2 | NAICS-22 Non-Cogen | CA | OBL | ORW | NYIS | 0 | 0 | 2021
| petroleum | FALSE | 54592 | N | . | Massena Energy Facility | Power City Partners LP | 15253 | NY | MAT | NPCC |  | 22 | 2 | NAICS-22 Non-Cogen | CT | DFO | DFO | NYIS | 0 | 0 | 2021
Vintage1992 | natural gas combined cycle | TRUE | 54592 | N | . | Massena Energy Facility | Power City Partners LP | 15253 | NY | MAT | NPCC |  | 22 | 2 | NAICS-22 Non-Cogen | CT | NG | NG | NYIS | 127317 | 11485 | 2021
| biomass | FALSE | 54592 | N | . | Massena Energy Facility | Power City Partners LP | 15253 | NY | MAT | NPCC |  | 22 | 2 | NAICS-22 Non-Cogen | CT | OBL | ORW | NYIS | 0 | 0 | 2021
| petroleum | FALSE | 54592 | N | . | Massena Energy Facility | Power City Partners LP | 15253 | NY | MAT | NPCC |  | 22 | 2 | NAICS-22 Non-Cogen | IC | DFO | DFO | NYIS | 0 | 0 | 2021
| natural gas combined cycle | FALSE | 54593 | N | . | Batavia Power Plant | Seneca Power Partners LP | 16839 | NY | MAT | NPCC |  | 22 | 2 | NAICS-22 Non-Cogen | CA | NG | NG | NYIS | 0 | 4621 | 2021
Vintage1992 | natural gas combined cycle | TRUE | 54593 | N | . | Batavia Power Plant | Seneca Power Partners LP | 16839 | NY | MAT | NPCC |  | 22 | 2 | NAICS-22 Non-Cogen | CT | NG | NG | NYIS | 147369 | 11172 | 2021
| petroleum | FALSE | 54593 | N | . | Batavia Power Plant | Seneca Power Partners LP | 16839 | NY | MAT | NPCC |  | 22 | 2 | NAICS-22 Non-Cogen | IC | DFO | DFO | NYIS | 0 | 0 | 2021
Vintage1990 | petroleum | FALSE | 54594 | N | . | University of Arizona - Biosphere 2 | University of Arizona - Biosphere 2 | 55994 | AZ | MTN | WECC |  | 561 | 4 | Commercial NAICS Non-Cogen | IC | DFO | DFO | WALC | 241 | 14.958 | 2021
Vintage2000 | natural gas peaker | FALSE | 54594 | N | . | University of Arizona - Biosphere 2 | University of Arizona - Biosphere 2 | 55994 | AZ | MTN | WECC |  | 561 | 4 | Commercial NAICS Non-Cogen | IC | NG | NG | WALC | 386 | 24.042 | 2021
| petroleum | FALSE | 54604 | Y | . | Warner Lambert | University of Michigan NCampus Research | 56478 | MI | ENC | RFC |  | 561 | 5 | Commercial NAICS Cogen | GT | DFO | DFO | MISO | 0 | 0 | 2021
Vintage1989 | natural gas peaker | FALSE | 54604 | Y | . | Warner Lambert | University of Michigan NCampus Research | 56478 | MI | ENC | RFC |  | 561 | 5 | Commercial NAICS Cogen | GT | NG | NG | MISO | 85424 | 19528 | 2021
Vintage2007 | petroleum | FALSE | 54604 | Y | . | Warner Lambert | University of Michigan NCampus Research | 56478 | MI | ENC | RFC |  | 561 | 5 | Commercial NAICS Cogen | IC | DFO | DFO | MISO | 156 | 36 | 2021
| petroleum | FALSE | 54605 | Y | . | Pratt & Whitney | United Technologies | 21621 | CT | NEW | NPCC |  | 336 | 7 | Industrial NAICS Cogen | GT | DFO | DFO | ISNE | 0 | 0 | 2021
| petroleum | FALSE | 54605 | Y | . | Pratt & Whitney | United Technologies | 21621 | CT | NEW | NPCC |  | 336 | 7 | Industrial NAICS Cogen | GT | JF | WOO | ISNE | 0 | 0 | 2021
Vintage1992 | natural gas peaker | FALSE | 54605 | Y | . | Pratt & Whitney | United Technologies | 21621 | CT | NEW | NPCC |  | 336 | 7 | Industrial NAICS Cogen | GT | NG | NG | ISNE | 500258 | 102902 | 2021
Vintage0 | hard coal | FALSE | 54618 | Y | . | Ingredion Winston Salem | Ingredion Inc - Winston Salem | 4417 | NC | SAT | SERC |  | 311 | 7 | Industrial NAICS Cogen | ST | BIT | COL | DUK | 13115 | 1838.515 | 2021
Vintage0 | natural gas steam turbine | FALSE | 54618 | Y | . | Ingredion Winston Salem | Ingredion Inc - Winston Salem | 4417 | NC | SAT | SERC |  | 311 | 7 | Industrial NAICS Cogen | ST | NG | NG | DUK | 22111 | 3100.035 | 2021
Vintage1993 | biomass | TRUE | 54618 | Y | . | Ingredion Winston Salem | Ingredion Inc - Winston Salem | 4417 | NC | SAT | SERC |  | 311 | 7 | Industrial NAICS Cogen | ST | WDS | WWW | DUK | 194714 | 27299.45 | 2021
Vintage0 | natural gas steam turbine | FALSE | 54620 | N | . | Stored Solar Fitchburg, LLC | Stored Solar Services, LLC | 64003 | MA | NEW | NPCC |  | 22 | 2 | NAICS-22 Non-Cogen | ST | NG | NG | ISNE | 98746 | 3954.707 | 2021
Vintage1992 | biomass | TRUE | 54620 | N | . | Stored Solar Fitchburg, LLC | Stored Solar Services, LLC | 64003 | MA | NEW | NPCC |  | 22 | 2 | NAICS-22 Non-Cogen | ST | WDS | WWW | ISNE | 1401772 | 69906.293 | 2021
| biomass | FALSE | 54623 | Y | . | Central District Wastewater Treat Plant | Miami Dade Water & Sewer Dept | 12411 | FL | SAT | SERC |  | 22132 | 5 | Commercial NAICS Cogen | IC | OBG | ORW | FPL | 0 | 0 | 2021
| biomass | FALSE | 54624 | Y | . | South District Wastewater Treatment Plt | Miami Dade Water & Sewer Dept | 12411 | FL | SAT | SERC |  | 22132 | 5 | Commercial NAICS Cogen | IC | LFG | MLG | FPL | 0 | 0 | 2021
Vintage0 | natural gas peaker | FALSE | 54624 | Y | . | South District Wastewater Treatment Plt | Miami Dade Water & Sewer Dept | 12411 | FL | SAT | SERC |  | 22132 | 5 | Commercial NAICS Cogen | IC | NG | NG | FPL | 38371 | 6297.672 | 2021
Vintage2014 | biomass | TRUE | 54624 | Y | . | South District Wastewater Treatment Plt | Miami Dade Water & Sewer Dept | 12411 | FL | SAT | SERC |  | 22132 | 5 | Commercial NAICS Cogen | IC | OBG | ORW | FPL | 93917 | 15414.328 | 2021
Vintage0 | petroleum | FALSE | 54625 | N | . | Covanta Plymouth Renewable Energy | Covanta Plymouth Renewable Energy L P | 56646 | PA | MAT | RFC |  | 562212 | 4 | Commercial NAICS Non-Cogen | ST | DFO | DFO | PJM | 44006 | 2353.652 | 2021
Vintage1991 | municipal solid waste | FALSE | 54625 | N | . | Covanta Plymouth Renewable Energy | Covanta Plymouth Renewable Energy L P | 56646 | PA | MAT | RFC |  | 562212 | 4 | Commercial NAICS Non-Cogen | ST | MSB | MLG | PJM | 1681401 | 91047.327 | 2021
Vintage1991 | municipal solid waste | FALSE | 54625 | N | . | Covanta Plymouth Renewable Energy | Covanta Plymouth Renewable Energy L P | 56646 | PA | MAT | RFC |  | 562212 | 4 | Commercial NAICS Non-Cogen | ST | MSN | OTH | PJM | 2055140 | 111285.02 | 2021
| hard coal | FALSE | 54626 | Y | . | Mt Poso Cogeneration | Mt Poso Cogeneration Co | 13060 | CA | PACC | WECC |  | 22 | 3 | NAICS-22 Cogen | ST | BIT | COL | CISO | 0 | 0 | 2021
Vintage0 | natural gas steam turbine | FALSE | 54626 | Y | . | Mt Poso Cogeneration | Mt Poso Cogeneration Co | 13060 | CA | PACC | WECC |  | 22 | 3 | NAICS-22 Cogen | ST | NG | NG | CISO | 26315 | 1698.987 | 2021
| petroleum | FALSE | 54626 | Y | . | Mt Poso Cogeneration | Mt Poso Cogeneration Co | 13060 | CA | PACC | WECC |  | 22 | 3 | NAICS-22 Cogen | ST | PC | PC | CISO | 0 | 0 | 2021
Vintage1989 | biomass | TRUE | 54626 | Y | . | Mt Poso Cogeneration | Mt Poso Cogeneration Co | 13060 | CA | PACC | WECC |  | 22 | 3 | NAICS-22 Cogen | ST | WDS | WWW | CISO | 3922725 | 253284.01 | 2021
Vintage2006 | biomass | TRUE | 54627 | Y | . | Okeelanta Cogeneration | New Hope Power Company | 13492 | FL | SAT | SERC |  | 22 | 3 | NAICS-22 Cogen | ST | AB | ORW | FPL | 797574 | 36469.198 | 2021
| petroleum | FALSE | 54627 | Y | . | Okeelanta Cogeneration | New Hope Power Company | 13492 | FL | SAT | SERC |  | 22 | 3 | NAICS-22 Cogen | ST | DFO | DFO | FPL | 0 | 0 | 2021
Vintage0 | natural gas steam turbine | FALSE | 54627 | Y | . | Okeelanta Cogeneration | New Hope Power Company | 13492 | FL | SAT | SERC |  | 22 | 3 | NAICS-22 Cogen | ST | NG | NG | FPL | 78723 | 3664.193 | 2021
| biomass | FALSE | 54627 | Y | . | Okeelanta Cogeneration | New Hope Power Company | 13492 | FL | SAT | SERC |  | 22 | 3 | NAICS-22 Cogen | ST | WDS | WWW | FPL | 0 | 0 | 2021
Vintage1992 | natural gas peaker | FALSE | 54628 | Y | . | Phelps Dodge Refining | Phelps Dodge Refining Corp | 14925 | TX | WSC | WECC |  | 2122 | 7 | Industrial NAICS Cogen | GT | NG | NG | EPE | 258220 | 51916.48 | 2021
Vintage1990 | natural gas peaker | FALSE | 54630 | Y | . | American Gypsum Cogeneration | Eagle Materials Co LLC | 54839 | CO | MTN | WECC |  | 32213 | 7 | Industrial NAICS Cogen | GT | NG | NG | PSCO | 379012 | 21436 | 2021
Vintage1990 | petroleum | FALSE | 54630 | Y | . | American Gypsum Cogeneration | Eagle Materials Co LLC | 54839 | CO | MTN | WECC |  | 32213 | 7 | Industrial NAICS Cogen | IC | DFO | DFO | PSCO | 469 | 40 | 2021
Vintage0 | petroleum | FALSE | 54634 | Y | . | St Nicholas Cogen Project | Schuylkill Energy Resource Inc | 16793 | PA | MAT | RFC |  | 22 | 3 | NAICS-22 Cogen | ST | DFO | DFO | PJM | 26743 | 1778.799 | 2021
Vintage1990 | hard coal | TRUE | 54634 | Y | . | St Nicholas Cogen Project | Schuylkill Energy Resource Inc | 16793 | PA | MAT | RFC |  | 22 | 3 | NAICS-22 Cogen | ST | WC | WOC | PJM | 9932001 | 657913.2 | 2021
Vintage1992 | natural gas peaker | FALSE | 54637 | Y | . | JCO Oxides Olefins Plant | Indorama Ventures | 30052 | TX | WSC | SERC |  | 324 | 7 | Industrial NAICS Cogen | GT | NG | NG | MISO | 2414521 | 587354 | 2021
| hard coal | FALSE | 54638 | Y | . | Johnsonburg Mill | Domtar LLC | 56137 | PA | MAT | RFC |  | 322 | 7 | Industrial NAICS Cogen | ST | BIT | COL | PJM | 0 | 0 | 2021
Vintage1993 | biomass | TRUE | 54638 | Y | . | Johnsonburg Mill | Domtar LLC | 56137 | PA | MAT | RFC |  | 322 | 7 | Industrial NAICS Cogen | ST | BLQ | WWW | PJM | 743370 | 119329.69 | 2021
| petroleum | FALSE | 54638 | Y | . | Johnsonburg Mill | Domtar LLC | 56137 | PA | MAT | RFC |  | 322 | 7 | Industrial NAICS Cogen | ST | DFO | DFO | PJM | 0 | 0 | 2021
Vintage0 | natural gas steam turbine | FALSE | 54638 | Y | . | Johnsonburg Mill | Domtar LLC | 56137 | PA | MAT | RFC |  | 322 | 7 | Industrial NAICS Cogen | ST | NG | NG | PJM | 536214 | 86174.311 | 2021
Vintage1980 | hydro | TRUE | 54639 | N | . | Berlin Gorham | Great Lakes Hydro America LLC | 7595 | NH | NEW | NPCC |  | 22 | 2 | NAICS-22 Non-Cogen | HY | WAT | HYC | ISNE | 1023694 | 115750 | 2021
| petroleum | FALSE | 54640 | N | . | NAEA Lakewood LLC | Essential Power Operating Company, LLC | 60789 | NJ | MAT | RFC |  | 22 | 2 | NAICS-22 Non-Cogen | CA | DFO | DFO | PJM | 0 | 0 | 2021
| natural gas combined cycle | FALSE | 54640 | N | . | NAEA Lakewood LLC | Essential Power Operating Company, LLC | 60789 | NJ | MAT | RFC |  | 22 | 2 | NAICS-22 Non-Cogen | CA | NG | NG | PJM | 0 | 92087 | 2021
| petroleum | FALSE | 54640 | N | . | NAEA Lakewood LLC | Essential Power Operating Company, LLC | 60789 | NJ | MAT | RFC |  | 22 | 2 | NAICS-22 Non-Cogen | CT | DFO | DFO | PJM | 0 | 0 | 2021
Vintage1994 | natural gas combined cycle | TRUE | 54640 | N | . | NAEA Lakewood LLC | Essential Power Operating Company, LLC | 60789 | NJ | MAT | RFC |  | 22 | 2 | NAICS-22 Non-Cogen | CT | NG | NG | PJM | 2186203 | 183638 | 2021
Vintage1991 | petroleum | TRUE | 54646 | Y | . | Kalaeloa Cogen Plant | Kalaeloa Partners LP | 9989 | HI | PACN |  |  | 22 | 3 | NAICS-22 Cogen | CA | DFO | DFO |  | 13751 | 1691.958 | 2021
| petroleum | FALSE | 54646 | Y | . | Kalaeloa Cogen Plant | Kalaeloa Partners LP | 9989 | HI | PACN |  |  | 22 | 3 | NAICS-22 Cogen | CA | RFO | RFO |  | 0 | 266346.04 | 2021
| petroleum | FALSE | 54646 | Y | . | Kalaeloa Cogen Plant | Kalaeloa Partners LP | 9989 | HI | PACN |  |  | 22 | 3 | NAICS-22 Cogen | CT | DFO | DFO |  | 0 | 0 | 2021
Vintage1991 | petroleum | TRUE | 54646 | Y | . | Kalaeloa Cogen Plant | Kalaeloa Partners LP | 9989 | HI | PACN |  |  | 22 | 3 | NAICS-22 Cogen | CT | RFO | RFO |  | 9633672 | 919197 | 2021
Vintage1986 | onshore wind | TRUE | 54647 | N | . | TPC Windfarms LLC | Terra-Gen Operating Co-Wind | 2770 | CA | PACC | WECC |  | 22 | 2 | NAICS-22 Non-Cogen | WT | WND | WND | CISO | 493662 | 55819 | 2021
| hydro | FALSE | 54654 | N | . | Kekawaka Power House | Eagle Creek Renewable Energy, LLC | 57280 | CA | PACC | WECC |  | 22 | 2 | NAICS-22 Non-Cogen | HY | WAT | HYC | CISO | 0 | 0 | 2021
Vintage1990 | hydro | TRUE | 54655 | N | . | Schoolfield Dam | Eagle Creek Renewable Energy, LLC | 57280 | VA | SAT | SERC |  | 22 | 2 | NAICS-22 Non-Cogen | HY | WAT | HYC | PJM | 128600 | 14541 | 2021
| hard coal | FALSE | 54656 | Y | . | International Paper Riegelwood Mill | International Paper Co-Riegelwood | 9210 | NC | SAT | SERC |  | 32213 | 7 | Industrial NAICS Cogen | ST | BIT | COL | CPLE | 0 | 0 | 2021
Vintage1976 | biomass | TRUE | 54656 | Y | . | International Paper Riegelwood Mill | International Paper Co-Riegelwood | 9210 | NC | SAT | SERC |  | 32213 | 7 | Industrial NAICS Cogen | ST | BLQ | WWW | CPLE | 2076138 | 345744.81 | 2021
Vintage0 | natural gas steam turbine | FALSE | 54656 | Y | . | International Paper Riegelwood Mill | International Paper Co-Riegelwood | 9210 | NC | SAT | SERC |  | 32213 | 7 | Industrial NAICS Cogen | ST | NG | NG | CPLE | 305578 | 50888.718 | 2021
| petroleum | FALSE | 54656 | Y | . | International Paper Riegelwood Mill | International Paper Co-Riegelwood | 9210 | NC | SAT | SERC |  | 32213 | 7 | Industrial NAICS Cogen | ST | RFO | RFO | CPLE | 0 | 0 | 2021
| biomass | FALSE | 54656 | Y | . | International Paper Riegelwood Mill | International Paper Co-Riegelwood | 9210 | NC | SAT | SERC |  | 32213 | 7 | Industrial NAICS Cogen | ST | SLW | ORW | CPLE | 0 | 0 | 2021
| biomass | FALSE | 54656 | Y | . | International Paper Riegelwood Mill | International Paper Co-Riegelwood | 9210 | NC | SAT | SERC |  | 32213 | 7 | Industrial NAICS Cogen | ST | WDS | WWW | CPLE | 0 | 0 | 2021
Vintage2002 | biomass | TRUE | 54661 | N | . | Pheasant Run Landfill Gas Recovery | WM Renewable Energy LLC | 54842 | WI | ENC | RFC |  | 22 | 2 | NAICS-22 Non-Cogen | IC | LFG | MLG | MISO | 501270 | 41059 | 2021
Vintage2010 | biomass | TRUE | 54662 | N | . | Woodland Landfill Gas Recovery | WM Illinois Renewable Energy LLC | 54843 | IL | ENC | RFC |  | 22 | 2 | NAICS-22 Non-Cogen | IC | LFG | MLG | PJM | 136433 | 12315 | 2021
Vintage1997 | biomass | TRUE | 54663 | N | . | Turnkey Landfill Gas Recovery | WM Renewable Energy LLC | 54842 | NH | NEW | NPCC |  | 22 | 2 | NAICS-22 Non-Cogen | GT | LFG | MLG | ISNE | 635662 | 27797 | 2021
Vintage1993 | biomass | TRUE | 54663 | N | . | Turnkey Landfill Gas Recovery | WM Renewable Energy LLC | 54842 | NH | NEW | NPCC |  | 22 | 2 | NAICS-22 Non-Cogen | IC | LFG | MLG | ISNE | 138161 | 10780 | 2021
Vintage1992 | geothermal | TRUE | 54665 | N | . | Steamboat II | Steamboat Development Corp | 18031 | NV | MTN | WECC |  | 22 | 2 | NAICS-22 Non-Cogen | BT | GEO | GEO | NEVP | 446357 | 50470 | 2021
Vintage1992 | geothermal | TRUE | 54666 | N | . | Steamboat III | Steamboat Development Corp | 18031 | NV | MTN | WECC |  | 22 | 2 | NAICS-22 Non-Cogen | BT | GEO | GEO | NEVP | 478921 | 54152 | 2021
| natural gas combined cycle | FALSE | 54667 | N | . | Chino Mines | FreePort-McMoRan-Corp-Chino Mines | 3670 | NM | MTN | WECC |  | 2122 | 6 | Industrial NAICS Non-Cogen | CA | NG | NG | PNM | 0 | 0 | 2021
Vintage2001 | natural gas combined cycle | FALSE | 54667 | N | . | Chino Mines | FreePort-McMoRan-Corp-Chino Mines | 3670 | NM | MTN | WECC |  | 2122 | 6 | Industrial NAICS Non-Cogen | CT | NG | NG | PNM | 587011 | 47907 | 2021
Vintage1993 | hydro | TRUE | 54668 | N | . | Falls River Hydro | Marysville Hydro Partners | 11782 | ID | MTN | WECC |  | 22 | 2 | NAICS-22 Non-Cogen | HY | WAT | HYC | BPAT | 329837 | 37295 | 2021
Vintage1988 | hydro | TRUE | 54674 | N | . | Ford Hydro LP | Ford Hydro Ltd Partnership | 6527 | ID | MTN | WECC |  | 22 | 2 | NAICS-22 Non-Cogen | HY | WAT | HYC | AVA | 28972 | 3276 | 2021
Vintage1926 | hydro | FALSE | 54675 | N | . | Spartanburg Water System | Spartanburg Commissioners PW | 17664 | SC | SAT | SERC |  | 483 | 4 | Commercial NAICS Non-Cogen | HY | WAT | HYC | DUK | 18412 | 2082 | 2021
Vintage2011 | petroleum | FALSE | 54675 | N | . | Spartanburg Water System | Spartanburg Commissioners PW | 17664 | SC | SAT | SERC |  | 483 | 4 | Commercial NAICS Non-Cogen | IC | DFO | DFO | DUK | 598 | 63 | 2021
Vintage1994 | natural gas combined cycle | TRUE | 54676 | Y | . | Oyster Creek Unit VIII | Dow Chemical Company-Oyster Creek VIII | 5374 | TX | WSC | TRE |  | 22 | 3 | NAICS-22 Cogen | CA | NG | NG | ERCO | 3305170 | 840939.3 | 2021
Vintage0 | other | FALSE | 54676 | Y | . | Oyster Creek Unit VIII | Dow Chemical Company-Oyster Creek VIII | 5374 | TX | WSC | TRE |  | 22 | 3 | NAICS-22 Cogen | CA | OG | OOG | ERCO | 8004 | 1313.7 | 2021
Vintage1994 | natural gas combined cycle | TRUE | 54676 | Y | . | Oyster Creek Unit VIII | Dow Chemical Company-Oyster Creek VIII | 5374 | TX | WSC | TRE |  | 22 | 3 | NAICS-22 Cogen | CT | NG | NG | ERCO | 12380010 | 1661189 | 2021
| other | FALSE | 54676 | Y | . | Oyster Creek Unit VIII | Dow Chemical Company-Oyster Creek VIII | 5374 | TX | WSC | TRE |  | 22 | 3 | NAICS-22 Cogen | CT | OG | OOG | ERCO | 0 | 0 | 2021
| natural gas steam turbine | FALSE | 54677 | Y | . | CII Carbon LLC | CII Carbon LLC | 4660 | LA | WSC | SERC |  | 325 | 7 | Industrial NAICS Cogen | ST | NG | NG | MISO | 0 | 0 | 2021
| petroleum | FALSE | 54677 | Y | . | CII Carbon LLC | CII Carbon LLC | 4660 | LA | WSC | SERC |  | 325 | 7 | Industrial NAICS Cogen | ST | PC | PC | MISO | 0 | 0 | 2021
Vintage1951 | other | FALSE | 54677 | Y | . | CII Carbon LLC | CII Carbon LLC | 4660 | LA | WSC | SERC |  | 325 | 7 | Industrial NAICS Cogen | ST | WH | OTH | MISO | 358508 | 40457 | 2021
Vintage1990 | hydro | TRUE | 54678 | N | . | Sidney A Murray Jr Hydroelectric | First National Bank-Commerce | 6371 | LA | WSC | SERC |  | 22 | 2 | NAICS-22 Non-Cogen | HY | WAT | HYC | MISO | 9809570 | 1109178 | 2021
Vintage2004 | hydro | TRUE | 54679 | N | . | Boulder City Lakewood Hydro | Boulder City of | 1994 | CO | MTN | WECC |  | 22 | 2 | NAICS-22 Non-Cogen | HY | WAT | HYC | PSCO | 57548 | 6507 | 2021
Vintage1987 | hydro | TRUE | 54680 | N | . | Boulder City Betasso Hydro Plant | Boulder City of | 1994 | CO | MTN | WECC |  | 22 | 2 | NAICS-22 Non-Cogen | HY | WAT | HYC | PSCO | 57548 | 6507 | 2021
Vintage1987 | onshore wind | TRUE | 54686 | N | . | Difwind Farms Ltd VI | Terra-Gen Operating Co-Wind | 2770 | CA | PACC | WECC |  | 22 | 2 | NAICS-22 Non-Cogen | WT | WND | WND | CISO | 246934 | 27921 | 2021
Vintage2018 | geothermal | TRUE | 54689 | N | . | Heber Geothermal | ORCAL Geothermal, Inc | 49748 | CA | PACC | WECC |  | 22 | 2 | NAICS-22 Non-Cogen | BT | GEO | GEO | IID | 1350063 | 152653 | 2021
Vintage1985 | geothermal | TRUE | 54689 | N | . | Heber Geothermal | ORCAL Geothermal, Inc | 49748 | CA | PACC | WECC |  | 22 | 2 | NAICS-22 Non-Cogen | ST | GEO | GEO | IID | 1551051 | 175379 | 2021
| hard coal | FALSE | 54690 | Y | . | Amalgamated Sugar LLC Nampa | Amalgamated Sugar Co-Nampa | 24206 | ID | MTN | WECC |  | 311 | 7 | Industrial NAICS Cogen | ST | BIT | COL | IPCO | 0 | 0 | 2021
Vintage1968 | natural gas steam turbine | FALSE | 54690 | Y | . | Amalgamated Sugar LLC Nampa | Amalgamated Sugar Co-Nampa | 24206 | ID | MTN | WECC |  | 311 | 7 | Industrial NAICS Cogen | ST | NG | NG | IPCO | 229225 | 48875.39 | 2021
| hard coal | FALSE | 54690 | Y | . | Amalgamated Sugar LLC Nampa | Amalgamated Sugar Co-Nampa | 24206 | ID | MTN | WECC |  | 311 | 7 | Industrial NAICS Cogen | ST | SUB | COL | IPCO | 0 | 0 | 2021
Vintage1979 | hydro | TRUE | 54691 | N | . | Lower Beaver Falls Project | Eagle Creek Renewable Energy, LLC | 57280 | NY | MAT | NPCC |  | 22 | 2 | NAICS-22 Non-Cogen | HY | WAT | HYC | NYIS | 45793 | 5178 | 2021
| natural gas combined cycle | FALSE | 54693 | Y | . | York Generation Company LLC | York Generation Company LLC | 18458 | PA | MAT | RFC |  | 22 | 3 | NAICS-22 Cogen | CA | NG | NG | PJM | 0 | 0 | 2021
| natural gas combined cycle | FALSE | 54693 | N | . | York Generation Company LLC | York Generation Company LLC | 18458 | PA | MAT | RFC |  | 22 | 2 | NAICS-22 Non-Cogen | CA | NG | NG | PJM | 0 | 0 | 2021
| natural gas combined cycle | FALSE | 54693 | Y | . | York Generation Company LLC | York Generation Company LLC | 18458 | PA | MAT | RFC |  | 22 | 3 | NAICS-22 Cogen | CT | NG | NG | PJM | 0 | 0 | 2021
| natural gas combined cycle | FALSE | 54693 | N | . | York Generation Company LLC | York Generation Company LLC | 18458 | PA | MAT | RFC |  | 22 | 2 | NAICS-22 Non-Cogen | CT | NG | NG | PJM | 0 | 0 | 2021
| petroleum | FALSE | 54694 | Y | . | Yuma Cogeneration Associates | Falcon Power Operating Company | 49919 | AZ | MTN | WECC |  | 22 | 3 | NAICS-22 Cogen | CA | DFO | DFO | AZPS | 0 | 0 | 2021
Vintage1994 | natural gas combined cycle | TRUE | 54694 | Y | . | Yuma Cogeneration Associates | Falcon Power Operating Company | 49919 | AZ | MTN | WECC |  | 22 | 3 | NAICS-22 Cogen | CA | NG | NG | AZPS | 26867 | 18209 | 2021
| petroleum | FALSE | 54694 | Y | . | Yuma Cogeneration Associates | Falcon Power Operating Company | 49919 | AZ | MTN | WECC |  | 22 | 3 | NAICS-22 Cogen | CT | DFO | DFO | AZPS | 0 | 0 | 2021
Vintage1994 | natural gas combined cycle | TRUE | 54694 | Y | . | Yuma Cogeneration Associates | Falcon Power Operating Company | 49919 | AZ | MTN | WECC |  | 22 | 3 | NAICS-22 Cogen | CT | NG | NG | AZPS | 396235 | 34398 | 2021
Vintage2014 | biomass | TRUE | 54700 | N | . | Metro Methane Recovery Facility | WM Renewable Energy LLC | 54842 | IA | WNC | MRO |  | 22 | 2 | NAICS-22 Non-Cogen | IC | LFG | MLG | MISO | 1009182 | 87461 | 2021
Vintage2016 | petroleum | TRUE | 54710 | N | . | Alliant SBD 9205 A Y McDonald | Industrial Energy Applications Inc | 361 | IA | WNC | MRO |  | 22 | 2 | NAICS-22 Non-Cogen | IC | DFO | DFO | MISO | 307 | 19.6 | 2021
Vintage2014 | petroleum | TRUE | 54712 | N | . | Alliant SBD 9201 Norplex | Industrial Energy Applications Inc | 361 | IA | WNC | MRO |  | 22 | 2 | NAICS-22 Non-Cogen | IC | DFO | DFO | MISO | 1394 | 90.16 | 2021
| petroleum | FALSE | 54714 | N | . | Alliant SBD 8501 Aegon LI | Industrial Energy Applications Inc | 361 | IA | WNC | MRO |  | 22 | 2 | NAICS-22 Non-Cogen | IC | DFO | DFO | MISO | 0 | 0 | 2021
Vintage2000 | petroleum | TRUE | 54715 | N | . | Alliant SBD 9107 JBS USA | Industrial Energy Applications Inc | 361 | IA | WNC | MRO |  | 22 | 2 | NAICS-22 Non-Cogen | IC | DFO | DFO | MISO | 911 | 59.78 | 2021
Vintage1986 | petroleum | TRUE | 54716 | N | . | Alliant SBD 8602 Marion Sub | Industrial Energy Applications Inc | 361 | IA | WNC | MRO |  | 22 | 2 | NAICS-22 Non-Cogen | IC | DFO | DFO | MISO | 470 | 31.36 | 2021
Vintage1992 | petroleum | TRUE | 54717 | N | . | Alliant SBD 9106 Rockwell CR | Industrial Energy Applications Inc | 361 | IA | WNC | MRO |  | 22 | 2 | NAICS-22 Non-Cogen | IC | DFO | DFO | MISO | 2928 | 191.1 | 2021
Vintage1995 | petroleum | TRUE | 54718 | N | . | Alliant SBD 9206 Donaldson | Industrial Energy Applications Inc | 361 | IA | WNC | MRO |  | 22 | 2 | NAICS-22 Non-Cogen | IC | DFO | DFO | MISO | 279 | 18.62 | 2021
Vintage2012 | petroleum | TRUE | 54719 | N | . | Alliant SBD 9203 Profol | American Profol Incorporated | 56189 | IA | WNC | MRO |  | 22 | 2 | NAICS-22 Non-Cogen | IC | DFO | DFO | MISO | 1506 | 135.68 | 2021
| petroleum | FALSE | 54720 | N | . | Alliant SBD 8601 Quad Graphics | Industrial Energy Applications Inc | 361 | IA | WNC | MRO |  | 22 | 2 | NAICS-22 Non-Cogen | IC | DFO | DFO | MISO | 0 | 0 | 2021
Vintage1982 | hydro | TRUE | 54721 | N | . | Warm Springs Power Enterprises | Warm Springs Power Enterprises | 20100 | OR | PACC | WECC |  | 22 | 2 | NAICS-22 Non-Cogen | HY | WAT | HYC | PACW | 514898 | 58220 | 2021
Vintage1993 | biomass | TRUE | 54723 | N | . | I 95 Landfill Phase II | EPP Renewable Energy | 57249 | VA | SAT | SERC |  | 22 | 2 | NAICS-22 Non-Cogen | IC | LFG | MLG | PJM | 305539 | 22830 | 2021
Vintage2007 | geothermal | TRUE | 54724 | N | . | Ormesa II | Ormat Nevada Inc | 34691 | CA | PACC | WECC |  | 22 | 2 | NAICS-22 Non-Cogen | BT | GEO | GEO | IID | 908474 | 102722 | 2021
| geothermal | FALSE | 54724 | N | . | Ormesa II | Ormat Nevada Inc | 34691 | CA | PACC | WECC |  | 22 | 2 | NAICS-22 Non-Cogen | ST | GEO | GEO | IID | 0 | 0 | 2021
Vintage1993 | hydro | TRUE | 54729 | N | . | Taylor Draw Hydroelectric Facility | Rio Blanco Water Conserv Dist | 16070 | CO | MTN | WECC |  | 22 | 2 | NAICS-22 Non-Cogen | HY | WAT | HYC | WACM | 31688 | 3583 | 2021
Vintage2010 | petroleum | FALSE | 54731 | N | . | Hendricks Regional Health | Hendricks Regional Health | 8453 | IN | ENC | RFC |  | 622 | 4 | Commercial NAICS Non-Cogen | IC | DFO | DFO | MISO | 321 | 12 | 2021
| natural gas peaker | FALSE | 54731 | N | . | Hendricks Regional Health | Hendricks Regional Health | 8453 | IN | ENC | RFC |  | 622 | 4 | Commercial NAICS Non-Cogen | IC | NG | NG | MISO | 0 | 0 | 2021
| petroleum | FALSE | 54734 | N | . | Freeport McMoRan | Freeport McMoRan Inc | 14989 | NM | MTN | WECC |  | 2122 | 6 | Industrial NAICS Non-Cogen | IC | DFO | DFO | PNM | 0 | 0 | 2021
| natural gas peaker | FALSE | 54734 | N | . | Freeport McMoRan | Freeport McMoRan Inc | 14989 | NM | MTN | WECC |  | 2122 | 6 | Industrial NAICS Non-Cogen | IC | NG | NG | PNM | 0 | 0 | 2021
Vintage2019 | petroleum | TRUE | 54735 | N | . | Alliant SBD 9301 Prairie Farms | Industrial Energy Applications Inc | 361 | IA | WNC | MRO |  | 22 | 2 | NAICS-22 Non-Cogen | IC | DFO | DFO | MISO | 582 | 38.22 | 2021
Vintage1994 | municipal solid waste | TRUE | 54746 | N | . | Wheelabrator Falls | Wheelabrator Environmental Systems | 20541 | PA | MAT | RFC |  | 22 | 2 | NAICS-22 Non-Cogen | ST | MSB | MLG | PJM | 2384081 | 140459.7 | 2021
Vintage1994 | municipal solid waste | TRUE | 54746 | N | . | Wheelabrator Falls | Wheelabrator Environmental Systems | 20541 | PA | MAT | RFC |  | 22 | 2 | NAICS-22 Non-Cogen | ST | MSN | OTH | PJM | 2913916 | 171675.31 | 2021
| natural gas steam turbine | FALSE | 54746 | N | . | Wheelabrator Falls | Wheelabrator Environmental Systems | 20541 | PA | MAT | RFC |  | 22 | 2 | NAICS-22 Non-Cogen | ST | NG | NG | PJM | 0 | 0 | 2021
| natural gas peaker | FALSE | 54748 | Y | . | Port Neches Plant | Air Liquide Large Industries U S LP | 327 | TX | WSC | SERC |  | 325 | 7 | Industrial NAICS Cogen | GT | NG | NG | MISO | 0 | 0 | 2021
| natural gas combined cycle | FALSE | 54749 | Y | . | Goal Line LP | Goal Line LP | 22269 | CA | PACC | WECC |  | 22 | 3 | NAICS-22 Cogen | CA | NG | NG | CISO | 0 | 3181 | 2021
Vintage1994 | natural gas combined cycle | TRUE | 54749 | Y | . | Goal Line LP | Goal Line LP | 22269 | CA | PACC | WECC |  | 22 | 3 | NAICS-22 Cogen | CT | NG | NG | CISO | 133868 | 14181 | 2021
Vintage1992 | onshore wind | TRUE | 54750 | N | . | Coram Tehachapi | Brookfield Renewable Trading and Marketing LP | 63235 | CA | PACC | WECC |  | 22 | 2 | NAICS-22 Non-Cogen | WT | WND | WND | CISO | 69823 | 7895 | 2021
Vintage0 | natural gas steam turbine | FALSE | 54751 | N | . | Genesee Power Station LP | CMS Generation Operating LLC | 3836 | MI | ENC | RFC |  | 22 | 2 | NAICS-22 Non-Cogen | ST | NG | NG | MISO | 1124 | 70.198 | 2021
Vintage0 | other | FALSE | 54751 | N | . | Genesee Power Station LP | CMS Generation Operating LLC | 3836 | MI | ENC | RFC |  | 22 | 2 | NAICS-22 Non-Cogen | ST | TDF | OTH | MISO | 101179 | 6013.578 | 2021
Vintage1995 | biomass | TRUE | 54751 | N | . | Genesee Power Station LP | CMS Generation Operating LLC | 3836 | MI | ENC | RFC |  | 22 | 2 | NAICS-22 Non-Cogen | ST | WDS | WWW | MISO | 1879380 | 113823.22 | 2021
Vintage0 | hard coal | FALSE | 54752 | Y | . | International Paper Pine Hill Mill | International Paper Co. | 56291 | AL | ESC | SERC |  | 32213 | 7 | Industrial NAICS Cogen | ST | BIT | COL | SOCO | 140 | 20.621 | 2021
Vintage1982 | biomass | TRUE | 54752 | Y | . | International Paper Pine Hill Mill | International Paper Co. | 56291 | AL | ESC | SERC |  | 32213 | 7 | Industrial NAICS Cogen | ST | BLQ | WWW | SOCO | 1410829 | 208400.11 | 2021
| petroleum | FALSE | 54752 | Y | . | International Paper Pine Hill Mill | International Paper Co. | 56291 | AL | ESC | SERC |  | 32213 | 7 | Industrial NAICS Cogen | ST | DFO | DFO | SOCO | 0 | 0 | 2021
Vintage0 | natural gas steam turbine | FALSE | 54752 | Y | . | International Paper Pine Hill Mill | International Paper Co. | 56291 | AL | ESC | SERC |  | 32213 | 7 | Industrial NAICS Cogen | ST | NG | NG | SOCO | 433143 | 63981.704 | 2021
Vintage0 | petroleum | FALSE | 54752 | Y | . | International Paper Pine Hill Mill | International Paper Co. | 56291 | AL | ESC | SERC |  | 32213 | 7 | Industrial NAICS Cogen | ST | RFO | RFO | SOCO | 10338 | 1527.191 | 2021
Vintage1982 | biomass | TRUE | 54752 | Y | . | International Paper Pine Hill Mill | International Paper Co. | 56291 | AL | ESC | SERC |  | 32213 | 7 | Industrial NAICS Cogen | ST | WDS | WWW | SOCO | 1274223 | 188221.38 | 2021
Vintage1984 | hydro | TRUE | 54753 | N | . | Lateral 10 Ventures | Lateral 10 Ventures | 10723 | ID | MTN | WECC |  | 22 | 2 | NAICS-22 Non-Cogen | HY | WAT | HYC | IPCO | 43927 | 4967 | 2021
Vintage2006 | biomass | TRUE | 54756 | N | . | Coopersville | EDL Inc | 55858 | MI | ENC | RFC |  | 22 | 2 | NAICS-22 Non-Cogen | IC | LFG | MLG | MISO | 479412 | 41141 | 2021
Vintage2012 | biomass | TRUE | 54757 | N | . | Grand Blanc Generating Station | EDL Inc | 55858 | MI | ENC | RFC |  | 22 | 2 | NAICS-22 Non-Cogen | IC | LFG | MLG | MISO | 636072 | 53377 | 2021
Vintage1995 | municipal solid waste | TRUE | 54758 | N | . | Wheelabrator Lisbon | Wheelabrator Environmental Systems | 20541 | CT | NEW | NPCC |  | 22 | 2 | NAICS-22 Non-Cogen | ST | MSB | MLG | ISNE | 906660 | 45063.072 | 2021
Vintage1995 | municipal solid waste | TRUE | 54758 | N | . | Wheelabrator Lisbon | Wheelabrator Environmental Systems | 20541 | CT | NEW | NPCC |  | 22 | 2 | NAICS-22 Non-Cogen | ST | MSN | OTH | ISNE | 1108158 | 55077.928 | 2021
| natural gas combined cycle | FALSE | 54761 | Y | . | Hermiston Generating Plant | Hermiston Generating Co LP | 8503 | OR | PACC | WECC |  | 22 | 3 | NAICS-22 Cogen | CA | NG | NG | PACW | 0 | 1093946 | 2021
Vintage1996 | natural gas combined cycle | TRUE | 54761 | Y | . | Hermiston Generating Plant | Hermiston Generating Co LP | 8503 | OR | PACC | WECC |  | 22 | 3 | NAICS-22 Cogen | CT | NG | NG | PACW | 20910532 | 1729061 | 2021
| hard coal | FALSE | 54763 | Y | . | WestRock Demopolis Mill | WestRock Mill Company, LLC | 59976 | AL | ESC | SERC |  | 32213 | 7 | Industrial NAICS Cogen | ST | BIT | COL | SOCO | 0 | 0 | 2021
Vintage2014 | biomass | TRUE | 54763 | Y | . | WestRock Demopolis Mill | WestRock Mill Company, LLC | 59976 | AL | ESC | SERC |  | 32213 | 7 | Industrial NAICS Cogen | ST | BLQ | WWW | SOCO | 1135400 | 210778.78 | 2021
Vintage0 | petroleum | FALSE | 54763 | Y | . | WestRock Demopolis Mill | WestRock Mill Company, LLC | 59976 | AL | ESC | SERC |  | 32213 | 7 | Industrial NAICS Cogen | ST | DFO | DFO | SOCO | 1490 | 276.74 | 2021
Vintage0 | natural gas steam turbine | FALSE | 54763 | Y | . | WestRock Demopolis Mill | WestRock Mill Company, LLC | 59976 | AL | ESC | SERC |  | 32213 | 7 | Industrial NAICS Cogen | ST | NG | NG | SOCO | 31118 | 5776.903 | 2021
| biomass | FALSE | 54763 | Y | . | WestRock Demopolis Mill | WestRock Mill Company, LLC | 59976 | AL | ESC | SERC |  | 32213 | 7 | Industrial NAICS Cogen | ST | OBS | ORW | SOCO | 0 | 0 | 2021
Vintage2014 | biomass | TRUE | 54763 | Y | . | WestRock Demopolis Mill | WestRock Mill Company, LLC | 59976 | AL | ESC | SERC |  | 32213 | 7 | Industrial NAICS Cogen | ST | WDS | WWW | SOCO | 469969 | 87246.293 | 2021
Vintage2000 | petroleum | TRUE | 54766 | N | . | Boydton Plank Road Cogen Plant | Dinwiddie Power Inc | 5178 | VA | SAT | SERC |  | 22 | 2 | NAICS-22 Non-Cogen | IC | DFO | DFO | PJM | 182 | 19 | 2021
| natural gas peaker | FALSE | 54766 | N | . | Boydton Plank Road Cogen Plant | Dinwiddie Power Inc | 5178 | VA | SAT | SERC |  | 22 | 2 | NAICS-22 Non-Cogen | IC | NG | NG | PJM | 0 | 0 | 2021
| petroleum | FALSE | 54766 | N | . | Boydton Plank Road Cogen Plant | Dinwiddie Power Inc | 5178 | VA | SAT | SERC |  | 22 | 2 | NAICS-22 Non-Cogen | IC | WO | WOO | PJM | 0 | 0 | 2021
Vintage1992 | natural gas peaker | TRUE | 54768 | Y | . | Live Oak Limited | WCAC Operating Company | 60662 | CA | PACC | WECC |  | 22 | 3 | NAICS-22 Cogen | GT | NG | NG | CISO | 255809 | 32858 | 2021
Vintage2006 | petroleum | FALSE | 54769 | Y | . | NYU Luthern Medical Center | NYU Langone Health | 11329 | NY | MAT | NPCC |  | 622 | 5 | Commercial NAICS Cogen | IC | DFO | DFO | NYIS | 541 | 108 | 2021
| natural gas peaker | FALSE | 54769 | Y | . | NYU Luthern Medical Center | NYU Langone Health | 11329 | NY | MAT | NPCC |  | 622 | 5 | Commercial NAICS Cogen | IC | NG | NG | NYIS | 0 | 0 | 2021
Vintage1994 | hydro | TRUE | 54772 | N | . | South Glens Falls Hydroelectric | Boralex Hydro Operations Inc | 55754 | NY | MAT | NPCC |  | 22 | 2 | NAICS-22 Non-Cogen | HY | WAT | HYC | NYIS | 698320 | 78960 | 2021
| petroleum | FALSE | 54775 | Y | . | University of Iowa Main Power Plant | University of Iowa | 19539 | IA | WNC | MRO |  | 611 | 5 | Commercial NAICS Cogen | IC | DFO | DFO | MISO | 0 | 0 | 2021
Vintage2014 | natural gas peaker | FALSE | 54775 | Y | . | University of Iowa Main Power Plant | University of Iowa | 19539 | IA | WNC | MRO |  | 611 | 5 | Commercial NAICS Cogen | IC | NG | NG | MISO | 664 | 15.68 | 2021
Vintage0 | hard coal | FALSE | 54775 | Y | . | University of Iowa Main Power Plant | University of Iowa | 19539 | IA | WNC | MRO |  | 611 | 5 | Commercial NAICS Cogen | ST | BIT | COL | MISO | 4556 | 894.738 | 2021
Vintage1974 | natural gas steam turbine | FALSE | 54775 | Y | . | University of Iowa Main Power Plant | University of Iowa | 19539 | IA | WNC | MRO |  | 611 | 5 | Commercial NAICS Cogen | ST | NG | NG | MISO | 10097 | 1982.724 | 2021
Vintage0 | biomass | FALSE | 54775 | Y | . | University of Iowa Main Power Plant | University of Iowa | 19539 | IA | WNC | MRO |  | 611 | 5 | Commercial NAICS Cogen | ST | OBS | ORW | MISO | 4529 | 889.349 | 2021
Vintage0 | biomass | FALSE | 54775 | Y | . | University of Iowa Main Power Plant | University of Iowa | 19539 | IA | WNC | MRO |  | 611 | 5 | Commercial NAICS Cogen | ST | WDS | WWW | MISO | 1737 | 341.189 | 2021
| petroleum | FALSE | 54780 | Y | . | University of Illinois Abbott Power Plt | University of Illinois | 19528 | IL | ENC | SERC |  | 611 | 5 | Commercial NAICS Cogen | GT | DFO | DFO | MISO | 0 | 0 | 2021
Vintage2003 | natural gas peaker | FALSE | 54780 | Y | . | University of Illinois Abbott Power Plt | University of Illinois | 19528 | IL | ENC | SERC |  | 611 | 5 | Commercial NAICS Cogen | GT | NG | NG | MISO | 1029707 | 180410.16 | 2021
Vintage0 | hard coal | FALSE | 54780 | Y | . | University of Illinois Abbott Power Plt | University of Illinois | 19528 | IL | ENC | SERC |  | 611 | 5 | Commercial NAICS Cogen | ST | BIT | COL | MISO | 11134 | 1854.321 | 2021
Vintage2004 | natural gas steam turbine | FALSE | 54780 | Y | . | University of Illinois Abbott Power Plt | University of Illinois | 19528 | IL | ENC | SERC |  | 611 | 5 | Commercial NAICS Cogen | ST | NG | NG | MISO | 324209 | 53991.359 | 2021
Vintage1994 | biomass | TRUE | 54781 | N | . | Mas Suffolk RNG, LLC | Mas Suffolk RNG, LLC | 18190 | VA | SAT | SERC |  | 22 | 2 | NAICS-22 Non-Cogen | IC | LFG | MLG | PJM | 95881 | 3222 | 2021
Vintage2007 | biomass | TRUE | 54782 | N | . | Seneca Energy | Seneca Energy II | 17283 | NY | MAT | NPCC |  | 22 | 2 | NAICS-22 Non-Cogen | IC | LFG | MLG | NYIS | 1041082 | 94836 | 2021
Vintage1997 | natural gas peaker | TRUE | 54785 | Y | . | Grays Ferry Cogeneration | Grays Ferry Cogen Partnership | 7564 | PA | MAT | RFC |  | 22 | 3 | NAICS-22 Cogen | GT | NG | NG | PJM | 3737445 | 722827 | 2021
| petroleum | FALSE | 54785 | Y | . | Grays Ferry Cogeneration | Grays Ferry Cogen Partnership | 7564 | PA | MAT | RFC |  | 22 | 3 | NAICS-22 Cogen | ST | DFO | DFO | PJM | 0 | 0 | 2021
Vintage1997 | natural gas steam turbine | TRUE | 54785 | Y | . | Grays Ferry Cogeneration | Grays Ferry Cogen Partnership | 7564 | PA | MAT | RFC |  | 22 | 3 | NAICS-22 Cogen | ST | NG | NG | PJM | 1173581 | 238359 | 2021
| biomass | FALSE | 54785 | Y | . | Grays Ferry Cogeneration | Grays Ferry Cogen Partnership | 7564 | PA | MAT | RFC |  | 22 | 3 | NAICS-22 Cogen | ST | OBL | ORW | PJM | 0 | 0 | 2021
| natural gas peaker | FALSE | 54788 | N | . | Evanston Township High School | Evanston Board of Education | 6883 | IL | ENC | RFC |  | 611 | 4 | Commercial NAICS Non-Cogen | IC | NG | NG | PJM | 0 | 0 | 2021
Vintage2017 | biomass | TRUE | 54789 | Y | . | Georgia-Pacific Brewton Mill | Georgia-Pacific Brewton LLC | 55932 | AL | ESC | SERC |  | 322 | 7 | Industrial NAICS Cogen | ST | BLQ | WWW | SOCO | 1386391 | 257529.86 | 2021
| petroleum | FALSE | 54789 | Y | . | Georgia-Pacific Brewton Mill | Georgia-Pacific Brewton LLC | 55932 | AL | ESC | SERC |  | 322 | 7 | Industrial NAICS Cogen | ST | DFO | DFO | SOCO | 0 | 0 | 2021
Vintage1982 | natural gas steam turbine | FALSE | 54789 | Y | . | Georgia-Pacific Brewton Mill | Georgia-Pacific Brewton LLC | 55932 | AL | ESC | SERC |  | 322 | 7 | Industrial NAICS Cogen | ST | NG | NG | SOCO | 1097843 | 203930.78 | 2021
| other | FALSE | 54789 | Y | . | Georgia-Pacific Brewton Mill | Georgia-Pacific Brewton LLC | 55932 | AL | ESC | SERC |  | 322 | 7 | Industrial NAICS Cogen | ST | OTH | OTH | SOCO | 0 | 0 | 2021
| petroleum | FALSE | 54789 | Y | . | Georgia-Pacific Brewton Mill | Georgia-Pacific Brewton LLC | 55932 | AL | ESC | SERC |  | 322 | 7 | Industrial NAICS Cogen | ST | RFO | RFO | SOCO | 0 | 0 | 2021
| biomass | FALSE | 54789 | Y | . | Georgia-Pacific Brewton Mill | Georgia-Pacific Brewton LLC | 55932 | AL | ESC | SERC |  | 322 | 7 | Industrial NAICS Cogen | ST | SLW | ORW | SOCO | 0 | 0 | 2021
| biomass | FALSE | 54789 | Y | . | Georgia-Pacific Brewton Mill | Georgia-Pacific Brewton LLC | 55932 | AL | ESC | SERC |  | 322 | 7 | Industrial NAICS Cogen | ST | WDS | WWW | SOCO | 0 | 0 | 2021
Vintage1993 | natural gas peaker | FALSE | 54790 | Y | . | CSL Behring LLC | CSL Behring LLC | 8683 | IL | ENC | RFC |  | 325 | 7 | Industrial NAICS Cogen | GT | NG | NG | PJM | 395465 | 26658 | 2021
Vintage1999 | onshore wind | TRUE | 54793 | N | . | Storm Lake 1 | Allete Clean Energy | 59496 | IA | WNC | MRO |  | 22 | 2 | NAICS-22 Non-Cogen | WT | WND | WND | MISO | 869798 | 98349 | 2021
Vintage2001 | natural gas steam turbine | FALSE | 54795 | Y | . | Domino Sugar Baltimore | American Sugar Refining, Inc. | 5277 | MD | SAT | RFC |  | 311 | 7 | Industrial NAICS Cogen | ST | NG | NG | PJM | 236344 | 47893.409 | 2021
Vintage0 | petroleum | FALSE | 54795 | Y | . | Domino Sugar Baltimore | American Sugar Refining, Inc. | 5277 | MD | SAT | RFC |  | 311 | 7 | Industrial NAICS Cogen | ST | RFO | RFO | PJM | 1131 | 229.148 | 2021
Vintage2001 | natural gas peaker | FALSE | 54800 | Y | . | Saint Agnes Medical Center | Saint Agnes Medical Center | 16578 | CA | PACC | WECC |  | 622 | 5 | Commercial NAICS Cogen | GT | NG | NG | CISO | 121650 | 29333 | 2021
Vintage2000 | hydro | FALSE | 54801 | N | . | Avalon Hydropower | Avalon Hydropower LLC | 1005 | NC | SAT | SERC |  | 22131 | 4 | Commercial NAICS Non-Cogen | HY | WAT | HYC | DUK | 51428 | 5815 | 2021
Vintage1998 | natural gas peaker | FALSE | 54802 | Y | . | Mead Coated Board | Mead Coated Board Inc | 12222 | AL | ESC | SERC |  | 32213 | 7 | Industrial NAICS Cogen | GT | NG | NG | SOCO | 715244 | 152779.22 | 2021
Vintage1990 | biomass | TRUE | 54802 | Y | . | Mead Coated Board | Mead Coated Board Inc | 12222 | AL | ESC | SERC |  | 32213 | 7 | Industrial NAICS Cogen | ST | BLQ | WWW | SOCO | 1364812 | 290899.13 | 2021
| petroleum | FALSE | 54802 | Y | . | Mead Coated Board | Mead Coated Board Inc | 12222 | AL | ESC | SERC |  | 32213 | 7 | Industrial NAICS Cogen | ST | DFO | DFO | SOCO | 0 | 0 | 2021
Vintage0 | natural gas steam turbine | FALSE | 54802 | Y | . | Mead Coated Board | Mead Coated Board Inc | 12222 | AL | ESC | SERC |  | 32213 | 7 | Industrial NAICS Cogen | ST | NG | NG | SOCO | 211991 | 45247.116 | 2021
Vintage1990 | biomass | TRUE | 54802 | Y | . | Mead Coated Board | Mead Coated Board Inc | 12222 | AL | ESC | SERC |  | 32213 | 7 | Industrial NAICS Cogen | ST | WDS | WWW | SOCO | 1173001 | 250029.22 | 2021
| petroleum | FALSE | 54803 | Y | . | Plymouth State College Cogeneration | Plymouth State University | 59190 | NH | NEW | NPCC |  | 611 | 5 | Commercial NAICS Cogen | IC | DFO | DFO | ISNE | 0 | 0 | 2021
| petroleum | FALSE | 54803 | Y | . | Plymouth State College Cogeneration | Plymouth State University | 59190 | NH | NEW | NPCC |  | 611 | 5 | Commercial NAICS Cogen | IC | RFO | RFO | ISNE | 0 | 0 | 2021
Vintage1993 | natural gas combined cycle | TRUE | 54805 | N | . | Milford Power LP | Milford Power LLC | 12469 | MA | NEW | NPCC |  | 22 | 2 | NAICS-22 Non-Cogen | CA | NG | NG | ISNE | 367870 | 89940 | 2021
Vintage1993 | natural gas combined cycle | TRUE | 54805 | N | . | Milford Power LP | Milford Power LLC | 12469 | MA | NEW | NPCC |  | 22 | 2 | NAICS-22 Non-Cogen | CT | NG | NG | ISNE | 1821851 | 161821 | 2021
| petroleum | FALSE | 54808 | Y | . | New York University Central Plant | New York University | 13491 | NY | MAT | NPCC |  | 611 | 5 | Commercial NAICS Cogen | CA | DFO | DFO | NYIS | 0 | 39.019 | 2021
| natural gas combined cycle | FALSE | 54808 | Y | . | New York University Central Plant | New York University | 13491 | NY | MAT | NPCC |  | 611 | 5 | Commercial NAICS Cogen | CA | NG | NG | NYIS | 0 | 5200.981 | 2021
Vintage0 | petroleum | FALSE | 54808 | Y | . | New York University Central Plant | New York University | 13491 | NY | MAT | NPCC |  | 611 | 5 | Commercial NAICS Cogen | CT | DFO | DFO | NYIS | 5972 | 512.583 | 2021
Vintage2010 | natural gas combined cycle | FALSE | 54808 | Y | . | New York University Central Plant | New York University | 13491 | NY | MAT | NPCC |  | 611 | 5 | Commercial NAICS Cogen | CT | NG | NG | NYIS | 796206 | 68324.417 | 2021
| petroleum | FALSE | 54808 | Y | . | New York University Central Plant | New York University | 13491 | NY | MAT | NPCC |  | 611 | 5 | Commercial NAICS Cogen | CT | RFO | RFO | NYIS | 0 | 0 | 2021
| petroleum | FALSE | 54808 | Y | . | New York University Central Plant | New York University | 13491 | NY | MAT | NPCC |  | 611 | 5 | Commercial NAICS Cogen | IC | DFO | DFO | NYIS | 0 | 0 | 2021
Vintage2003 | petroleum | FALSE | 54809 | Y | . | University of Washington Power Plant | University of Washington | 19664 | WA | PACC | WECC |  | 611 | 5 | Commercial NAICS Cogen | IC | DFO | DFO | SCL | 521 | 119.56 | 2021
Vintage0 | petroleum | FALSE | 54809 | Y | . | University of Washington Power Plant | University of Washington | 19664 | WA | PACC | WECC |  | 611 | 5 | Commercial NAICS Cogen | ST | DFO | DFO | SCL | 32 | 7.32 | 2021
Vintage1969 | natural gas steam turbine | FALSE | 54809 | Y | . | University of Washington Power Plant | University of Washington | 19664 | WA | PACC | WECC |  | 611 | 5 | Commercial NAICS Cogen | ST | NG | NG | SCL | 55420 | 12604.62 | 2021
| other | FALSE | 54809 | Y | . | University of Washington Power Plant | University of Washington | 19664 | WA | PACC | WECC |  | 611 | 5 | Commercial NAICS Cogen | ST | PG | WOO | SCL | 0 | 0 | 2021
Vintage1994 | hydro | TRUE | 54812 | N | . | Mile 28 Water Power Project | Wood Hydro, LLC | 62045 | ID | MTN | WECC |  | 22 | 2 | NAICS-22 Non-Cogen | HY | WAT | HYC | IPCO | 47653 | 5388 | 2021
| petroleum | FALSE | 54813 | N | . | Shepherd Center | Shepherd Center | 17069 | GA | SAT | SERC |  | 22 | 2 | NAICS-22 Non-Cogen | IC | DFO | DFO | SOCO | 286 | 0 | 2021
| petroleum | FALSE | 54817 | N | . | Johnson County | Brazos Electric Power Coop Inc | 2172 | TX | WSC | TRE |  | 22 | 1 | Electric Utility | CA | DFO | DFO | ERCO | 0 | 3717.026 | 2021
Vintage1996 | natural gas combined cycle | TRUE | 54817 | N | . | Johnson County | Brazos Electric Power Coop Inc | 2172 | TX | WSC | TRE |  | 22 | 1 | Electric Utility | CA | NG | NG | ERCO | 84005 | 261353.97 | 2021
Vintage0 | petroleum | FALSE | 54817 | N | . | Johnson County | Brazos Electric Power Coop Inc | 2172 | TX | WSC | TRE |  | 22 | 1 | Electric Utility | CT | DFO | DFO | ERCO | 92339 | 7844.116 | 2021
Vintage1996 | natural gas combined cycle | TRUE | 54817 | N | . | Johnson County | Brazos Electric Power Coop Inc | 2172 | TX | WSC | TRE |  | 22 | 1 | Electric Utility | CT | NG | NG | ERCO | 5988986 | 491308.88 | 2021
| petroleum | FALSE | 54818 | N | . | 191 Peachtree Tower | Banyan St./GAP 191 Peachtree Owner, LLC | 21260 | GA | SAT | SERC |  | 53 | 4 | Commercial NAICS Non-Cogen | IC | DFO | DFO | SOCO | 39 | 0 | 2021
Vintage1998 | petroleum | FALSE | 54823 | N | . | Smithfield Farmland Corp Bladen | Smithfield Fresh Meats Corp. | 17449 | NC | SAT | SERC |  | 311 | 6 | Industrial NAICS Non-Cogen | IC | DFO | DFO | CPLE | 580 | 52 | 2021
Vintage1993 | hydro | TRUE | 54827 | N | . | Wailuku River Hydroelectric | Wailuku Holding Company LLC | 54809 | HI | PACN |  |  | 22 | 2 | NAICS-22 Non-Cogen | HY | WAT | HYC |  | 301440 | 34084 | 2021
| petroleum | FALSE | 54829 | Y | . | Bristol Myers Squibb New Brunswick | Bristol-Myers Squibb Co | 2265 | NJ | MAT | RFC |  | 325 | 7 | Industrial NAICS Cogen | GT | DFO | DFO | PJM | 0 | 0 | 2021
Vintage1992 | natural gas peaker | FALSE | 54829 | Y | . | Bristol Myers Squibb New Brunswick | Bristol-Myers Squibb Co | 2265 | NJ | MAT | RFC |  | 325 | 7 | Industrial NAICS Cogen | GT | NG | NG | PJM | 277321 | 56762 | 2021
| petroleum | FALSE | 54829 | Y | . | Bristol Myers Squibb New Brunswick | Bristol-Myers Squibb Co | 2265 | NJ | MAT | RFC |  | 325 | 7 | Industrial NAICS Cogen | ST | DFO | DFO | PJM | 0 | 0 | 2021
Vintage1999 | natural gas steam turbine | FALSE | 54829 | Y | . | Bristol Myers Squibb New Brunswick | Bristol-Myers Squibb Co | 2265 | NJ | MAT | RFC |  | 325 | 7 | Industrial NAICS Cogen | ST | NG | NG | PJM | 308 | 64 | 2021
Vintage2004 | petroleum | FALSE | 54830 | N | . | Emory Decatur Hospital | DeKalb Regional Health System | 50109 | GA | SAT | SERC |  | 622 | 4 | Commercial NAICS Non-Cogen | IC | DFO | DFO | SOCO | 220 | 21.56 | 2021
| petroleum | FALSE | 54832 | Y | . | Brandywine Power Facility | KMC Thermo, LLC | 14410 | MD | SAT | RFC |  | 22 | 3 | NAICS-22 Cogen | CA | DFO | DFO | PJM | 0 | 114.432 | 2021
| natural gas combined cycle | FALSE | 54832 | Y | . | Brandywine Power Facility | KMC Thermo, LLC | 14410 | MD | SAT | RFC |  | 22 | 3 | NAICS-22 Cogen | CA | NG | NG | PJM | 0 | 276177.57 | 2021
Vintage0 | petroleum | FALSE | 54832 | Y | . | Brandywine Power Facility | KMC Thermo, LLC | 14410 | MD | SAT | RFC |  | 22 | 3 | NAICS-22 Cogen | CT | DFO | DFO | PJM | 2440 | 171.774 | 2021
Vintage1996 | natural gas combined cycle | TRUE | 54832 | Y | . | Brandywine Power Facility | KMC Thermo, LLC | 14410 | MD | SAT | RFC |  | 22 | 3 | NAICS-22 Cogen | CT | NG | NG | PJM | 5864761 | 416635.23 | 2021
Vintage2010 | petroleum | FALSE | 54834 | N | . | Fort Greely Power Plant | Doyon Utilities - Fort Greely | 19272 | AK | PACN |  |  | 921 | 4 | Commercial NAICS Non-Cogen | IC | DFO | DFO |  | 572 | 59.78 | 2021
Vintage1992 | petroleum | FALSE | 54835 | N | . | Evonik Industries AG | Evonik Degussa Corporation | 56537 | IN | ENC | RFC |  | 325 | 6 | Industrial NAICS Non-Cogen | IC | DFO | DFO | MISO | 47 | 7 | 2021
| petroleum | FALSE | 54839 | N | . | Valdosta Water Treatment Plant | Valdosta City of | 19726 | GA | SAT | SERC |  | 483 | 4 | Commercial NAICS Non-Cogen | IC | DFO | DFO | SOCO | 281 | 0 | 2021
| petroleum | FALSE | 54844 | N | . | Gordonsville Energy LP | Virginia Electric & Power Co | 19876 | VA | SAT | SERC |  | 22 | 1 | Electric Utility | CA | DFO | DFO | PJM | 0 | 0 | 2021
| natural gas combined cycle | FALSE | 54844 | N | . | Gordonsville Energy LP | Virginia Electric & Power Co | 19876 | VA | SAT | SERC |  | 22 | 1 | Electric Utility | CA | NG | NG | PJM | 0 | 0 | 2021
Vintage0 | petroleum | FALSE | 54844 | N | . | Gordonsville Energy LP | Virginia Electric & Power Co | 19876 | VA | SAT | SERC |  | 22 | 1 | Electric Utility | CT | DFO | DFO | PJM | 100278 | 12048.301 | 2021
Vintage1994 | natural gas combined cycle | TRUE | 54844 | N | . | Gordonsville Energy LP | Virginia Electric & Power Co | 19876 | VA | SAT | SERC |  | 22 | 1 | Electric Utility | CT | NG | NG | PJM | 8168115 | 986370.7 | 2021
Vintage1994 | petroleum | FALSE | 54845 | N | . | Sun Trust Plaza | Sun Trust Plaza Associates LLC | 18166 | GA | SAT | SERC |  | 521 | 4 | Commercial NAICS Non-Cogen | IC | DFO | DFO | SOCO | 84 | 38 | 2021
| petroleum | FALSE | 54848 | N | . | South Georgia Medical Center | Lowndes County Hospital Authority | 11284 | GA | SAT | SERC |  | 622 | 4 | Commercial NAICS Non-Cogen | IC | DFO | DFO | SOCO | 0 | 0 | 2021
Vintage2002 | biomass | TRUE | 54850 | Y | . | Cox Waste to Energy | Cox Interior Inc | 4413 | KY | ESC | SERC |  | 321 | 7 | Industrial NAICS Cogen | ST | WDS | WWW | PJM | 45210 | 1360 | 2021
Vintage0 | petroleum | FALSE | 54851 | Y | . | MMSD Jones Island Wastewater | Milwaukee Metro Sewerage Dist | 12619 | WI | ENC | RFC |  | 22132 | 5 | Commercial NAICS Cogen | GT | DFO | DFO | MISO | 2461 | 465.823 | 2021
Vintage2013 | biomass | TRUE | 54851 | Y | . | MMSD Jones Island Wastewater | Milwaukee Metro Sewerage Dist | 12619 | WI | ENC | RFC |  | 22132 | 5 | Commercial NAICS Cogen | GT | LFG | MLG | MISO | 117176 | 22318.026 | 2021
Vintage2013 | natural gas peaker | FALSE | 54851 | Y | . | MMSD Jones Island Wastewater | Milwaukee Metro Sewerage Dist | 12619 | WI | ENC | RFC |  | 22132 | 5 | Commercial NAICS Cogen | GT | NG | NG | MISO | 307748 | 58557.151 | 2021
| petroleum | FALSE | 54854 | N | . | Sun Peak Generating Station | Nevada Power Co | 13407 | NV | MTN | WECC |  | 22 | 1 | Electric Utility | GT | DFO | DFO | NEVP | 0 | 0 | 2021
Vintage1991 | natural gas peaker | TRUE | 54854 | N | . | Sun Peak Generating Station | Nevada Power Co | 13407 | NV | MTN | WECC |  | 22 | 1 | Electric Utility | GT | NG | NG | NEVP | 972950 | 73311 | 2021
Vintage2011 | petroleum | FALSE | 54858 | N | . | Southwestern Bell Telephone | AT&T | 22035 | MO | WNC | SERC |  | 517 | 4 | Commercial NAICS Non-Cogen | IC | DFO | DFO | MISO | 450 | 40 | 2021
Vintage1994 | hydro | TRUE | 54860 | N | . | Black Creek | Black Creek Hydro Inc | 1784 | WA | PACC | WECC |  | 22 | 2 | NAICS-22 Non-Cogen | HY | WAT | HYC | PSEI | 98724 | 11163 | 2021
Vintage2006 | petroleum | FALSE | 54863 | N | . | Bassett Medical Center | Bassett Healthcare | 1362 | NY | MAT | NPCC |  | 622 | 4 | Commercial NAICS Non-Cogen | IC | DFO | DFO | NYIS | 348 | 33 | 2021
Vintage1991 | hydro | TRUE | 54865 | N | . | Phoenix Hydro Project | Eagle Creek Renewable Energy, LLC | 57280 | NY | MAT | NPCC |  | 22 | 2 | NAICS-22 Non-Cogen | HY | WAT | HYC | NYIS | 97938 | 11074 | 2021
| hard coal | FALSE | 54867 | Y | . | Neenah Paper Munising Mill | Neenah Paper Michigan Inc. | 50021 | MI | ENC | MRO |  | 322122 | 7 | Industrial NAICS Cogen | ST | BIT | COL | MISO | 0 | 0 | 2021
| natural gas steam turbine | FALSE | 54867 | Y | . | Neenah Paper Munising Mill | Neenah Paper Michigan Inc. | 50021 | MI | ENC | MRO |  | 322122 | 7 | Industrial NAICS Cogen | ST | NG | NG | MISO | 0 | 0 | 2021
| petroleum | FALSE | 54877 | N | . | Atlanta Gift Mart LP | Atlanta Gift Mart LP | 876 | GA | SAT | SERC |  | 53 | 4 | Commercial NAICS Non-Cogen | IC | DFO | DFO | SOCO | 12 | 0 | 2021
Vintage1959 | hydro | FALSE | 54878 | N | . | Dunn Paper | Dunn Paper | 32080 | NY | MAT | NPCC |  | 322122 | 6 | Industrial NAICS Non-Cogen | HY | WAT | HYC | NYIS | 48623 | 5498 | 2021
| petroleum | FALSE | 54882 | N | . | CenturyLink Regional HQ | Franklin Charter, LLC | 65034 | NC | SAT | SERC |  | 53 | 4 | Commercial NAICS Non-Cogen | IC | DFO | DFO | CPLE | 0 | 0 | 2021
Vintage1927 | hydro | FALSE | 54885 | N | . | Kimberly Mill | City of Kaukauna | 10056 | WI | ENC | RFC |  | 322 | 6 | Industrial NAICS Non-Cogen | HY | WAT | HYC | MISO | 123436 | 13957 | 2021
Vintage2006 | petroleum | FALSE | 54886 | N | . | Presence Saint Mary of Nazareth Hospital | Presence Health | 15917 | IL | ENC | RFC |  | 622 | 4 | Commercial NAICS Non-Cogen | IC | DFO | DFO | PJM | 228 | 7.539 | 2021
Vintage1993 | natural gas peaker | FALSE | 54886 | N | . | Presence Saint Mary of Nazareth Hospital | Presence Health | 15917 | IL | ENC | RFC |  | 622 | 4 | Commercial NAICS Non-Cogen | IC | NG | NG | PJM | 74 | 2.461 | 2021
| petroleum | FALSE | 54886 | N | . | Presence Saint Mary of Nazareth Hospital | Presence Health | 15917 | IL | ENC | RFC |  | 622 | 4 | Commercial NAICS Non-Cogen | IC | RFO | RFO | PJM | 0 | 0 | 2021
Vintage0 | petroleum | FALSE | 54887 | Y | . | DSM Pharmaceuticals | Patheon Manufacturing Service LLC | 59895 | NC | SAT | SERC |  | 325 | 7 | Industrial NAICS Cogen | GT | DFO | DFO | CPLE | 3870 | 419.613 | 2021
Vintage1993 | natural gas peaker | FALSE | 54887 | Y | . | DSM Pharmaceuticals | Patheon Manufacturing Service LLC | 59895 | NC | SAT | SERC |  | 325 | 7 | Industrial NAICS Cogen | GT | NG | NG | CPLE | 13 | 1.387 | 2021
| petroleum | FALSE | 54887 | Y | . | DSM Pharmaceuticals | Patheon Manufacturing Service LLC | 59895 | NC | SAT | SERC |  | 325 | 7 | Industrial NAICS Cogen | GT | RFO | RFO | CPLE | 0 | 0 | 2021
Vintage2015 | petroleum | FALSE | 54887 | Y | . | DSM Pharmaceuticals | Patheon Manufacturing Service LLC | 59895 | NC | SAT | SERC |  | 325 | 7 | Industrial NAICS Cogen | IC | DFO | DFO | CPLE | 2998 | 369 | 2021
Vintage1995 | biomass | TRUE | 54890 | N | . | Peoples Generating Station | North American Natural Res | 13559 | MI | ENC | RFC |  | 22 | 2 | NAICS-22 Non-Cogen | IC | LFG | MLG | MISO | 148854 | 20493 | 2021
Vintage1924 | hydro | TRUE | 54894 | N | . | Narrows (NC) | Eagle Creek Renewable Energy, LLC | 57280 | NC | SAT | SERC |  | 22 | 1 | Electric Utility | HY | WAT | HYC | YAD | 4153548 | 469646 | 2021
Vintage1922 | hydro | TRUE | 54895 | N | . | Falls Hydro | Eagle Creek Renewable Energy, LLC | 57280 | NC | SAT | SERC |  | 22 | 1 | Electric Utility | HY | WAT | HYC | YAD | 1217677 | 137684 | 2021
Vintage1927 | hydro | TRUE | 54896 | N | . | High Rock Hydro | Eagle Creek Renewable Energy, LLC | 57280 | NC | SAT | SERC |  | 22 | 1 | Electric Utility | HY | WAT | HYC | YAD | 1246430 | 140935 | 2021
Vintage1962 | hydro | TRUE | 54897 | N | . | Tuckertown Hydro | Eagle Creek Renewable Energy, LLC | 57280 | NC | SAT | SERC |  | 22 | 1 | Electric Utility | HY | WAT | HYC | YAD | 940931 | 106392 | 2021
Vintage1928 | hydro | TRUE | 54898 | N | . | Santeetlah | Brookfield Smoky Mountain Hydropower LP | 306 | NC | SAT | SERC |  | 22 | 2 | NAICS-22 Non-Cogen | HY | WAT | HYC | TVA | 1575256 | 178116 | 2021
Vintage2013 | hydro | TRUE | 54899 | N | . | Cheoah | Brookfield Smoky Mountain Hydropower LP | 306 | NC | SAT | SERC |  | 22 | 2 | NAICS-22 Non-Cogen | HY | WAT | HYC | TVA | 5604877 | 633749 | 2021
Vintage1938 | hydro | TRUE | 54900 | N | . | Calderwood | Brookfield Smoky Mountain Hydropower LP | 306 | TN | ESC | SERC |  | 22 | 2 | NAICS-22 Non-Cogen | HY | WAT | HYC | TVA | 6543135 | 739839 | 2021
Vintage1957 | hydro | TRUE | 54901 | N | . | Chilhowee | Brookfield Smoky Mountain Hydropower LP | 306 | TN | ESC | SERC |  | 22 | 2 | NAICS-22 Non-Cogen | HY | WAT | HYC | TVA | 1783684 | 201683 | 2021
Vintage1994 | biomass | TRUE | 54903 | N | . | Adrian Energy Associates LLC | EPP Renewable Energy | 57249 | MI | ENC | RFC |  | 22 | 2 | NAICS-22 Non-Cogen | IC | LFG | MLG | MISO | 158599 | 11174 | 2021
| petroleum | FALSE | 54906 | N | . | Georgia Pacific Center | GP Center Holdings LLC | 60564 | GA | SAT | SERC |  | 53 | 4 | Commercial NAICS Non-Cogen | IC | DFO | DFO | SOCO | 204 | 0 | 2021
Vintage0 | petroleum | FALSE | 54907 | Y | . | Mass Inst Tech Cntrl Utilities/Cogen Plt | Massachusetts Inst of Tech | 11820 | MA | NEW | NPCC |  | 611 | 5 | Commercial NAICS Cogen | GT | DFO | DFO | ISNE | 7041 | 1054.936 | 2021
Vintage2021 | natural gas peaker | FALSE | 54907 | Y | . | Mass Inst Tech Cntrl Utilities/Cogen Plt | Massachusetts Inst of Tech | 11820 | MA | NEW | NPCC |  | 611 | 5 | Commercial NAICS Cogen | GT | NG | NG | ISNE | 532998 | 79866.064 | 2021
Vintage1983 | biomass | TRUE | 54908 | Y | . | Enderlin | Archer Daniels Midland Co | 772 | ND | WNC | MRO |  | 311 | 7 | Industrial NAICS Cogen | ST | AB | ORW | MISO | 15455 | 1764 | 2021
| natural gas steam turbine | FALSE | 54908 | Y | . | Enderlin | Archer Daniels Midland Co | 772 | ND | WNC | MRO |  | 311 | 7 | Industrial NAICS Cogen | ST | NG | NG | MISO | 0 | 0 | 2021
Vintage2002 | onshore wind | TRUE | 54909 | N | . | Tehachapi Wind Resource II | CalWind Resources Inc | 2719 | CA | PACC | WECC |  | 22 | 2 | NAICS-22 Non-Cogen | WT | WND | WND | CISO | 431826 | 48827 | 2021
Vintage2012 | biomass | TRUE | 54910 | N | . | Brent Run Generating Station | EDL Inc | 55858 | MI | ENC | RFC |  | 22 | 2 | NAICS-22 Non-Cogen | IC | LFG | MLG | MISO | 495951 | 46454 | 2021
| natural gas combined cycle | FALSE | 54912 | Y | . | Martinez Refining | Martinez Refining Co | 11651 | CA | PACC | WECC |  | 324 | 7 | Industrial NAICS Cogen | CA | NG | NG | CISO | 0 | 99378.506 | 2021
Vintage1995 | other | FALSE | 54912 | Y | . | Martinez Refining | Martinez Refining Co | 11651 | CA | PACC | WECC |  | 324 | 7 | Industrial NAICS Cogen | CA | OG | OOG | CISO | 194700 | 29672.494 | 2021
Vintage1996 | natural gas combined cycle | FALSE | 54912 | Y | . | Martinez Refining | Martinez Refining Co | 11651 | CA | PACC | WECC |  | 324 | 7 | Industrial NAICS Cogen | CT | NG | NG | CISO | 4930882 | 636203 | 2021
| other | FALSE | 54912 | Y | . | Martinez Refining | Martinez Refining Co | 11651 | CA | PACC | WECC |  | 324 | 7 | Industrial NAICS Cogen | CT | OG | OOG | CISO | 0 | 0 | 2021
| petroleum | FALSE | 54914 | Y | . | Brooklyn Navy Yard Cogeneration | Brooklyn Navy Yard Cogen PLP | 2313 | NY | MAT | NPCC |  | 22 | 3 | NAICS-22 Cogen | CA | DFO | DFO | NYIS | 0 | 0 | 2021
| natural gas combined cycle | FALSE | 54914 | Y | . | Brooklyn Navy Yard Cogeneration | Brooklyn Navy Yard Cogen PLP | 2313 | NY | MAT | NPCC |  | 22 | 3 | NAICS-22 Cogen | CA | NG | NG | NYIS | 0 | 424271 | 2021
| petroleum | FALSE | 54914 | Y | . | Brooklyn Navy Yard Cogeneration | Brooklyn Navy Yard Cogen PLP | 2313 | NY | MAT | NPCC |  | 22 | 3 | NAICS-22 Cogen | CT | DFO | DFO | NYIS | 0 | 0 | 2021
Vintage1996 | natural gas combined cycle | TRUE | 54914 | Y | . | Brooklyn Navy Yard Cogeneration | Brooklyn Navy Yard Cogen PLP | 2313 | NY | MAT | NPCC |  | 22 | 3 | NAICS-22 Cogen | CT | NG | NG | NYIS | 11741321 | 1565992.7 | 2021
Vintage1995 | natural gas combined cycle | TRUE | 54915 | Y | . | Michigan Power LP | Michigan Power Limited Partnership | 12455 | MI | ENC | RFC |  | 22 | 3 | NAICS-22 Cogen | CA | NG | NG | MISO | 1260528 | 298743 | 2021
Vintage1995 | natural gas combined cycle | TRUE | 54915 | Y | . | Michigan Power LP | Michigan Power Limited Partnership | 12455 | MI | ENC | RFC |  | 22 | 3 | NAICS-22 Cogen | CT | NG | NG | MISO | 4215244 | 600061 | 2021
Vintage1995 | natural gas peaker | FALSE | 54918 | Y | . | Ergon Refining Vicksburg | Ergon Refining Inc | 6667 | MS | ESC | SERC |  | 32411 | 7 | Industrial NAICS Cogen | GT | NG | NG | MISO | 176552 | 38224 | 2021
Vintage2012 | biomass | TRUE | 54925 | N | . | Twin Bridges LFGTE | Wabash Valley Power Assn, Inc | 40211 | IN | ENC | RFC |  | 22 | 1 | Electric Utility | IC | LFG | MLG | MISO | 913631 | 76228 | 2021
Vintage2007 | biomass | TRUE | 54926 | N | . | Prairie View I & II LFGTE | Wabash Valley Power Assn, Inc | 40211 | IN | ENC | RFC |  | 22 | 1 | Electric Utility | IC | LFG | MLG | MISO | 396915 | 32074 | 2021
| natural gas peaker | FALSE | 54927 | N | . | Grand Isle Gas Plant / Treating Station | Cox Operating LLC | 62043 | LA | WSC | SERC |  | 211 | 6 | Industrial NAICS Non-Cogen | IC | NG | NG | MISO | 40469 | 0 | 2021
Vintage2007 | petroleum | TRUE | 54929 | N | . | Alliant SBD 9403 Aegon DC | Industrial Energy Applications Inc | 361 | IA | WNC | MRO |  | 22 | 2 | NAICS-22 Non-Cogen | IC | DFO | DFO | MISO | 220 | 13.72 | 2021
Vintage1994 | onshore wind | TRUE | 54931 | N | . | Ridgetop | Terra-Gen Operating Co-Wind | 2770 | CA | PACC | WECC |  | 22 | 2 | NAICS-22 Non-Cogen | WT | WND | WND | CISO | 1342520 | 151800 | 2021
Vintage1987 | natural gas peaker | FALSE | 54936 | Y | . | Richard J Donovan Correctional Facility | California Dept of Corrections | 2806 | CA | PACC | WECC |  | 92214 | 5 | Commercial NAICS Cogen | GT | NG | NG | CISO | 2305 | 728 | 2021
| natural gas peaker | FALSE | 54937 | Y | . | Wellesley College Central Utility Plant | Wellesley College | 20347 | MA | NEW | NPCC |  | 611 | 5 | Commercial NAICS Cogen | IC | NG | NG | ISNE | 0 | 0 | 2021
| biomass | FALSE | 54939 | N | . | EKS Landfill | WM Renewable Energy LLC | 54842 | MN | WNC | MRO |  | 22 | 2 | NAICS-22 Non-Cogen | IC | LFG | MLG | MISO | 0 | 0 | 2021
| hard coal | FALSE | 54945 | N | . | CT Resource Rec Authority Facility | NAES Corp | 4426 | CT | NEW | NPCC |  | 22 | 2 | NAICS-22 Non-Cogen | ST | BIT | COL | ISNE | 0 | 0 | 2021
Vintage1988 | municipal solid waste | TRUE | 54945 | N | . | CT Resource Rec Authority Facility | NAES Corp | 4426 | CT | NEW | NPCC |  | 22 | 2 | NAICS-22 Non-Cogen | ST | MSB | MLG | ISNE | 2764680 | 111658.49 | 2021
Vintage1988 | municipal solid waste | TRUE | 54945 | N | . | CT Resource Rec Authority Facility | NAES Corp | 4426 | CT | NEW | NPCC |  | 22 | 2 | NAICS-22 Non-Cogen | ST | MSN | OTH | ISNE | 3379064 | 136472.05 | 2021
Vintage0 | natural gas steam turbine | FALSE | 54945 | N | . | CT Resource Rec Authority Facility | NAES Corp | 4426 | CT | NEW | NPCC |  | 22 | 2 | NAICS-22 Non-Cogen | ST | NG | NG | ISNE | 26431 | 1058.453 | 2021
| petroleum | FALSE | 54950 | Y | . | Univ of Oregon Central Power Station | University of Oregon | 24008 | OR | PACC | WECC |  | 611 | 5 | Commercial NAICS Cogen | CA | DFO | DFO | BPAT | 0 | 0 | 2021
| natural gas combined cycle | FALSE | 54950 | Y | . | Univ of Oregon Central Power Station | University of Oregon | 24008 | OR | PACC | WECC |  | 611 | 5 | Commercial NAICS Cogen | CA | NG | NG | BPAT | 0 | 0 | 2021
| petroleum | FALSE | 54950 | Y | . | Univ of Oregon Central Power Station | University of Oregon | 24008 | OR | PACC | WECC |  | 611 | 5 | Commercial NAICS Cogen | CT | DFO | DFO | BPAT | 0 | 0 | 2021
Vintage2012 | natural gas combined cycle | FALSE | 54950 | Y | . | Univ of Oregon Central Power Station | University of Oregon | 24008 | OR | PACC | WECC |  | 611 | 5 | Commercial NAICS Cogen | CT | NG | NG | BPAT | 4126 | 387.03 | 2021
Vintage2009 | petroleum | FALSE | 54950 | Y | . | Univ of Oregon Central Power Station | University of Oregon | 24008 | OR | PACC | WECC |  | 611 | 5 | Commercial NAICS Cogen | IC | DFO | DFO | BPAT | 1918 | 197.96 | 2021
Vintage0 | natural gas peaker | FALSE | 54951 | Y | . | Monterey One Water | Monterey One Water | 12221 | CA | PACC | WECC |  | 22132 | 5 | Commercial NAICS Cogen | IC | NG | NG | CISO | 13920 | 2529.516 | 2021
Vintage1988 | biomass | TRUE | 54951 | Y | . | Monterey One Water | Monterey One Water | 12221 | CA | PACC | WECC |  | 22132 | 5 | Commercial NAICS Cogen | IC | OBG | ORW | CISO | 33430 | 6074.484 | 2021
Vintage1995 | hydro | TRUE | 54953 | N | . | Hudson Falls Hydroelectric Project | Boralex Hydro Operations Inc | 55754 | NY | MAT | NPCC |  | 22 | 2 | NAICS-22 Non-Cogen | HY | WAT | HYC | NYIS | 1927072 | 217896 | 2021
Vintage2007 | biomass | TRUE | 54956 | N | . | Deercroft I & II LFGTE | Wabash Valley Power Assn, Inc | 40211 | IN | ENC | RFC |  | 22 | 1 | Electric Utility | IC | LFG | MLG | MISO | 189774 | 15335 | 2021
| hard coal | FALSE | 54965 | Y | . | Cargill Salt | Cargill Inc | 2769 | MI | ENC | RFC |  | 311 | 7 | Industrial NAICS Cogen | ST | BIT | COL | MISO | 0 | 0 | 2021
Vintage2017 | natural gas steam turbine | FALSE | 54965 | Y | . | Cargill Salt | Cargill Inc | 2769 | MI | ENC | RFC |  | 311 | 7 | Industrial NAICS Cogen | ST | NG | NG | MISO | 61092 | 10767.97 | 2021
Vintage0 | petroleum | FALSE | 54967 | N | . | Alliant SBD 9302 Aegon NP | Industrial Energy Applications Inc | 361 | IA | WNC | MRO |  | 22 | 2 | NAICS-22 Non-Cogen | IC | DFO | DFO | MISO | 24 | 1.96 | 2021
Vintage2000 | petroleum | TRUE | 54968 | N | . | Alliant SBD 9502 Eaton | Industrial Energy Applications Inc | 361 | IA | WNC | MRO |  | 22 | 2 | NAICS-22 Non-Cogen | IC | DFO | DFO | MISO | 59 | 2.94 | 2021
Vintage1925 | hydro | TRUE | 54969 | N | . | Dixon Hydroelectric Dam | Eagle Creek Renewable Energy, LLC | 57280 | IL | ENC | RFC |  | 22 | 2 | NAICS-22 Non-Cogen | HY | WAT | HYC | PJM | 119111 | 13468 | 2021
Vintage0 | natural gas steam turbine | FALSE | 54974 | Y | . | Sauder Power Plant | Sauder Woodworking Co | 16694 | OH | ENC | RFC |  | 22 | 3 | NAICS-22 Cogen | ST | NG | NG | PJM | 517 | 90.518 | 2021
Vintage1993 | biomass | TRUE | 54974 | Y | . | Sauder Power Plant | Sauder Woodworking Co | 16694 | OH | ENC | RFC |  | 22 | 3 | NAICS-22 Cogen | ST | WDS | WWW | PJM | 103151 | 18167.482 | 2021
Vintage1996 | natural gas peaker | FALSE | 54975 | Y | . | New Mexico State University | New Mexico State University | 21965 | NM | MTN | WECC |  | 611 | 5 | Commercial NAICS Cogen | GT | NG | NG | EPE | 230409 | 35115 | 2021
Vintage1998 | onshore wind | TRUE | 54979 | N | . | Big Spring Wind Power Facility | Terra-Gen Operating Co-Wind | 2770 | TX | WSC | TRE |  | 22 | 2 | NAICS-22 Non-Cogen | WT | WND | WND | ERCO | 536334 | 60644 | 2021
Vintage2006 | biomass | TRUE | 54980 | N | . | Ocean County Landfill | EPP Renewable Energy | 57249 | NJ | MAT | RFC |  | 22 | 2 | NAICS-22 Non-Cogen | IC | LFG | MLG | PJM | 996642 | 86954 | 2021
| hydro | FALSE | 54981 | N | . | Harris Energy Realty | City of Holyoke Gas and Electric Dept. | 8776 | MA | NEW | NPCC |  | 22 | 1 | Electric Utility | HY | WAT | HYC | ISNE | 0 | 0 | 2021
| petroleum | FALSE | 54984 | N | . | Salem Energy Systems LLC | Salem Energy Systems LLC | 22331 | NC | SAT | SERC |  | 22 | 2 | NAICS-22 Non-Cogen | GT | DFO | DFO | DUK | 0 | 0 | 2021
Vintage2017 | biomass | TRUE | 54984 | N | . | Salem Energy Systems LLC | Salem Energy Systems LLC | 22331 | NC | SAT | SERC |  | 22 | 2 | NAICS-22 Non-Cogen | GT | LFG | MLG | DUK | 411836 | 24513 | 2021
Vintage2002 | petroleum | TRUE | 54985 | N | . | Crestwood Dothan | Crestwood Corp | 4468 | AL | ESC | SERC |  | 22 | 2 | NAICS-22 Non-Cogen | IC | DFO | DFO | SOCO | 8175 | 446 | 2021
| natural gas peaker | FALSE | 54985 | N | . | Crestwood Dothan | Crestwood Corp | 4468 | AL | ESC | SERC |  | 22 | 2 | NAICS-22 Non-Cogen | IC | NG | NG | SOCO | 0 | 0 | 2021
| petroleum | FALSE | 54987 | Y | . | Woodridge Greene Valley Treatment Plant | DuPage County | 5483 | IL | ENC | RFC |  | 22132 | 5 | Commercial NAICS Cogen | IC | DFO | DFO | PJM | 0 | 0 | 2021
| natural gas peaker | FALSE | 54987 | Y | . | Woodridge Greene Valley Treatment Plant | DuPage County | 5483 | IL | ENC | RFC |  | 22132 | 5 | Commercial NAICS Cogen | IC | NG | NG | PJM | 0 | 0 | 2021
| biomass | FALSE | 54987 | Y | . | Woodridge Greene Valley Treatment Plant | DuPage County | 5483 | IL | ENC | RFC |  | 22132 | 5 | Commercial NAICS Cogen | IC | OBG | ORW | PJM | 0 | 0 | 2021
Vintage2010 | biomass | TRUE | 54989 | N | . | Pine Tree Acres | EPP Renewable Energy | 57249 | MI | ENC | RFC |  | 22 | 2 | NAICS-22 Non-Cogen | IC | LFG | MLG | MISO | 774825 | 65231 | 2021
Vintage1996 | other | FALSE | 54995 | Y | . | Indiana Harbor E 5 AC Station | Northlake Energy | 13765 | IN | ENC | RFC |  | 3311 | 7 | Industrial NAICS Cogen | ST | BFG | OOG | MISO | 1855844 | 448085.89 | 2021
Vintage0 | natural gas steam turbine | FALSE | 54995 | Y | . | Indiana Harbor E 5 AC Station | Northlake Energy | 13765 | IN | ENC | RFC |  | 3311 | 7 | Industrial NAICS Cogen | ST | NG | NG | MISO | 213037 | 49795.109 | 2021
Vintage1996 | geothermal | TRUE | 54996 | N | . | Salton Sea Power Gen Co - Unit 4 | CalEnergy Operating Corporation | 49899 | CA | PACC | WECC |  | 22 | 2 | NAICS-22 Non-Cogen | ST | GEO | GEO | IID | 2434833 | 275309 | 2021
Vintage0 | petroleum | FALSE | 54998 | Y | . | Wheelabrator Portsmouth | Wheelabrator Environmental Systems | 20541 | VA | SAT | SERC |  | 483 | 5 | Commercial NAICS Cogen | ST | DFO | DFO | PJM | 1029749 | 48277.236 | 2021
Vintage1987 | municipal solid waste | FALSE | 54998 | Y | . | Wheelabrator Portsmouth | Wheelabrator Environmental Systems | 20541 | VA | SAT | SERC |  | 483 | 5 | Commercial NAICS Cogen | ST | MSB | MLG | PJM | 1188770 | 55723.183 | 2021
Vintage1987 | municipal solid waste | FALSE | 54998 | Y | . | Wheelabrator Portsmouth | Wheelabrator Environmental Systems | 20541 | VA | SAT | SERC |  | 483 | 5 | Commercial NAICS Cogen | ST | MSN | OTH | PJM | 1452927 | 68105.581 | 2021
Vintage1995 | petroleum | FALSE | 55002 | N | . | Murphy-Brown LLC | Murphy - Brown LLC | 13124 | NC | SAT | SERC |  | 112 | 6 | Industrial NAICS Non-Cogen | IC | DFO | DFO | CPLE | 235 | 9 | 2021
| natural gas peaker | FALSE | 55004 | N | . | Thornwood High School | Thorton Township School Dist | 18850 | IL | ENC | RFC |  | 611 | 4 | Commercial NAICS Non-Cogen | IC | NG | NG | PJM | 0 | 0 | 2021
| natural gas peaker | FALSE | 55005 | N | . | Thornridge High School | Thorton Township School Dist | 18850 | IL | ENC | RFC |  | 611 | 4 | Commercial NAICS Non-Cogen | IC | NG | NG | PJM | 0 | 0 | 2021
Vintage2016 | biomass | TRUE | 55006 | N | . | Nashua Plant | EPP Renewable Energy | 57249 | NH | NEW | NPCC |  | 22 | 2 | NAICS-22 Non-Cogen | IC | LFG | MLG | ISNE | 162030 | 14664 | 2021
Vintage1987 | hydro | TRUE | 55009 | N | . | Montgomery Creek Hydro | Central Rivers Power US, LLC | 64078 | CA | PACC | WECC |  | 22 | 2 | NAICS-22 Non-Cogen | HY | WAT | HYC | CISO | 26647 | 3013 | 2021
| petroleum | FALSE | 55010 | Y | . | LSP-Cottage Grove LP | Cottage Grove Operating Services LLC | 55912 | MN | WNC | MRO |  | 22 | 3 | NAICS-22 Cogen | CA | DFO | DFO | MISO | 0 | 332.785 | 2021
Vintage1997 | natural gas combined cycle | TRUE | 55010 | Y | . | LSP-Cottage Grove LP | Cottage Grove Operating Services LLC | 55912 | MN | WNC | MRO |  | 22 | 3 | NAICS-22 Cogen | CA | NG | NG | MISO | 286079 | 260239.22 | 2021
Vintage0 | petroleum | FALSE | 55010 | Y | . | LSP-Cottage Grove LP | Cottage Grove Operating Services LLC | 55912 | MN | WNC | MRO |  | 22 | 3 | NAICS-22 Cogen | CT | DFO | DFO | MISO | 7862 | 752.898 | 2021
Vintage1997 | natural gas combined cycle | TRUE | 55010 | Y | . | LSP-Cottage Grove LP | Cottage Grove Operating Services LLC | 55912 | MN | WNC | MRO |  | 22 | 3 | NAICS-22 Cogen | CT | NG | NG | MISO | 5421518 | 529115.1 | 2021
| petroleum | FALSE | 55011 | Y | . | LSP-Whitewater LP | Whitewater Operating Services LLC | 55911 | WI | ENC | RFC |  | 22 | 3 | NAICS-22 Cogen | CA | DFO | DFO | MISO | 0 | 388.277 | 2021
Vintage1997 | natural gas combined cycle | TRUE | 55011 | Y | . | LSP-Whitewater LP | Whitewater Operating Services LLC | 55911 | WI | ENC | RFC |  | 22 | 3 | NAICS-22 Cogen | CA | NG | NG | MISO | 421638 | 304195.6 | 2021
Vintage0 | petroleum | FALSE | 55011 | Y | . | LSP-Whitewater LP | Whitewater Operating Services LLC | 55911 | WI | ENC | RFC |  | 22 | 3 | NAICS-22 Cogen | CT | DFO | DFO | MISO | 8401 | 805.759 | 2021
Vintage1997 | natural gas combined cycle | TRUE | 55011 | Y | . | LSP-Whitewater LP | Whitewater Operating Services LLC | 55911 | WI | ENC | RFC |  | 22 | 3 | NAICS-22 Cogen | CT | NG | NG | MISO | 5680022 | 563127.02 | 2021
Vintage1996 | biomass | TRUE | 55014 | N | . | Greene Valley Gas Recovery | WM Illinois Renewable Energy LLC | 54843 | IL | ENC | RFC |  | 22 | 2 | NAICS-22 Non-Cogen | GT | LFG | MLG | PJM | 619941 | 29868 | 2021
Vintage2000 | natural gas peaker | TRUE | 55015 | Y | . | Sweeny Cogen Facility | Sweeny Cogeneration LP | 22214 | TX | WSC | TRE |  | 22 | 3 | NAICS-22 Cogen | GT | NG | NG | ERCO | 11683821 | 2412877.5 | 2021
Vintage0 | other | FALSE | 55015 | Y | . | Sweeny Cogen Facility | Sweeny Cogeneration LP | 22214 | TX | WSC | TRE |  | 22 | 3 | NAICS-22 Cogen | GT | OG | OOG | ERCO | 4304846 | 887225.46 | 2021
Vintage1999 | natural gas combined cycle | TRUE | 55026 | N | . | Dighton Power Plant | Dighton Power, LLC | 55773 | MA | NEW | NPCC |  | 22 | 2 | NAICS-22 Non-Cogen | CS | NG | NG | ISNE | 2047333 | 253579 | 2021
Vintage0 | natural gas peaker | FALSE | 55027 | Y | . | Papillion Creek Wastewater | Omaha City of | 13157 | NE | WNC | MRO |  | 22132 | 5 | Commercial NAICS Cogen | IC | NG | NG | SWPP | 4653 | 558.979 | 2021
Vintage1987 | biomass | TRUE | 55027 | Y | . | Papillion Creek Wastewater | Omaha City of | 13157 | NE | WNC | MRO |  | 22132 | 5 | Commercial NAICS Cogen | IC | OBG | ORW | SWPP | 54552 | 6555.021 | 2021
Vintage0 | petroleum | FALSE | 55029 | N | . | De Pere Energy Center | Wisconsin Public Service Corp | 20860 | WI | ENC | MRO |  | 22 | 1 | Electric Utility | GT | DFO | DFO | MISO | 1742931 | 81110.357 | 2021
Vintage1999 | natural gas peaker | TRUE | 55029 | N | . | De Pere Energy Center | Wisconsin Public Service Corp | 20860 | WI | ENC | MRO |  | 22 | 1 | Electric Utility | GT | NG | NG | MISO | 2018031 | 93912.643 | 2021
Vintage0 | petroleum | FALSE | 55031 | Y | . | Androscoggin Energy Center | Pixelle Androscoggin LLC | 55738 | ME | NEW | NPCC |  | 322 | 7 | Industrial NAICS Cogen | GT | DFO | DFO | ISNE | 3489 | 736.606 | 2021
| other | FALSE | 55031 | Y | . | Androscoggin Energy Center | Pixelle Androscoggin LLC | 55738 | ME | NEW | NPCC |  | 322 | 7 | Industrial NAICS Cogen | GT | KER | WOO | ISNE | 0 | 0 | 2021
Vintage2000 | natural gas peaker | FALSE | 55031 | Y | . | Androscoggin Energy Center | Pixelle Androscoggin LLC | 55738 | ME | NEW | NPCC |  | 322 | 7 | Industrial NAICS Cogen | GT | NG | NG | ISNE | 1809768 | 381918.39 | 2021
Vintage0 | natural gas peaker | FALSE | 55033 | Y | . | Missouri River Wastewater Treatment | Omaha City of | 13157 | NE | WNC | MRO |  | 22132 | 5 | Commercial NAICS Cogen | IC | NG | NG | SWPP | 23298 | 2048.347 | 2021
Vintage2001 | biomass | TRUE | 55033 | Y | . | Missouri River Wastewater Treatment | Omaha City of | 13157 | NE | WNC | MRO |  | 22132 | 5 | Commercial NAICS Cogen | IC | OBG | ORW | SWPP | 99649 | 8761.653 | 2021
Vintage0 | natural gas peaker | FALSE | 55035 | Y | . | Davenport Water Pollution Control Plant | Davenport City of | 29729 | IA | WNC | MRO |  | 22132 | 5 | Commercial NAICS Cogen | IC | NG | NG | MISO | 78 | 13.107 | 2021
Vintage1995 | biomass | TRUE | 55035 | Y | . | Davenport Water Pollution Control Plant | Davenport City of | 29729 | IA | WNC | MRO |  | 22132 | 5 | Commercial NAICS Cogen | IC | OBG | ORW | MISO | 44773 | 7716.153 | 2021
Vintage1996 | natural gas peaker | FALSE | 55036 | Y | . | University of Tennessee Steam Plant | University of Tennessee | 21466 | TN | ESC | SERC |  | 611 | 5 | Commercial NAICS Cogen | GT | NG | NG | TVA | 165482 | 31525 | 2021
Vintage1995 | natural gas peaker | FALSE | 55037 | Y | . | Opryland USA | Gaylord Entertainment Co | 32487 | TN | ESC | SERC |  | 721 | 5 | Commercial NAICS Cogen | GT | NG | NG | TVA | 141774 | 31986 | 2021
| petroleum | FALSE | 55040 | Y | . | Mid-Georgia Cogeneration Facility | SEPG MGA, LLC | 12564 | GA | SAT | SERC |  | 22 | 3 | NAICS-22 Cogen | CA | DFO | DFO | SOCO | 0 | 196.633 | 2021
| natural gas combined cycle | FALSE | 55040 | Y | . | Mid-Georgia Cogeneration Facility | SEPG MGA, LLC | 12564 | GA | SAT | SERC |  | 22 | 3 | NAICS-22 Cogen | CA | NG | NG | SOCO | 0 | 49365.367 | 2021
Vintage0 | petroleum | FALSE | 55040 | Y | . | Mid-Georgia Cogeneration Facility | SEPG MGA, LLC | 12564 | GA | SAT | SERC |  | 22 | 3 | NAICS-22 Cogen | CT | DFO | DFO | SOCO | 5281 | 594.745 | 2021
Vintage1998 | natural gas combined cycle | TRUE | 55040 | Y | . | Mid-Georgia Cogeneration Facility | SEPG MGA, LLC | 12564 | GA | SAT | SERC |  | 22 | 3 | NAICS-22 Cogen | CT | NG | NG | SOCO | 1086764 | 115222.26 | 2021
Vintage1999 | natural gas combined cycle | TRUE | 55041 | N | . | Berkshire Power | Berkshire Power Co LLC | 1616 | MA | NEW | NPCC |  | 22 | 2 | NAICS-22 Non-Cogen | CS | NG | NG | ISNE | 5720847 | 779620 | 2021
| natural gas combined cycle | FALSE | 55042 | N | . | Bridgeport Energy Project | Bridgeport Energy LLC | 2232 | CT | NEW | NPCC |  | 22 | 2 | NAICS-22 Non-Cogen | CA | NG | NG | ISNE | 0 | 806284 | 2021
Vintage1998 | natural gas combined cycle | TRUE | 55042 | N | . | Bridgeport Energy Project | Bridgeport Energy LLC | 2232 | CT | NEW | NPCC |  | 22 | 2 | NAICS-22 Non-Cogen | CT | NG | NG | ISNE | 16482631 | 1488579 | 2021
| natural gas combined cycle | FALSE | 55043 | Y | . | Cherokee County Cogen | Cherokee County Cogen Partners LLC | 6833 | SC | SAT | SERC |  | 22 | 3 | NAICS-22 Cogen | CA | NG | NG | DUK | 0 | 125159.1 | 2021
Vintage1998 | natural gas combined cycle | TRUE | 55043 | Y | . | Cherokee County Cogen | Cherokee County Cogen Partners LLC | 6833 | SC | SAT | SERC |  | 22 | 3 | NAICS-22 Cogen | CT | NG | NG | DUK | 2783480 | 239032.25 | 2021
Vintage1996 | biomass | TRUE | 55044 | Y | . | Packaging Corporation of America Jackson Mill | Boise White Paper LLC | 56310 | AL | ESC | SERC |  | 322 | 7 | Industrial NAICS Cogen | ST | BLQ | WWW | SOCO | 395388 | 72332.998 | 2021
Vintage0 | petroleum | FALSE | 55044 | Y | . | Packaging Corporation of America Jackson Mill | Boise White Paper LLC | 56310 | AL | ESC | SERC |  | 322 | 7 | Industrial NAICS Cogen | ST | DFO | DFO | SOCO | 425 | 78.036 | 2021
Vintage0 | natural gas steam turbine | FALSE | 55044 | Y | . | Packaging Corporation of America Jackson Mill | Boise White Paper LLC | 56310 | AL | ESC | SERC |  | 322 | 7 | Industrial NAICS Cogen | ST | NG | NG | SOCO | 170003 | 31100.664 | 2021
| natural gas combined cycle | FALSE | 55047 | Y | . | Pasadena Cogeneration | Pasadena Cogeneration LP | 11059 | TX | WSC | TRE |  | 22 | 3 | NAICS-22 Cogen | CA | NG | NG | ERCO | 0 | 1181278 | 2021
Vintage2000 | natural gas combined cycle | TRUE | 55047 | Y | . | Pasadena Cogeneration | Pasadena Cogeneration LP | 11059 | TX | WSC | TRE |  | 22 | 3 | NAICS-22 Cogen | CT | NG | NG | ERCO | 24502415 | 2259249 | 2021
| natural gas combined cycle | FALSE | 55048 | N | . | Tiverton Power Plant | Tiverton Power LLC | 55510 | RI | NEW | NPCC |  | 22 | 2 | NAICS-22 Non-Cogen | CA | NG | NG | ISNE | 0 | 514818 | 2021
Vintage2000 | natural gas combined cycle | TRUE | 55048 | N | . | Tiverton Power Plant | Tiverton Power LLC | 55510 | RI | NEW | NPCC |  | 22 | 2 | NAICS-22 Non-Cogen | CT | NG | NG | ISNE | 10620658 | 996139 | 2021
Vintage1997 | natural gas peaker | FALSE | 55051 | Y | . | Axiall Plaquemine | Axiall Corp | 7191 | LA | WSC | SERC |  | 325188 | 7 | Industrial NAICS Cogen | GT | NG | NG | MISO | 6568525 | 1435067.1 | 2021
Vintage0 | other | FALSE | 55051 | Y | . | Axiall Plaquemine | Axiall Corp | 7191 | LA | WSC | SERC |  | 325188 | 7 | Industrial NAICS Cogen | GT | OG | OOG | MISO | 249559 | 54403.856 | 2021
Vintage2017 | natural gas peaker | FALSE | 55052 | N | . | Jameson Gas Processing Plant | WTG Jameson, L.P. | 50114 | TX | WSC | TRE |  | 211 | 6 | Industrial NAICS Non-Cogen | IC | NG | NG | ERCO | 124317 | 15374 | 2021
Vintage2013 | natural gas peaker | FALSE | 55053 | N | . | Bridgeport Gas Processing Plant | EnLink Midstream Services, LLC | 59366 | TX | WSC | TRE |  | 211 | 6 | Industrial NAICS Non-Cogen | IC | NG | NG | ERCO | 420771 | 41285.44 | 2021
Vintage2000 | biomass | TRUE | 55054 | N | . | Livingston Generating Facility | Hoosier Energy R E C, Inc | 9267 | IL | ENC | RFC |  | 22 | 1 | Electric Utility | GT | LFG | MLG | PJM | 1168063 | 64532 | 2021
Vintage0 | petroleum | FALSE | 55061 | N | . | Tenaska Georgia Generation Facility | Tenaska Georgia Partners LP | 18535 | GA | SAT | SERC |  | 22 | 2 | NAICS-22 Non-Cogen | GT | DFO | DFO | SOCO | 104606 | 8635.125 | 2021
Vintage2002 | natural gas peaker | TRUE | 55061 | N | . | Tenaska Georgia Generation Facility | Tenaska Georgia Partners LP | 18535 | GA | SAT | SERC |  | 22 | 2 | NAICS-22 Non-Cogen | GT | NG | NG | SOCO | 997494 | 92830.875 | 2021
| petroleum | FALSE | 55062 | N | . | Tenaska Frontier Generation Station | Tenaska Frontier Partners Ltd | 18611 | TX | WSC | SERC |  | 22 | 2 | NAICS-22 Non-Cogen | CA | DFO | DFO | ERCO | 0 | 0 | 2021
Vintage2000 | natural gas combined cycle | TRUE | 55062 | N | . | Tenaska Frontier Generation Station | Tenaska Frontier Partners Ltd | 18611 | TX | WSC | SERC |  | 22 | 2 | NAICS-22 Non-Cogen | CA | NG | NG | ERCO | 1773896 | 1094112 | 2021
| petroleum | FALSE | 55062 | N | . | Tenaska Frontier Generation Station | Tenaska Frontier Partners Ltd | 18611 | TX | WSC | SERC |  | 22 | 2 | NAICS-22 Non-Cogen | CT | DFO | DFO | ERCO | 0 | 0 | 2021
Vintage2000 | natural gas combined cycle | TRUE | 55062 | N | . | Tenaska Frontier Generation Station | Tenaska Frontier Partners Ltd | 18611 | TX | WSC | SERC |  | 22 | 2 | NAICS-22 Non-Cogen | CT | NG | NG | ERCO | 17257109 | 1492934 | 2021
Vintage2000 | natural gas combined cycle | TRUE | 55063 | N | . | Batesville Generation Facility | Cooperative Energy | 17568 | MS | ESC | SERC |  | 22 | 1 | Electric Utility | CA | NG | NG | TVA | 1148045 | 1206890 | 2021
Vintage2000 | natural gas combined cycle | TRUE | 55063 | N | . | Batesville Generation Facility | Cooperative Energy | 17568 | MS | ESC | SERC |  | 22 | 1 | Electric Utility | CT | NG | NG | TVA | 22225019 | 1993114 | 2021
Vintage2005 | natural gas peaker | TRUE | 55064 | Y | . | Black Hawk Station | Borger Energy Associates LP | 23913 | TX | WSC | MRO |  | 22 | 3 | NAICS-22 Cogen | GT | NG | NG | SWPP | 5678543 | 1298718.2 | 2021
Vintage0 | other | FALSE | 55064 | Y | . | Black Hawk Station | Borger Energy Associates LP | 23913 | TX | WSC | MRO |  | 22 | 3 | NAICS-22 Cogen | GT | OG | OOG | SWPP | 668329 | 152776.84 | 2021
| natural gas combined cycle | FALSE | 55065 | N | . | Mustang Station | Golden Spread Electric Cooperative, Inc | 7349 | TX | WSC | MRO |  | 22 | 1 | Electric Utility | CA | NG | NG | SWPP | 0 | 58356 | 2021
Vintage1999 | natural gas combined cycle | TRUE | 55065 | N | . | Mustang Station | Golden Spread Electric Cooperative, Inc | 7349 | TX | WSC | MRO |  | 22 | 1 | Electric Utility | CT | NG | NG | SWPP | 6029851 | 521555 | 2021
Vintage1998 | other | FALSE | 55066 | N | . | Heat Recovery Coke Facility | Cokenergy Inc | 4174 | IN | ENC | RFC |  | 3311 | 6 | Industrial NAICS Non-Cogen | ST | WH | OTH | MISO | 4112725 | 465030 | 2021
| natural gas peaker | FALSE | 55067 | N | . | MPEA Energy Center | Metropolitan Pier and Exposition Auth | 54704 | IL | ENC | RFC |  | 22 | 2 | NAICS-22 Non-Cogen | GT | NG | NG | PJM | 0 | 0 | 2021
Vintage2010 | petroleum | TRUE | 55067 | N | . | MPEA Energy Center | Metropolitan Pier and Exposition Auth | 54704 | IL | ENC | RFC |  | 22 | 2 | NAICS-22 Non-Cogen | IC | DFO | DFO | PJM | 158 | 12.74 | 2021
| natural gas combined cycle | FALSE | 55068 | N | . | Maine Independence Station | Casco Bay Energy Co LLC | 4966 | ME | NEW | NPCC |  | 22 | 2 | NAICS-22 Non-Cogen | CA | NG | NG | ISNE | 0 | 205201 | 2021
Vintage2000 | natural gas combined cycle | TRUE | 55068 | N | . | Maine Independence Station | Casco Bay Energy Co LLC | 4966 | ME | NEW | NPCC |  | 22 | 2 | NAICS-22 Non-Cogen | CT | NG | NG | ISNE | 4028599 | 329481 | 2021
Vintage1997 | biomass | TRUE | 55074 | N | . | Lakeview Gas Recovery | WM Renewable Energy LLC | 54842 | PA | MAT | RFC |  | 22 | 2 | NAICS-22 Non-Cogen | IC | LFG | MLG | PJM | 392207 | 32226 | 2021
| petroleum | FALSE | 55075 | Y | . | Pine Bluff Energy Center | Pine Bluff Energy LLC | 28764 | AR | WSC | SERC |  | 22 | 3 | NAICS-22 Cogen | CA | DFO | DFO | MISO | 0 | 0 | 2021
Vintage2001 | natural gas combined cycle | TRUE | 55075 | Y | . | Pine Bluff Energy Center | Pine Bluff Energy LLC | 28764 | AR | WSC | SERC |  | 22 | 3 | NAICS-22 Cogen | CA | NG | NG | MISO | 468904 | 169248 | 2021
| petroleum | FALSE | 55075 | Y | . | Pine Bluff Energy Center | Pine Bluff Energy LLC | 28764 | AR | WSC | SERC |  | 22 | 3 | NAICS-22 Cogen | CT | DFO | DFO | MISO | 0 | 0 | 2021
Vintage2001 | natural gas combined cycle | TRUE | 55075 | Y | . | Pine Bluff Energy Center | Pine Bluff Energy LLC | 28764 | AR | WSC | SERC |  | 22 | 3 | NAICS-22 Cogen | CT | NG | NG | MISO | 5133718 | 830076 | 2021
| lignite | FALSE | 55076 | N | . | Red Hills Generating Facility | Choctaw Generation L.P, L.L.L.P. | 3593 | MS | ESC | SERC |  | 22 | 2 | NAICS-22 Non-Cogen | ST | LIG | COL | TVA | 0 | 0 | 2021
Vintage0 | natural gas steam turbine | FALSE | 55076 | N | . | Red Hills Generating Facility | Choctaw Generation L.P, L.L.L.P. | 3593 | MS | ESC | SERC |  | 22 | 2 | NAICS-22 Non-Cogen | ST | NG | NG | TVA | 90140 | 7281.242 | 2021
Vintage2001 | hard coal | TRUE | 55076 | N | . | Red Hills Generating Facility | Choctaw Generation L.P, L.L.L.P. | 3593 | MS | ESC | SERC |  | 22 | 2 | NAICS-22 Non-Cogen | ST | RC | COL | TVA | 31684342 | 2752808.8 | 2021
Vintage2000 | natural gas combined cycle | TRUE | 55077 | N | . | Desert Star Energy Center | Desert Star Energy Center SDG&E | 5695 | NV | MTN | WECC |  | 22 | 1 | Electric Utility | CA | NG | NG | CISO | 55213 | 375549 | 2021
Vintage2000 | natural gas combined cycle | TRUE | 55077 | N | . | Desert Star Energy Center | Desert Star Energy Center SDG&E | 5695 | NV | MTN | WECC |  | 22 | 1 | Electric Utility | CT | NG | NG | CISO | 7552091 | 623715 | 2021
| petroleum | FALSE | 55079 | N | . | Millennium Power | Millennium Power Company, LLC | 12713 | MA | NEW | NPCC |  | 22 | 2 | NAICS-22 Non-Cogen | CA | DFO | DFO | ISNE | 0 | 0 | 2021
| natural gas combined cycle | FALSE | 55079 | N | . | Millennium Power | Millennium Power Company, LLC | 12713 | MA | NEW | NPCC |  | 22 | 2 | NAICS-22 Non-Cogen | CA | NG | NG | ISNE | 0 | 230173 | 2021
| petroleum | FALSE | 55079 | N | . | Millennium Power | Millennium Power Company, LLC | 12713 | MA | NEW | NPCC |  | 22 | 2 | NAICS-22 Non-Cogen | CT | DFO | DFO | ISNE | 0 | 0 | 2021
Vintage2001 | natural gas combined cycle | TRUE | 55079 | N | . | Millennium Power | Millennium Power Company, LLC | 12713 | MA | NEW | NPCC |  | 22 | 2 | NAICS-22 Non-Cogen | CT | NG | NG | ISNE | 5057534 | 461613 | 2021
Vintage1999 | natural gas peaker | TRUE | 55081 | N | . | Brownsville Peaking Power | Tennessee Valley Authority | 18642 | TN | ESC | SERC |  | 22 | 1 | Electric Utility | GT | NG | NG | TVA | 3624596 | 360285 | 2021
Vintage1995 | natural gas combined cycle | TRUE | 55084 | Y | . | Crockett Cogen Project | Crockett Cogeneration | 4464 | CA | PACC | WECC |  | 22 | 3 | NAICS-22 Cogen | CS | NG | NG | CISO | 8091971 | 1306681 | 2021
| natural gas combined cycle | FALSE | 55086 | N | . | Gregory Power Plant | Gregory Power Partners LLC | 7667 | TX | WSC | TRE |  | 22 | 2 | NAICS-22 Non-Cogen | CA | NG | NG | ERCO | 0 | 214931 | 2021
Vintage2000 | natural gas combined cycle | TRUE | 55086 | N | . | Gregory Power Plant | Gregory Power Partners LLC | 7667 | TX | WSC | TRE |  | 22 | 2 | NAICS-22 Non-Cogen | CT | NG | NG | ERCO | 6587728 | 510831 | 2021
Vintage2002 | natural gas combined cycle | TRUE | 55087 | N | . | Zeeland Generating Station | Consumers Energy Co | 4254 | MI | ENC | RFC |  | 22 | 1 | Electric Utility | CA | NG | NG | MISO | 746957 | 1022893 | 2021
Vintage2002 | natural gas combined cycle | TRUE | 55087 | N | . | Zeeland Generating Station | Consumers Energy Co | 4254 | MI | ENC | RFC |  | 22 | 1 | Electric Utility | CT | NG | NG | MISO | 19831829 | 1816111 | 2021
Vintage2001 | natural gas peaker | TRUE | 55087 | N | . | Zeeland Generating Station | Consumers Energy Co | 4254 | MI | ENC | RFC |  | 22 | 1 | Electric Utility | GT | NG | NG | MISO | 4830709 | 453686 | 2021
Vintage2001 | natural gas peaker | TRUE | 55088 | Y | . | Dearborn Industrial Generation | Dearborn Industrial Gen Inc | 4945 | MI | ENC | RFC |  | 22 | 3 | NAICS-22 Cogen | GT | NG | NG | MISO | 20146927 | 2716174 | 2021
Vintage2001 | other | TRUE | 55088 | Y | . | Dearborn Industrial Generation | Dearborn Industrial Gen Inc | 4945 | MI | ENC | RFC |  | 22 | 3 | NAICS-22 Cogen | ST | BFG | OOG | MISO | 6420707 | 1190076 | 2021
Vintage0 | natural gas steam turbine | FALSE | 55088 | Y | . | Dearborn Industrial Generation | Dearborn Industrial Gen Inc | 4945 | MI | ENC | RFC |  | 22 | 3 | NAICS-22 Cogen | ST | NG | NG | MISO | 1471963 | 266790.95 | 2021
Vintage2002 | natural gas combined cycle | FALSE | 55089 | Y | . | Taft Cogeneration Facility | Occidental Chemical Corporation | 13914 | LA | WSC | SERC |  | 325 | 7 | Industrial NAICS Cogen | CA | NG | NG | MISO | 442898 | 1278647.6 | 2021
Vintage0 | other | FALSE | 55089 | Y | . | Taft Cogeneration Facility | Occidental Chemical Corporation | 13914 | LA | WSC | SERC |  | 325 | 7 | Industrial NAICS Cogen | CA | OG | OOG | MISO | 285859 | 43326.352 | 2021
Vintage2002 | natural gas combined cycle | FALSE | 55089 | Y | . | Taft Cogeneration Facility | Occidental Chemical Corporation | 13914 | LA | WSC | SERC |  | 325 | 7 | Industrial NAICS Cogen | CT | NG | NG | MISO | 25654363 | 2600450 | 2021
| other | FALSE | 55089 | Y | . | Taft Cogeneration Facility | Occidental Chemical Corporation | 13914 | LA | WSC | SERC |  | 325 | 7 | Industrial NAICS Cogen | CT | OG | OOG | MISO | 0 | 0 | 2021
Vintage1982 | biomass | TRUE | 55090 | Y | . | Plummer Cogen | Stimson Lumber Company | 54900 | ID | MTN | WECC |  | 22 | 3 | NAICS-22 Cogen | ST | WDS | WWW | AVA | 190242 | 35127 | 2021
Vintage2001 | natural gas combined cycle | TRUE | 55091 | N | . | Midlothian Energy Facility | Midlothian Energy LLC | 12501 | TX | WSC | TRE |  | 22 | 2 | NAICS-22 Non-Cogen | CS | NG | NG | ERCO | 31069398 | 4070826 | 2021
Vintage2011 | biomass | TRUE | 55093 | N | . | MM Taunton Energy | MM Taunton Energy LLC | 57226 | MA | NEW | NPCC |  | 22 | 2 | NAICS-22 Non-Cogen | IC | LFG | MLG | ISNE | 134164 | 12444 | 2021
Vintage1997 | biomass | TRUE | 55094 | Y | . | MM San Diego-Miramar | MM San Diego Energy-Miramar | 57227 | CA | PACC | WECC |  | 22 | 3 | NAICS-22 Cogen | IC | LFG | MLG | CISO | 395206 | 38609.688 | 2021
Vintage1997 | biomass | TRUE | 55094 | Y | . | MM San Diego-Miramar | MM San Diego Energy-Miramar | 57227 | CA | PACC | WECC |  | 22 | 3 | NAICS-22 Cogen | IC | OBG | ORW | CISO | 49933 | 4878.312 | 2021
Vintage1997 | natural gas peaker | TRUE | 55096 | Y | . | Portside Energy | Portside Energy Corp | 15343 | IN | ENC | RFC |  | 22 | 3 | NAICS-22 Cogen | GT | NG | NG | MISO | 966877 | 229927 | 2021
Vintage1997 | natural gas steam turbine | TRUE | 55096 | Y | . | Portside Energy | Portside Energy Corp | 15343 | IN | ENC | RFC |  | 22 | 3 | NAICS-22 Cogen | ST | NG | NG | MISO | 187217 | 44531 | 2021
Vintage2000 | natural gas combined cycle | TRUE | 55097 | N | . | Lamar Power Project | LaFrontera Holdings LLC | 60477 | TX | WSC | TRE |  | 22 | 2 | NAICS-22 Non-Cogen | CA | NG | NG | ERCO | 940990 | 2228400 | 2021
Vintage2000 | natural gas combined cycle | TRUE | 55097 | N | . | Lamar Power Project | LaFrontera Holdings LLC | 60477 | TX | WSC | TRE |  | 22 | 2 | NAICS-22 Non-Cogen | CT | NG | NG | ERCO | 42340696 | 3902171 | 2021
| natural gas combined cycle | FALSE | 55100 | N | . | Rumford Power LLC | Rumford Power | 54821 | ME | NEW | NPCC |  | 22 | 2 | NAICS-22 Non-Cogen | CA | NG | NG | ISNE | 0 | 115865 | 2021
Vintage2000 | natural gas combined cycle | TRUE | 55100 | N | . | Rumford Power LLC | Rumford Power | 54821 | ME | NEW | NPCC |  | 22 | 2 | NAICS-22 Non-Cogen | CT | NG | NG | ISNE | 2449962 | 208717 | 2021
Vintage1999 | natural gas peaker | TRUE | 55101 | N | . | Kalamazoo River Generating Station | CMS Generation MI Power LLC | 3838 | MI | ENC | RFC |  | 22 | 2 | NAICS-22 Non-Cogen | GT | NG | NG | MISO | 487809 | 39870.001 | 2021
Vintage1999 | natural gas peaker | TRUE | 55102 | N | . | Livingston Generating Station | CMS Generation MI Power LLC | 3838 | MI | ENC | RFC |  | 22 | 2 | NAICS-22 Non-Cogen | GT | NG | NG | MISO | 127699 | 8000.999 | 2021
Vintage2001 | natural gas combined cycle | TRUE | 55103 | Y | . | Klamath Cogeneration Plant | Klamath Energy LLC | 14372 | OR | PACC | WECC |  | 22 | 3 | NAICS-22 Cogen | CA | NG | NG | AVRN | 799311 | 1085610.4 | 2021
Vintage2001 | natural gas combined cycle | TRUE | 55103 | Y | . | Klamath Cogeneration Plant | Klamath Energy LLC | 14372 | OR | PACC | WECC |  | 22 | 3 | NAICS-22 Cogen | CT | NG | NG | AVRN | 21369060 | 1969799.4 | 2021
Vintage2002 | natural gas combined cycle | TRUE | 55107 | N | . | Rhode Island State Energy Center | RISEC Operating Services | 6832 | RI | NEW | NPCC |  | 22 | 2 | NAICS-22 Non-Cogen | CA | NG | NG | ISNE | 486180 | 1304896 | 2021
Vintage2002 | natural gas combined cycle | TRUE | 55107 | N | . | Rhode Island State Energy Center | RISEC Operating Services | 6832 | RI | NEW | NPCC |  | 22 | 2 | NAICS-22 Non-Cogen | CT | NG | NG | ISNE | 25358273 | 2306732 | 2021
Vintage2000 | natural gas peaker | TRUE | 55109 | N | . | Rocky Road Power LLC | Lincoln Operating Services, LLC | 64030 | IL | ENC | RFC |  | 22 | 2 | NAICS-22 Non-Cogen | GT | NG | NG | PJM | 1675431 | 140188 | 2021
Vintage2000 | natural gas peaker | TRUE | 55110 | N | . | Madison | Duke Energy Indiana, LLC | 15470 | OH | ENC | RFC |  | 22 | 1 | Electric Utility | GT | NG | NG | PJM | 6790756 | 527447 | 2021
Vintage2000 | natural gas peaker | TRUE | 55111 | N | . | Vermillion Energy Facility | Duke Energy Ohio Inc | 3542 | IN | ENC | RFC |  | 22 | 1 | Electric Utility | GT | NG | NG | MISO | 3397828 | 259929 | 2021
Vintage2001 | natural gas combined cycle | TRUE | 55112 | N | . | Sutter Energy Center | Calpine Corp-Sutter | 22650 | CA | PACC | WECC |  | 22 | 2 | NAICS-22 Non-Cogen | CA | NG | NG | WALC | 122083 | 627065 | 2021
Vintage2001 | natural gas combined cycle | TRUE | 55112 | N | . | Sutter Energy Center | Calpine Corp-Sutter | 22650 | CA | PACC | WECC |  | 22 | 2 | NAICS-22 Non-Cogen | CT | NG | NG | WALC | 13894538 | 1211551 | 2021
Vintage0 | petroleum | FALSE | 55116 | N | . | Rockingham County CT Station | Duke Energy Carolinas, LLC | 5416 | NC | SAT | SERC |  | 22 | 1 | Electric Utility | GT | DFO | DFO | DUK | 129078 | 11610.171 | 2021
Vintage2000 | natural gas peaker | TRUE | 55116 | N | . | Rockingham County CT Station | Duke Energy Carolinas, LLC | 5416 | NC | SAT | SERC |  | 22 | 1 | Electric Utility | GT | NG | NG | DUK | 7998329 | 713112.83 | 2021
| natural gas combined cycle | FALSE | 55117 | Y | . | RS Cogen | Eagle 2 US LLC | 14306 | LA | WSC | SERC |  | 325 | 7 | Industrial NAICS Cogen | CA | NG | NG | MISO | 0 | 254308.78 | 2021
Vintage2002 | natural gas combined cycle | FALSE | 55117 | Y | . | RS Cogen | Eagle 2 US LLC | 14306 | LA | WSC | SERC |  | 325 | 7 | Industrial NAICS Cogen | CT | NG | NG | MISO | 14437293 | 1879973.5 | 2021
Vintage2001 | natural gas peaker | FALSE | 55122 | Y | . | NAFTA Region Olefins Complex Cogen Fac | BASF Corp | 1357 | TX | WSC | SERC |  | 32511 | 7 | Industrial NAICS Cogen | GT | NG | NG | MISO | 2489132 | 500452.68 | 2021
Vintage2002 | natural gas combined cycle | TRUE | 55123 | N | . | Magic Valley Generating Station | Calpine Corp-Magic Valley | 2877 | TX | WSC | TRE |  | 22 | 2 | NAICS-22 Non-Cogen | CA | NG | NG | ERCO | 175463 | 969896 | 2021
Vintage2002 | natural gas combined cycle | TRUE | 55123 | N | . | Magic Valley Generating Station | Calpine Corp-Magic Valley | 2877 | TX | WSC | TRE |  | 22 | 2 | NAICS-22 Non-Cogen | CT | NG | NG | ERCO | 19689829 | 1689616 | 2021
Vintage2002 | natural gas combined cycle | TRUE | 55124 | N | . | Griffith Energy LLC | Griffith Energy LLC | 56090 | AZ | MTN | WECC |  | 22 | 2 | NAICS-22 Non-Cogen | CA | NG | NG | GRIF | 2142447 | 1360974 | 2021
Vintage2002 | natural gas combined cycle | TRUE | 55124 | N | . | Griffith Energy LLC | Griffith Energy LLC | 56090 | AZ | MTN | WECC |  | 22 | 2 | NAICS-22 Non-Cogen | CT | NG | NG | GRIF | 22760848 | 2088033 | 2021
Vintage1998 | onshore wind | TRUE | 55125 | N | . | Vansycle | ESI Vansycle Partners LP | 6017 | OR | PACC | WECC |  | 22 | 2 | NAICS-22 Non-Cogen | WT | WND | WND | BPAT | 607210 | 68658 | 2021
Vintage2004 | natural gas combined cycle | TRUE | 55126 | N | . | Milford Power Project | Milford Power Co LLC | 12568 | CT | NEW | NPCC |  | 22 | 2 | NAICS-22 Non-Cogen | CS | NG | NG | ISNE | 24451157 | 3317637 | 2021
| other | FALSE | 55126 | N | . | Milford Power Project | Milford Power Co LLC | 12568 | CT | NEW | NPCC |  | 22 | 2 | NAICS-22 Non-Cogen | CS | PG | WOO | ISNE | 0 | 0 | 2021
Vintage2000 | natural gas peaker | TRUE | 55127 | N | . | Manchief Electric Generating Station | Manchief Power Co LLC | 11569 | CO | MTN | WECC |  | 22 | 2 | NAICS-22 Non-Cogen | GT | NG | NG | PSCO | 2909393 | 268258 | 2021
Vintage2001 | natural gas peaker | TRUE | 55128 | N | . | Walton County Power, LLC | SEPG Operating Services, LLC Walton | 59415 | GA | SAT | SERC |  | 22 | 2 | NAICS-22 Non-Cogen | GT | NG | NG | SOCO | 4436674 | 427731 | 2021
Vintage2001 | natural gas combined cycle | TRUE | 55129 | N | . | Desert Basin | Salt River Project | 16572 | AZ | MTN | WECC |  | 22 | 1 | Electric Utility | CA | NG | NG | SRP | 714276 | 727102 | 2021
Vintage2001 | natural gas combined cycle | TRUE | 55129 | N | . | Desert Basin | Salt River Project | 16572 | AZ | MTN | WECC |  | 22 | 1 | Electric Utility | CT | NG | NG | SRP | 13194981 | 1138492 | 2021
Vintage2002 | natural gas combined cycle | TRUE | 55131 | N | . | Kendall County Generation Facility | Dynegy Kendall Energy LLC | 57141 | IL | ENC | RFC |  | 22 | 2 | NAICS-22 Non-Cogen | CA | NG | NG | PJM | 2222711 | 2033464 | 2021
Vintage2002 | natural gas combined cycle | TRUE | 55131 | N | . | Kendall County Generation Facility | Dynegy Kendall Energy LLC | 57141 | IL | ENC | RFC |  | 22 | 2 | NAICS-22 Non-Cogen | CT | NG | NG | PJM | 42786120 | 3933097 | 2021
| petroleum | FALSE | 55132 | N | . | Tenaska Gateway Generating Station | Tenaska Gateway Partners Ltd | 18518 | TX | WSC | TRE |  | 22 | 2 | NAICS-22 Non-Cogen | CA | DFO | DFO | ERCO | 0 | 0 | 2021
Vintage2001 | natural gas combined cycle | TRUE | 55132 | N | . | Tenaska Gateway Generating Station | Tenaska Gateway Partners Ltd | 18518 | TX | WSC | TRE |  | 22 | 2 | NAICS-22 Non-Cogen | CA | NG | NG | ERCO | 2078419 | 1367381 | 2021
| petroleum | FALSE | 55132 | N | . | Tenaska Gateway Generating Station | Tenaska Gateway Partners Ltd | 18518 | TX | WSC | TRE |  | 22 | 2 | NAICS-22 Non-Cogen | CT | DFO | DFO | ERCO | 0 | 0 | 2021
Vintage2001 | natural gas combined cycle | TRUE | 55132 | N | . | Tenaska Gateway Generating Station | Tenaska Gateway Partners Ltd | 18518 | TX | WSC | TRE |  | 22 | 2 | NAICS-22 Non-Cogen | CT | NG | NG | ERCO | 22143645 | 1899696 | 2021
Vintage1999 | petroleum | FALSE | 55133 | N | . | Thomson Reuters Campus Bldg A-D | Thomson Corp | 18981 | MN | WNC | MRO |  | 323 | 6 | Industrial NAICS Non-Cogen | IC | DFO | DFO | MISO | 5187 | 625 | 2021
| natural gas peaker | FALSE | 55133 | N | . | Thomson Reuters Campus Bldg A-D | Thomson Corp | 18981 | MN | WNC | MRO |  | 323 | 6 | Industrial NAICS Non-Cogen | IC | NG | NG | MISO | 0 | 0 | 2021
| petroleum | FALSE | 55135 | N | . | Alliant Energy Neenah | Wisconsin Power & Light Co | 20856 | WI | ENC | RFC |  | 22 | 1 | Electric Utility | GT | DFO | DFO | MISO | 0 | 0 | 2021
Vintage2000 | natural gas peaker | TRUE | 55135 | N | . | Alliant Energy Neenah | Wisconsin Power & Light Co | 20856 | WI | ENC | RFC |  | 22 | 1 | Electric Utility | GT | NG | NG | MISO | 1660642 | 463276 | 2021
Vintage2002 | natural gas combined cycle | TRUE | 55137 | N | . | Rio Nogales Power Project | City of San Antonio - (TX) | 16604 | TX | WSC | TRE |  | 22 | 1 | Electric Utility | CA | NG | NG | ERCO | 50867 | 1483183 | 2021
Vintage2002 | natural gas combined cycle | TRUE | 55137 | N | . | Rio Nogales Power Project | City of San Antonio - (TX) | 16604 | TX | WSC | TRE |  | 22 | 1 | Electric Utility | CT | NG | NG | ERCO | 28816383 | 2580377 | 2021
Vintage1999 | natural gas peaker | TRUE | 55138 | N | . | Walton Discover Power Facility | Walton Discover LLC | 60492 | AL | ESC | SERC |  | 22 | 2 | NAICS-22 Non-Cogen | GT | NG | NG | SOCO | 884 | 134 | 2021
Vintage2003 | natural gas combined cycle | TRUE | 55139 | N | . | Wolf Hollow I LP | Wolf Hollow I Power, LLC | 313 | TX | WSC | TRE |  | 22 | 2 | NAICS-22 Non-Cogen | CA | NG | NG | ERCO | 269255 | 800411 | 2021
Vintage2003 | natural gas combined cycle | TRUE | 55139 | N | . | Wolf Hollow I LP | Wolf Hollow I Power, LLC | 313 | TX | WSC | TRE |  | 22 | 2 | NAICS-22 Non-Cogen | CT | NG | NG | ERCO | 16600542 | 1485576 | 2021
Vintage2001 | natural gas peaker | TRUE | 55141 | N | . | Hawk Road Facility | Oglethorpe Power Corporation | 13994 | GA | SAT | SERC |  | 22 | 1 | Electric Utility | GT | NG | NG | SOCO | 5651249 | 506940 | 2021
Vintage2002 | natural gas combined cycle | TRUE | 55144 | N | . | Hays Energy Project | Hays Energy, LLC | 1074 | TX | WSC | TRE |  | 22 | 2 | NAICS-22 Non-Cogen | CS | NG | NG | ERCO | 21606653 | 2777158 | 2021
Vintage2002 | natural gas combined cycle | TRUE | 55146 | N | . | Green Country Energy LLC | Green Country OP Services LLC | 7597 | OK | WSC | MRO |  | 22 | 2 | NAICS-22 Non-Cogen | CA | NG | NG | SWPP | 1164953 | 1283217 | 2021
Vintage2002 | natural gas combined cycle | TRUE | 55146 | N | . | Green Country Energy LLC | Green Country OP Services LLC | 7597 | OK | WSC | MRO |  | 22 | 2 | NAICS-22 Non-Cogen | CT | NG | NG | SWPP | 23229496 | 2049470 | 2021
Vintage2000 | natural gas peaker | TRUE | 55148 | N | . | Worthington Generation LLC | Hoosier Energy R E C, Inc | 9267 | IN | ENC | RFC |  | 22 | 1 | Electric Utility | GT | NG | NG | MISO | 2035192 | 189841 | 2021
Vintage2002 | natural gas combined cycle | TRUE | 55149 | N | . | Lake Road Generating Plant | Lake Road Generating Co LP | 10576 | CT | NEW | NPCC |  | 22 | 2 | NAICS-22 Non-Cogen | CS | NG | NG | ISNE | 40910235 | 5542122 | 2021
| other | FALSE | 55149 | N | . | Lake Road Generating Plant | Lake Road Generating Co LP | 10576 | CT | NEW | NPCC |  | 22 | 2 | NAICS-22 Non-Cogen | CS | PG | WOO | ISNE | 0 | 0 | 2021
Vintage2003 | natural gas combined cycle | TRUE | 55151 | N | . | La Paloma Generating Plant | CXA La Paloma LLC | 61173 | CA | PACC | WECC |  | 22 | 2 | NAICS-22 Non-Cogen | CS | NG | NG | CISO | 9759834 | 1243350 | 2021
| petroleum | FALSE | 55152 | N | . | Bank of America Plaza | BF ATL Realty Services LLC | 3790 | GA | SAT | SERC |  | 53 | 4 | Commercial NAICS Non-Cogen | IC | DFO | DFO | SOCO | 0 | 0 | 2021
Vintage2000 | natural gas combined cycle | TRUE | 55153 | N | . | Guadalupe Generating Station | Guadalupe Power Partners LP | 57045 | TX | WSC | TRE |  | 22 | 2 | NAICS-22 Non-Cogen | CA | NG | NG | ERCO | 891989 | 1752203 | 2021
Vintage2000 | natural gas combined cycle | TRUE | 55153 | N | . | Guadalupe Generating Station | Guadalupe Power Partners LP | 57045 | TX | WSC | TRE |  | 22 | 2 | NAICS-22 Non-Cogen | CT | NG | NG | ERCO | 32775692 | 3064550 | 2021
| natural gas combined cycle | FALSE | 55154 | N | . | Lost Pines 1 Power Project | Lower Colorado River Authority | 11269 | TX | WSC | TRE |  | 22 | 1 | Electric Utility | CA | NG | NG | ERCO | 0 | 727744 | 2021
Vintage2001 | natural gas combined cycle | TRUE | 55154 | N | . | Lost Pines 1 Power Project | Lower Colorado River Authority | 11269 | TX | WSC | TRE |  | 22 | 1 | Electric Utility | CT | NG | NG | ERCO | 14993512 | 1316851 | 2021
| biomass | FALSE | 55155 | N | . | MM Albany Energy | MM Albany Energy LLC | 57229 | NY | MAT | NPCC |  | 22 | 2 | NAICS-22 Non-Cogen | IC | LFG | MLG | NYIS | 0 | 0 | 2021
Vintage2013 | biomass | TRUE | 55156 | N | . | MM Prince William Energy | MM Prince William Energy LLC | 57230 | VA | SAT | SERC |  | 22 | 2 | NAICS-22 Non-Cogen | IC | LFG | MLG | PJM | 595840 | 50518 | 2021
Vintage1998 | biomass | TRUE | 55160 | N | . | MM Tulare Energy | MM Tulare Energy LLC | 57231 | CA | PACC | WECC |  | 22 | 2 | NAICS-22 Non-Cogen | IC | LFG | MLG | CISO | 90001 | 6980 | 2021
Vintage1998 | biomass | TRUE | 55161 | N | . | MM Lopez Energy | MM Lopez Energy LLC | 57232 | CA | PACC | WECC |  | 22 | 2 | NAICS-22 Non-Cogen | IC | LFG | MLG | CISO | 248380 | 25837 | 2021
Vintage0 | petroleum | FALSE | 55164 | N | . | Bluegrass Generating Station | East Kentucky Power Coop, Inc | 5580 | KY | ESC | SERC |  | 22 | 1 | Electric Utility | GT | DFO | DFO | LGEE | 5669 | 501.379 | 2021
Vintage2002 | natural gas peaker | TRUE | 55164 | N | . | Bluegrass Generating Station | East Kentucky Power Coop, Inc | 5580 | KY | ESC | SERC |  | 22 | 1 | Electric Utility | GT | NG | NG | LGEE | 2022844 | 178914.62 | 2021
Vintage2001 | natural gas peaker | TRUE | 55165 | N | . | Calcasieu | Entergy Louisiana LLC | 11241 | LA | WSC | SERC |  | 22 | 1 | Electric Utility | GT | NG | NG | MISO | 846932 | 76186 | 2021
Vintage0 | petroleum | FALSE | 55166 | N | . | Broad River Energy Center | Broad River Energy LLC | 54810 | SC | SAT | SERC |  | 22 | 2 | NAICS-22 Non-Cogen | GT | DFO | DFO | DUK | 20404 | 1891.356 | 2021
Vintage2001 | natural gas peaker | TRUE | 55166 | N | . | Broad River Energy Center | Broad River Energy LLC | 54810 | SC | SAT | SERC |  | 22 | 2 | NAICS-22 Non-Cogen | GT | NG | NG | DUK | 3582285 | 335175.64 | 2021
Vintage2002 | natural gas combined cycle | TRUE | 55168 | N | . | Bastrop Energy Center | Bastrop Energy Partners, LP | 49768 | TX | WSC | TRE |  | 22 | 2 | NAICS-22 Non-Cogen | CA | NG | NG | ERCO | 1461096 | 523613 | 2021
Vintage2002 | natural gas combined cycle | TRUE | 55168 | N | . | Bastrop Energy Center | Bastrop Energy Partners, LP | 49768 | TX | WSC | TRE |  | 22 | 2 | NAICS-22 Non-Cogen | CT | NG | NG | ERCO | 13579229 | 1333420 | 2021
| natural gas combined cycle | FALSE | 55170 | N | . | Granite Ridge | Granite Ridge Energy LLC | 88 | NH | NEW | NPCC |  | 22 | 2 | NAICS-22 Non-Cogen | CA | NG | NG | ISNE | 0 | 1124379 | 2021
Vintage2003 | natural gas combined cycle | TRUE | 55170 | N | . | Granite Ridge | Granite Ridge Energy LLC | 88 | NH | NEW | NPCC |  | 22 | 2 | NAICS-22 Non-Cogen | CT | NG | NG | ISNE | 23766984 | 2068829 | 2021
Vintage2010 | natural gas combined cycle | TRUE | 55172 | N | . | Bosque County Peaking | Calpine Bosque Energy Center LLC | 55899 | TX | WSC | TRE |  | 22 | 2 | NAICS-22 Non-Cogen | CA | NG | NG | ERCO | 538461 | 1487007 | 2021
Vintage2001 | natural gas combined cycle | TRUE | 55172 | N | . | Bosque County Peaking | Calpine Bosque Energy Center LLC | 55899 | TX | WSC | TRE |  | 22 | 2 | NAICS-22 Non-Cogen | CT | NG | NG | ERCO | 28329586 | 2593485 | 2021
Vintage2002 | natural gas combined cycle | TRUE | 55173 | N | . | Acadia Energy Center | Cleco Power LLC | 3265 | LA | WSC | SERC |  | 22 | 1 | Electric Utility | CA | NG | NG | MISO | 358386 | 1615594 | 2021
Vintage2002 | natural gas combined cycle | TRUE | 55173 | N | . | Acadia Energy Center | Cleco Power LLC | 3265 | LA | WSC | SERC |  | 22 | 1 | Electric Utility | CT | NG | NG | MISO | 34141695 | 2628722 | 2021
Vintage2001 | natural gas combined cycle | TRUE | 55176 | Y | . | Eastman Cogeneration Facility | Eastman Cogeneration LP | 49791 | TX | WSC | MRO |  | 22 | 3 | NAICS-22 Cogen | CA | NG | NG | SWPP | 732219 | 372776.82 | 2021
| other | FALSE | 55176 | Y | . | Eastman Cogeneration Facility | Eastman Cogeneration LP | 49791 | TX | WSC | MRO |  | 22 | 3 | NAICS-22 Cogen | CA | OG | OOG | SWPP | 0 | 0 | 2021
Vintage2001 | natural gas combined cycle | TRUE | 55176 | Y | . | Eastman Cogeneration Facility | Eastman Cogeneration LP | 49791 | TX | WSC | MRO |  | 22 | 3 | NAICS-22 Cogen | CT | NG | NG | SWPP | 11328211 | 1752997.6 | 2021
| other | FALSE | 55176 | Y | . | Eastman Cogeneration Facility | Eastman Cogeneration LP | 49791 | TX | WSC | MRO |  | 22 | 3 | NAICS-22 Cogen | CT | OG | OOG | SWPP | 0 | 0 | 2021
Vintage2001 | natural gas combined cycle | TRUE | 55177 | N | . | South Point Energy Center | South Point Energy Center LLC | 50157 | AZ | MTN | WECC |  | 22 | 2 | NAICS-22 Non-Cogen | CA | NG | NG | WALC | 26658 | 899940 | 2021
Vintage2001 | natural gas combined cycle | TRUE | 55177 | N | . | South Point Energy Center | South Point Energy Center LLC | 50157 | AZ | MTN | WECC |  | 22 | 2 | NAICS-22 Non-Cogen | CT | NG | NG | WALC | 21915086 | 1844972 | 2021
Vintage2002 | natural gas combined cycle | TRUE | 55178 | N | . | Dogwood Energy Facility | Dogwood Power Management, LLC | 54915 | MO | WNC | MRO |  | 22 | 2 | NAICS-22 Non-Cogen | CA | NG | NG | SWPP | 699450 | 669191 | 2021
Vintage2001 | natural gas combined cycle | TRUE | 55178 | N | . | Dogwood Energy Facility | Dogwood Power Management, LLC | 54915 | MO | WNC | MRO |  | 22 | 2 | NAICS-22 Non-Cogen | CT | NG | NG | SWPP | 13028965 | 1111457 | 2021
Vintage2001 | natural gas combined cycle | TRUE | 55179 | N | . | Rathdrum Power LLC | Rathdrum Operating Services Co., Inc. | 15708 | ID | MTN | WECC |  | 22 | 2 | NAICS-22 Non-Cogen | CA | NG | NG | AVA | 119393 | 628330 | 2021
Vintage2001 | natural gas combined cycle | TRUE | 55179 | N | . | Rathdrum Power LLC | Rathdrum Operating Services Co., Inc. | 15708 | ID | MTN | WECC |  | 22 | 2 | NAICS-22 Non-Cogen | CT | NG | NG | AVA | 12715485 | 1194308 | 2021
Vintage2003 | natural gas combined cycle | TRUE | 55182 | N | . | Sunrise Power LLC | Sunrise Power Co LLC | 18320 | CA | PACC | WECC |  | 22 | 2 | NAICS-22 Non-Cogen | CA | NG | NG | CISO | 1214320 | 1089865 | 2021
Vintage2001 | natural gas combined cycle | TRUE | 55182 | N | . | Sunrise Power LLC | Sunrise Power Co LLC | 18320 | CA | PACC | WECC |  | 22 | 2 | NAICS-22 Non-Cogen | CT | NG | NG | CISO | 18051310 | 1621086 | 2021
| natural gas combined cycle | FALSE | 55183 | N | . | Nelson Energy Center | Invenergy Services LLC | 49893 | IL | ENC | RFC |  | 22 | 2 | NAICS-22 Non-Cogen | CA | NG | NG | PJM | 0 | 771539 | 2021
Vintage2015 | natural gas combined cycle | TRUE | 55183 | N | . | Nelson Energy Center | Invenergy Services LLC | 49893 | IL | ENC | RFC |  | 22 | 2 | NAICS-22 Non-Cogen | CT | NG | NG | PJM | 16857622 | 1463760 | 2021
Vintage1989 | natural gas peaker | FALSE | 55184 | Y | . | Aera San Ardo Cogen Facility | Aera Energy LLC-San Ardo | 24536 | CA | PACC | WECC |  | 211 | 7 | Industrial NAICS Cogen | GT | NG | NG | CISO | 38583 | 7062 | 2021
Vintage2002 | natural gas combined cycle | TRUE | 55187 | Y | . | Channelview Cogeneration Plant | EIF Channelview Cogeneration LLC | 56380 | TX | WSC | TRE |  | 22 | 3 | NAICS-22 Cogen | CA | NG | NG | ERCO | 3236770 | 792796 | 2021
Vintage2002 | natural gas combined cycle | TRUE | 55187 | Y | . | Channelview Cogeneration Plant | EIF Channelview Cogeneration LLC | 56380 | TX | WSC | TRE |  | 22 | 3 | NAICS-22 Cogen | CT | NG | NG | ERCO | 29759864 | 4584182 | 2021
| natural gas combined cycle | FALSE | 55188 | N | . | Cordova Energy | Cordova Energy Co LLC | 4210 | IL | ENC | RFC |  | 22 | 2 | NAICS-22 Non-Cogen | CA | NG | NG | PJM | 0 | 796998 | 2021
Vintage2001 | natural gas combined cycle | TRUE | 55188 | N | . | Cordova Energy | Cordova Energy Co LLC | 4210 | IL | ENC | RFC |  | 22 | 2 | NAICS-22 Non-Cogen | CT | NG | NG | PJM | 15391272 | 1433325 | 2021
| natural gas combined cycle | FALSE | 55193 | N | . | Ontelaunee Energy Center | Ontelaunee Energy Center | 55649 | PA | MAT | RFC |  | 22 | 2 | NAICS-22 Non-Cogen | CA | NG | NG | PJM | 0 | 1593964 | 2021
Vintage2002 | natural gas combined cycle | TRUE | 55193 | N | . | Ontelaunee Energy Center | Ontelaunee Energy Center | 55649 | PA | MAT | RFC |  | 22 | 2 | NAICS-22 Non-Cogen | CT | NG | NG | PJM | 30755943 | 2830926 | 2021
| petroleum | FALSE | 55196 | N | . | Springdale 1 & 2 | Springdale Energy LLC | 61267 | PA | MAT | RFC |  | 22 | 2 | NAICS-22 Non-Cogen | GT | DFO | DFO | PJM | 0 | 0 | 2021
Vintage1999 | natural gas peaker | TRUE | 55196 | N | . | Springdale 1 & 2 | Springdale Energy LLC | 61267 | PA | MAT | RFC |  | 22 | 2 | NAICS-22 Non-Cogen | GT | NG | NG | PJM | 1428513 | 136857 | 2021
Vintage2003 | natural gas combined cycle | TRUE | 55197 | N | . | Caledonia | Tennessee Valley Authority | 18642 | MS | ESC | SERC |  | 22 | 1 | Electric Utility | CA | NG | NG | TVA | 18953048 | 1561154 | 2021
Vintage2003 | natural gas combined cycle | TRUE | 55197 | N | . | Caledonia | Tennessee Valley Authority | 18642 | MS | ESC | SERC |  | 22 | 1 | Electric Utility | CT | NG | NG | TVA | 11268624 | 2798803 | 2021
Vintage2002 | natural gas peaker | TRUE | 55198 | N | . | Riverside Generating LLC | Riverside Generating Co LLC | 16124 | KY | ESC | RFC |  | 22 | 2 | NAICS-22 Non-Cogen | GT | NG | NG | PJM | 7267265 | 561639 | 2021
Vintage2001 | natural gas peaker | TRUE | 55199 | N | . | Elwood Energy LLC | Elwood Energy LLC | 5259 | IL | ENC | RFC |  | 22 | 2 | NAICS-22 Non-Cogen | GT | NG | NG | PJM | 9797527 | 836575 | 2021
Vintage2002 | natural gas combined cycle | TRUE | 55200 | N | . | Arapahoe Combustion Turbine Project | SWG Arapahoe, LLC | 58517 | CO | MTN | WECC |  | 22 | 2 | NAICS-22 Non-Cogen | CA | NG | NG | PSCO | 64700 | 43565 | 2021
Vintage2000 | natural gas combined cycle | TRUE | 55200 | N | . | Arapahoe Combustion Turbine Project | SWG Arapahoe, LLC | 58517 | CO | MTN | WECC |  | 22 | 2 | NAICS-22 Non-Cogen | CT | NG | NG | PSCO | 1774876 | 159380 | 2021
| petroleum | FALSE | 55201 | N | . | Gibson City Energy Center LLC | Gibson City Energy Center LLC | 64670 | IL | ENC | SERC |  | 22 | 2 | NAICS-22 Non-Cogen | GT | DFO | DFO | MISO | 0 | 0 | 2021
Vintage2000 | natural gas peaker | TRUE | 55201 | N | . | Gibson City Energy Center LLC | Gibson City Energy Center LLC | 64670 | IL | ENC | SERC |  | 22 | 2 | NAICS-22 Non-Cogen | GT | NG | NG | MISO | 1986830 | 153845 | 2021
Vintage2001 | natural gas peaker | TRUE | 55202 | N | . | Pinckneyville | Union Electric Co - (MO) | 19436 | IL | ENC | SERC |  | 22 | 1 | Electric Utility | GT | NG | NG | MISO | 1222477 | 110537 | 2021
| petroleum | FALSE | 55204 | N | . | Kinmundy | Union Electric Co - (MO) | 19436 | IL | ENC | SERC |  | 22 | 1 | Electric Utility | GT | DFO | DFO | MISO | 0 | 0 | 2021
Vintage2001 | natural gas peaker | TRUE | 55204 | N | . | Kinmundy | Union Electric Co - (MO) | 19436 | IL | ENC | SERC |  | 22 | 1 | Electric Utility | GT | NG | NG | MISO | 248651 | 17656 | 2021
Vintage2002 | natural gas combined cycle | TRUE | 55206 | Y | . | Corpus Christi Energy Center | Corpus Christi Cogeneration LLC | 4383 | TX | WSC | TRE |  | 22 | 3 | NAICS-22 Cogen | CA | NG | NG | ERCO | 697420 | 323711 | 2021
| other | FALSE | 55206 | Y | . | Corpus Christi Energy Center | Corpus Christi Cogeneration LLC | 4383 | TX | WSC | TRE |  | 22 | 3 | NAICS-22 Cogen | CA | OG | OOG | ERCO | 0 | 0 | 2021
Vintage2002 | natural gas combined cycle | TRUE | 55206 | Y | . | Corpus Christi Energy Center | Corpus Christi Cogeneration LLC | 4383 | TX | WSC | TRE |  | 22 | 3 | NAICS-22 Cogen | CT | NG | NG | ERCO | 9937741 | 1574790 | 2021
| other | FALSE | 55206 | Y | . | Corpus Christi Energy Center | Corpus Christi Cogeneration LLC | 4383 | TX | WSC | TRE |  | 22 | 3 | NAICS-22 Cogen | CT | OG | OOG | ERCO | 0 | 0 | 2021
Vintage2001 | natural gas peaker | TRUE | 55207 | N | . | Valmont Combustion Turbine Project | Public Service Co of Colorado | 15466 | CO | MTN | WECC |  | 22 | 1 | Electric Utility | GT | NG | NG | PSCO | 206355 | 14251 | 2021
Vintage1998 | onshore wind | TRUE | 55208 | N | . | Lake Benton I | Allete Clean Energy | 59496 | MN | WNC | MRO |  | 22 | 2 | NAICS-22 Non-Cogen | WT | WND | WND | MISO | 2097902 | 237212 | 2021
| natural gas combined cycle | FALSE | 55210 | N | . | Afton Generating Station | Public Service Co of NM | 15473 | NM | MTN | WECC |  | 22 | 1 | Electric Utility | CA | NG | NG | PNM | 0 | 0 | 2021
Vintage2002 | natural gas combined cycle | TRUE | 55210 | N | . | Afton Generating Station | Public Service Co of NM | 15473 | NM | MTN | WECC |  | 22 | 1 | Electric Utility | CT | NG | NG | PNM | 5124320 | 629136 | 2021
Vintage2002 | natural gas combined cycle | TRUE | 55211 | N | . | ANP Bellingham Energy Project | ANP Bellingham Energy Company LLC | 641 | MA | NEW | NPCC |  | 22 | 2 | NAICS-22 Non-Cogen | CS | NG | NG | ISNE | 19181177 | 2466446 | 2021
Vintage2001 | natural gas combined cycle | TRUE | 55212 | N | . | ANP Blackstone Energy Project | ANP Blackstone Energy Company LLC | 656 | MA | NEW | NPCC |  | 22 | 2 | NAICS-22 Non-Cogen | CS | NG | NG | ISNE | 17694617 | 2303286 | 2021
Vintage2001 | natural gas combined cycle | TRUE | 55215 | N | . | Odessa-Ector Power Plant | LaFrontera Holdings LLC | 60477 | TX | WSC | TRE |  | 22 | 2 | NAICS-22 Non-Cogen | CA | NG | NG | ERCO | 1424037 | 1525039 | 2021
Vintage2001 | natural gas combined cycle | TRUE | 55215 | N | . | Odessa-Ector Power Plant | LaFrontera Holdings LLC | 60477 | TX | WSC | TRE |  | 22 | 2 | NAICS-22 Non-Cogen | CT | NG | NG | ERCO | 28735984 | 2748201 | 2021
Vintage2000 | natural gas combined cycle | TRUE | 55216 | Y | . | Morris Cogeneration LLC | Morris Cogeneration LLC | 54755 | IL | ENC | RFC |  | 22 | 3 | NAICS-22 Cogen | CA | NG | NG | PJM | 306806 | 48985 | 2021
| other | FALSE | 55216 | Y | . | Morris Cogeneration LLC | Morris Cogeneration LLC | 54755 | IL | ENC | RFC |  | 22 | 3 | NAICS-22 Cogen | CA | OG | OOG | PJM | 0 | 0 | 2021
Vintage1998 | natural gas combined cycle | TRUE | 55216 | Y | . | Morris Cogeneration LLC | Morris Cogeneration LLC | 54755 | IL | ENC | RFC |  | 22 | 3 | NAICS-22 Cogen | CT | NG | NG | PJM | 4052544 | 566525 | 2021
| other | FALSE | 55216 | Y | . | Morris Cogeneration LLC | Morris Cogeneration LLC | 54755 | IL | ENC | RFC |  | 22 | 3 | NAICS-22 Cogen | CT | OG | OOG | PJM | 0 | 0 | 2021
Vintage2001 | natural gas combined cycle | TRUE | 55217 | Y | . | Los Medanos Energy Center | Los Medanos Energy Center LLC | 2843 | CA | PACC | WECC |  | 22 | 3 | NAICS-22 Cogen | CA | NG | NG | CISO | 1140515 | 1151066 | 2021
Vintage2001 | natural gas combined cycle | TRUE | 55217 | Y | . | Los Medanos Energy Center | Los Medanos Energy Center LLC | 2843 | CA | PACC | WECC |  | 22 | 3 | NAICS-22 Cogen | CT | NG | NG | CISO | 21062051 | 2178064 | 2021
Vintage2001 | natural gas combined cycle | TRUE | 55218 | N | . | Hinds Energy Facility | Entergy Mississippi LLC | 12685 | MS | ESC | SERC |  | 22 | 1 | Electric Utility | CA | NG | NG | MISO | 351169 | 1204138 | 2021
Vintage2001 | natural gas combined cycle | TRUE | 55218 | N | . | Hinds Energy Facility | Entergy Mississippi LLC | 12685 | MS | ESC | SERC |  | 22 | 1 | Electric Utility | CT | NG | NG | MISO | 24299081 | 2276492 | 2021
Vintage2020 | natural gas peaker | TRUE | 55218 | N | . | Hinds Energy Facility | Entergy Mississippi LLC | 12685 | MS | ESC | SERC |  | 22 | 1 | Electric Utility | GT | NG | NG | MISO | 87145 | 8009 | 2021
| natural gas combined cycle | FALSE | 55220 | N | . | Attala | Entergy Mississippi LLC | 12685 | MS | ESC | SERC |  | 22 | 1 | Electric Utility | CA | NG | NG | MISO | 0 | 855123 | 2021
Vintage2001 | natural gas combined cycle | TRUE | 55220 | N | . | Attala | Entergy Mississippi LLC | 12685 | MS | ESC | SERC |  | 22 | 1 | Electric Utility | CT | NG | NG | MISO | 17592134 | 1637400 | 2021
| natural gas combined cycle | FALSE | 55221 | N | . | Harry L. Oswald | Arkansas Electric Coop Corp | 807 | AR | WSC | SERC |  | 22 | 1 | Electric Utility | CA | NG | NG | MISO | 0 | 140055 | 2021
Vintage2002 | natural gas combined cycle | TRUE | 55221 | N | . | Harry L. Oswald | Arkansas Electric Coop Corp | 807 | AR | WSC | SERC |  | 22 | 1 | Electric Utility | CT | NG | NG | MISO | 5676594 | 533342 | 2021
Vintage2000 | natural gas peaker | TRUE | 55222 | N | . | Lincoln Generating Facility | Lincoln Generating Facility LLC | 50094 | IL | ENC | RFC |  | 22 | 2 | NAICS-22 Non-Cogen | GT | NG | NG | PJM | 220669 | 16637 | 2021
| natural gas combined cycle | FALSE | 55223 | N | . | Ennis Power Company LLC | Ennis Power Company LLC | 5761 | TX | WSC | TRE |  | 22 | 2 | NAICS-22 Non-Cogen | CA | NG | NG | ERCO | 0 | 344969 | 2021
Vintage2002 | natural gas combined cycle | TRUE | 55223 | N | . | Ennis Power Company LLC | Ennis Power Company LLC | 5761 | TX | WSC | TRE |  | 22 | 2 | NAICS-22 Non-Cogen | CT | NG | NG | ERCO | 7356398 | 639068 | 2021
Vintage2000 | natural gas peaker | TRUE | 55224 | N | . | Wheatland Generating Facility | Duke Energy Indiana, LLC | 15470 | IN | ENC | RFC |  | 22 | 1 | Electric Utility | GT | NG | NG | MISO | 2313839 | 184107 | 2021
Vintage2003 | natural gas combined cycle | TRUE | 55225 | N | . | Oneta Energy Center | Oneta Power LLC | 2897 | OK | WSC | MRO |  | 22 | 2 | NAICS-22 Non-Cogen | CA | NG | NG | SWPP | 1166699 | 1492627 | 2021
Vintage2003 | natural gas combined cycle | TRUE | 55225 | N | . | Oneta Energy Center | Oneta Power LLC | 2897 | OK | WSC | MRO |  | 22 | 2 | NAICS-22 Non-Cogen | CT | NG | NG | SWPP | 27408428 | 2400858 | 2021
| natural gas combined cycle | FALSE | 55226 | N | . | Freestone Energy Center | Freestone Power Generation LLC | 6763 | TX | WSC | TRE |  | 22 | 2 | NAICS-22 Non-Cogen | CA | NG | NG | ERCO | 0 | 2085649 | 2021
Vintage2002 | natural gas combined cycle | TRUE | 55226 | N | . | Freestone Energy Center | Freestone Power Generation LLC | 6763 | TX | WSC | TRE |  | 22 | 2 | NAICS-22 Non-Cogen | CT | NG | NG | ERCO | 40866718 | 3710925 | 2021
Vintage0 | petroleum | FALSE | 55228 | N | . | Greenville Electric Generating Station | Buckeye Power, Inc | 7004 | OH | ENC | RFC |  | 22 | 1 | Electric Utility | GT | DFO | DFO | PJM | 538 | 55.941 | 2021
Vintage2000 | natural gas peaker | TRUE | 55228 | N | . | Greenville Electric Generating Station | Buckeye Power, Inc | 7004 | OH | ENC | RFC |  | 22 | 1 | Electric Utility | GT | NG | NG | PJM | 1778986 | 185528.06 | 2021
Vintage0 | petroleum | FALSE | 55229 | N | . | Montpelier Electric Generating Station | Kimura Power LLC | 61919 | IN | ENC | RFC |  | 22 | 2 | NAICS-22 Non-Cogen | GT | DFO | DFO | MISO | 34760 | 3311.479 | 2021
Vintage2001 | natural gas peaker | TRUE | 55229 | N | . | Montpelier Electric Generating Station | Kimura Power LLC | 61919 | IN | ENC | RFC |  | 22 | 2 | NAICS-22 Non-Cogen | GT | NG | NG | MISO | 4066404 | 366086.52 | 2021
Vintage2011 | natural gas combined cycle | TRUE | 55230 | N | . | Jack County | Brazos Electric Power Coop Inc | 2172 | TX | WSC | TRE |  | 22 | 1 | Electric Utility | CA | NG | NG | ERCO | 1067633 | 1490171 | 2021
Vintage2011 | natural gas combined cycle | TRUE | 55230 | N | . | Jack County | Brazos Electric Power Coop Inc | 2172 | TX | WSC | TRE |  | 22 | 1 | Electric Utility | CT | NG | NG | ERCO | 25879851 | 2167448 | 2021
Vintage2002 | natural gas combined cycle | TRUE | 55231 | N | . | Liberty Electric Power Plant | Liberty Electric Power LLC | 27031 | PA | MAT | RFC |  | 22 | 2 | NAICS-22 Non-Cogen | CA | NG | NG | PJM | 1026138 | 1510594 | 2021
Vintage2002 | natural gas combined cycle | TRUE | 55231 | N | . | Liberty Electric Power Plant | Liberty Electric Power LLC | 27031 | PA | MAT | RFC |  | 22 | 2 | NAICS-22 Non-Cogen | CT | NG | NG | PJM | 28823460 | 2665662 | 2021
Vintage0 | petroleum | FALSE | 55232 | N | . | Marshall Energy Facility | Tennessee Valley Authority | 18642 | KY | ESC | SERC |  | 22 | 1 | Electric Utility | GT | DFO | DFO | TVA | 25711 | 1916.608 | 2021
Vintage2002 | natural gas peaker | TRUE | 55232 | N | . | Marshall Energy Facility | Tennessee Valley Authority | 18642 | KY | ESC | SERC |  | 22 | 1 | Electric Utility | GT | NG | NG | TVA | 572667 | 43485.392 | 2021
Vintage2001 | natural gas peaker | TRUE | 55233 | N | . | Handsome Lake Energy LLC | Handsome Lake Energy LLC | 8027 | PA | MAT | RFC |  | 22 | 2 | NAICS-22 Non-Cogen | GT | NG | NG | PJM | 772905 | 30642.999 | 2021
Vintage2001 | natural gas peaker | TRUE | 55234 | N | . | Audrain Generating Station | Union Electric Co - (MO) | 19436 | MO | WNC | SERC |  | 22 | 1 | Electric Utility | GT | NG | NG | MISO | 524497 | 42141.001 | 2021
Vintage2001 | natural gas peaker | TRUE | 55236 | N | . | Lee Energy Facility | Lee County Generating Station | 59921 | IL | ENC | RFC |  | 22 | 2 | NAICS-22 Non-Cogen | GT | NG | NG | PJM | 4456895 | 328567 | 2021
Vintage2001 | natural gas peaker | TRUE | 55237 | N | . | Energy Shelby County | Shelby County Energy Center, LLC | 60168 | IL | ENC | SERC |  | 22 | 2 | NAICS-22 Non-Cogen | GT | NG | NG | MISO | 3204768 | 316248 | 2021
Vintage2000 | natural gas peaker | TRUE | 55238 | N | . | NRG Rockford I | Rockford Generation LLC | 60504 | IL | ENC | RFC |  | 22 | 2 | NAICS-22 Non-Cogen | GT | NG | NG | PJM | 2763678 | 264296 | 2021
| natural gas combined cycle | FALSE | 55239 | N | . | Red Oak Power LLC | Red Oak Operating Services LLC | 22131 | NJ | MAT | RFC |  | 22 | 2 | NAICS-22 Non-Cogen | CA | NG | NG | PJM | 0 | 848131 | 2021
Vintage2002 | natural gas combined cycle | TRUE | 55239 | N | . | Red Oak Power LLC | Red Oak Operating Services LLC | 22131 | NJ | MAT | RFC |  | 22 | 2 | NAICS-22 Non-Cogen | CT | NG | NG | PJM | 17444888 | 1569789 | 2021
| petroleum | FALSE | 55241 | N | . | Hog Bayou Energy Center | Mobile Energy LLC | 12739 | AL | ESC | SERC |  | 22 | 2 | NAICS-22 Non-Cogen | CA | DFO | DFO | SOCO | 0 | 0 | 2021
| natural gas combined cycle | FALSE | 55241 | N | . | Hog Bayou Energy Center | Mobile Energy LLC | 12739 | AL | ESC | SERC |  | 22 | 2 | NAICS-22 Non-Cogen | CA | NG | NG | SOCO | 0 | 535637 | 2021
| petroleum | FALSE | 55241 | N | . | Hog Bayou Energy Center | Mobile Energy LLC | 12739 | AL | ESC | SERC |  | 22 | 2 | NAICS-22 Non-Cogen | CT | DFO | DFO | SOCO | 0 | 0 | 2021
Vintage2001 | natural gas combined cycle | TRUE | 55241 | N | . | Hog Bayou Energy Center | Mobile Energy LLC | 12739 | AL | ESC | SERC |  | 22 | 2 | NAICS-22 Non-Cogen | CT | NG | NG | SOCO | 11569554 | 983096 | 2021
| natural gas combined cycle | FALSE | 55242 | N | . | Santa Rosa Energy Center | Santa Rosa Energy Center LLC | 54692 | FL | SAT | SERC |  | 22 | 2 | NAICS-22 Non-Cogen | CA | NG | NG | SOCO | 0 | 224007 | 2021
Vintage2003 | natural gas combined cycle | TRUE | 55242 | N | . | Santa Rosa Energy Center | Santa Rosa Energy Center LLC | 54692 | FL | SAT | SERC |  | 22 | 2 | NAICS-22 Non-Cogen | CT | NG | NG | SOCO | 5189583 | 458983 | 2021
Vintage0 | other | FALSE | 55243 | N | . | Astoria Gas Turbines | NRG Astoria Gas Turbine Operations Inc | 13582 | NY | MAT | NPCC |  | 22 | 2 | NAICS-22 Non-Cogen | GT | KER | WOO | NYIS | 19643 | 1341.13 | 2021
Vintage1970 | natural gas peaker | TRUE | 55243 | N | . | Astoria Gas Turbines | NRG Astoria Gas Turbine Operations Inc | 13582 | NY | MAT | NPCC |  | 22 | 2 | NAICS-22 Non-Cogen | GT | NG | NG | NYIS | 528100 | 36052.87 | 2021
Vintage2000 | natural gas peaker | TRUE | 55244 | N | . | Doyle Energy Facility | Oglethorpe Power Corporation | 13994 | GA | SAT | SERC |  | 22 | 1 | Electric Utility | GT | NG | NG | SOCO | 740325 | 59408 | 2021
| hard coal | FALSE | 55245 | Y | . | Tuscola Station | DTE Tuscola, LLC | 19145 | IL | ENC | SERC |  | 325 | 7 | Industrial NAICS Cogen | ST | BIT | COL | MISO | 0 | 0 | 2021
Vintage0 | natural gas steam turbine | FALSE | 55245 | Y | . | Tuscola Station | DTE Tuscola, LLC | 19145 | IL | ENC | SERC |  | 325 | 7 | Industrial NAICS Cogen | ST | NG | NG | MISO | 124204 | 28664.956 | 2021
Vintage0 | petroleum | FALSE | 55247 | N | . | Darby Power, LLC | Darby Power, LLC | 61134 | OH | ENC | RFC |  | 22 | 2 | NAICS-22 Non-Cogen | GT | DFO | DFO | PJM | 39494 | 3007.926 | 2021
Vintage2002 | natural gas peaker | TRUE | 55247 | N | . | Darby Power, LLC | Darby Power, LLC | 61134 | OH | ENC | RFC |  | 22 | 2 | NAICS-22 Non-Cogen | GT | NG | NG | PJM | 4676422 | 356128.07 | 2021
Vintage2001 | natural gas peaker | TRUE | 55250 | N | . | University Park South | University Park Energy LLC | 57043 | IL | ENC | RFC |  | 22 | 2 | NAICS-22 Non-Cogen | GT | NG | NG | PJM | 2928463 | 226635 | 2021
Vintage2000 | natural gas peaker | TRUE | 55251 | N | . | Gleason Generating Facility | Tennessee Valley Authority | 18642 | TN | ESC | SERC |  | 22 | 1 | Electric Utility | GT | NG | NG | TVA | 6324373 | 290911 | 2021
Vintage2002 | natural gas peaker | TRUE | 55253 | N | . | Crete Energy Venture LLC | Crete Energy Venture LLC | 50166 | IL | ENC | RFC |  | 22 | 2 | NAICS-22 Non-Cogen | GT | NG | NG | PJM | 853592 | 27150 | 2021
Vintage2002 | natural gas combined cycle | TRUE | 55259 | Y | . | Whiting Clean Energy | BP Alternative Energy | 56195 | IN | ENC | RFC |  | 22 | 3 | NAICS-22 Cogen | CA | NG | NG | MISO | 1763451 | 671513 | 2021
Vintage2002 | natural gas combined cycle | TRUE | 55259 | Y | . | Whiting Clean Energy | BP Alternative Energy | 56195 | IN | ENC | RFC |  | 22 | 3 | NAICS-22 Cogen | CT | NG | NG | MISO | 19901462 | 2044775 | 2021
Vintage2000 | natural gas peaker | TRUE | 55262 | N | . | Bowling Green Generating Station | American Mun Power-Ohio, Inc | 40577 | OH | ENC | RFC |  | 22 | 1 | Electric Utility | GT | NG | NG | PJM | 46964 | 2933 | 2021
Vintage2000 | natural gas peaker | TRUE | 55263 | N | . | Galion Generating Station | American Mun Power-Ohio, Inc | 40577 | OH | ENC | RFC |  | 22 | 1 | Electric Utility | GT | NG | NG | PJM | 49733 | 2755 | 2021
Vintage2000 | natural gas peaker | TRUE | 55264 | N | . | Napoleon Peaking Station | American Mun Power-Ohio, Inc | 40577 | OH | ENC | RFC |  | 22 | 1 | Electric Utility | GT | NG | NG | PJM | 51275 | 2980 | 2021
Vintage1999 | onshore wind | TRUE | 55265 | N | . | Lake Benton II | Northern States Power Co - Minnesota | 13781 | MN | WNC | MRO |  | 22 | 1 | Electric Utility | WT | WND | WND | MISO | 3898983 | 440862 | 2021
Vintage0 | petroleum | FALSE | 55267 | N | . | Edward L. Addison Generating Plant | Southern Power Co | 17650 | GA | SAT | SERC |  | 22 | 2 | NAICS-22 Non-Cogen | GT | DFO | DFO | SOCO | 38909 | 3417.251 | 2021
Vintage2000 | natural gas peaker | TRUE | 55267 | N | . | Edward L. Addison Generating Plant | Southern Power Co | 17650 | GA | SAT | SERC |  | 22 | 2 | NAICS-22 Non-Cogen | GT | NG | NG | SOCO | 2931725 | 257477.75 | 2021
Vintage2003 | natural gas combined cycle | TRUE | 55269 | N | . | TVA Southaven Combined Cycle | Tennessee Valley Authority | 18642 | MS | ESC | SERC |  | 22 | 1 | Electric Utility | CA | NG | NG | TVA | 14107682 | 2233166 | 2021
Vintage2003 | natural gas combined cycle | TRUE | 55269 | N | . | TVA Southaven Combined Cycle | Tennessee Valley Authority | 18642 | MS | ESC | SERC |  | 22 | 1 | Electric Utility | CT | NG | NG | TVA | 17659361 | 2356123 | 2021
Vintage2002 | natural gas combined cycle | TRUE | 55270 | N | . | Jackson Generating Station | Consumers Energy Co | 4254 | MI | ENC | RFC |  | 22 | 1 | Electric Utility | CA | NG | NG | MISO | 677729 | 482648 | 2021
Vintage2002 | natural gas combined cycle | TRUE | 55270 | N | . | Jackson Generating Station | Consumers Energy Co | 4254 | MI | ENC | RFC |  | 22 | 1 | Electric Utility | CT | NG | NG | MISO | 17136508 | 1658250 | 2021
| petroleum | FALSE | 55271 | N | . | Tenaska Lindsay Hill Generating Station | Tenaska Alabama Partners LP | 31386 | AL | ESC | SERC |  | 22 | 2 | NAICS-22 Non-Cogen | CA | DFO | DFO | SOCO | 0 | 0 | 2021
Vintage2002 | natural gas combined cycle | TRUE | 55271 | N | . | Tenaska Lindsay Hill Generating Station | Tenaska Alabama Partners LP | 31386 | AL | ESC | SERC |  | 22 | 2 | NAICS-22 Non-Cogen | CA | NG | NG | SOCO | 481612 | 742125 | 2021
| petroleum | FALSE | 55271 | N | . | Tenaska Lindsay Hill Generating Station | Tenaska Alabama Partners LP | 31386 | AL | ESC | SERC |  | 22 | 2 | NAICS-22 Non-Cogen | CT | DFO | DFO | SOCO | 0 | 0 | 2021
Vintage2002 | natural gas combined cycle | TRUE | 55271 | N | . | Tenaska Lindsay Hill Generating Station | Tenaska Alabama Partners LP | 31386 | AL | ESC | SERC |  | 22 | 2 | NAICS-22 Non-Cogen | CT | NG | NG | SOCO | 13790280 | 1145216 | 2021
| petroleum | FALSE | 55274 | N | . | State Farm Support Center East | State Farm Mutual Auto Ins Co | 18016 | GA | SAT | SERC |  | 521 | 4 | Commercial NAICS Non-Cogen | IC | DFO | DFO | SOCO | 300 | 0 | 2021
Vintage2001 | natural gas peaker | TRUE | 55276 | N | . | Ceredo Generating Station | Appalachian Power Co | 733 | WV | SAT | RFC |  | 22 | 1 | Electric Utility | GT | NG | NG | PJM | 4045140 | 331154 | 2021
Vintage1992 | natural gas peaker | FALSE | 55278 | Y | . | Beaver Creek Gas Plant | Denbury Inc | 64404 | WY | MTN | WECC |  | 211 | 7 | Industrial NAICS Cogen | GT | NG | NG | WACM | 175322 | 25692 | 2021
| other | FALSE | 55278 | Y | . | Beaver Creek Gas Plant | Denbury Inc | 64404 | WY | MTN | WECC |  | 211 | 7 | Industrial NAICS Cogen | ST | WH | OTH | WACM | 0 | 0 | 2021
Vintage2002 | natural gas peaker | TRUE | 55279 | N | . | Aurora | Aurora Generation LLC | 60503 | IL | ENC | RFC |  | 22 | 2 | NAICS-22 Non-Cogen | GT | NG | NG | PJM | 7872227 | 774176 | 2021
Vintage2002 | natural gas combined cycle | TRUE | 55282 | N | . | Arlington Valley Energy Facility | Arlington Valley LLC | 56812 | AZ | MTN | WECC |  | 22 | 2 | NAICS-22 Non-Cogen | CA | NG | NG | DEAA | 774961 | 888081 | 2021
Vintage2002 | natural gas combined cycle | TRUE | 55282 | N | . | Arlington Valley Energy Facility | Arlington Valley LLC | 56812 | AZ | MTN | WECC |  | 22 | 2 | NAICS-22 Non-Cogen | CT | NG | NG | DEAA | 16712306 | 1489927 | 2021
Vintage2003 | natural gas combined cycle | TRUE | 55283 | N | . | Front Range Power Plant | City of Colorado Springs - (CO) | 3989 | CO | MTN | WECC |  | 22 | 1 | Electric Utility | CA | NG | NG | WACM | 584681 | 756427 | 2021
Vintage2003 | natural gas combined cycle | TRUE | 55283 | N | . | Front Range Power Plant | City of Colorado Springs - (CO) | 3989 | CO | MTN | WECC |  | 22 | 1 | Electric Utility | CT | NG | NG | WACM | 14816819 | 1258548 | 2021
Vintage2001 | natural gas peaker | TRUE | 55284 | N | . | Big Sandy Peaker Plant | Middle River Power II, LLC | 60432 | WV | SAT | RFC |  | 22 | 2 | NAICS-22 Non-Cogen | GT | NG | NG | PJM | 3326980 | 286954 | 2021
Vintage2001 | natural gas peaker | TRUE | 55285 | N | . | Wolf Hills Energy | Middle River Power II, LLC | 60432 | VA | SAT | RFC |  | 22 | 2 | NAICS-22 Non-Cogen | GT | NG | NG | PJM | 653951 | 58017.001 | 2021
| petroleum | FALSE | 55286 | N | . | Oleander Power Project LP | Oleander Holdings LLC | 61905 | FL | SAT | SERC |  | 22 | 2 | NAICS-22 Non-Cogen | GT | DFO | DFO | FPL | 0 | 0 | 2021
Vintage2007 | natural gas peaker | TRUE | 55286 | N | . | Oleander Power Project LP | Oleander Holdings LLC | 61905 | FL | SAT | SERC |  | 22 | 2 | NAICS-22 Non-Cogen | GT | NG | NG | FPL | 2353934 | 217898 | 2021
Vintage1999 | onshore wind | TRUE | 55287 | N | . | Storm Lake II | Allete Clean Energy | 59496 | IA | WNC | MRO |  | 22 | 2 | NAICS-22 Non-Cogen | WT | WND | WND | MISO | 1360330 | 153814 | 2021
Vintage1925 | hydro | TRUE | 55288 | N | . | Medway Hydro | Brookfield Black Bear Hydro, LLC | 59178 | ME | NEW | NPCC |  | 22 | 2 | NAICS-22 Non-Cogen | HY | WAT | HYC | ISNE | 220164 | 24894 | 2021
| natural gas combined cycle | FALSE | 55292 | N | . | Decatur Energy Center | Decatur Energy Center LLC | 2929 | AL | ESC | SERC |  | 22 | 2 | NAICS-22 Non-Cogen | CA | NG | NG | TVA | 0 | 615696 | 2021
Vintage2003 | natural gas combined cycle | TRUE | 55292 | N | . | Decatur Energy Center | Decatur Energy Center LLC | 2929 | AL | ESC | SERC |  | 22 | 2 | NAICS-22 Non-Cogen | CT | NG | NG | TVA | 13762187 | 1150369 | 2021
Vintage2003 | natural gas combined cycle | TRUE | 55293 | Y | . | Morgan Energy Center | Morgan Energy Center LLC | 29122 | AL | ESC | SERC |  | 22 | 3 | NAICS-22 Cogen | CA | NG | NG | TVA | 1168400 | 1386260 | 2021
Vintage2004 | natural gas combined cycle | TRUE | 55293 | Y | . | Morgan Energy Center | Morgan Energy Center LLC | 29122 | AL | ESC | SERC |  | 22 | 3 | NAICS-22 Cogen | CT | NG | NG | TVA | 27237925 | 2645024 | 2021
| natural gas combined cycle | FALSE | 55294 | N | . | Westbrook Energy Center Power Plant | Westbrook Energy Center | 2891 | ME | NEW | NPCC |  | 22 | 2 | NAICS-22 Non-Cogen | CA | NG | NG | ISNE | 0 | 668050 | 2021
Vintage2001 | natural gas combined cycle | TRUE | 55294 | N | . | Westbrook Energy Center Power Plant | Westbrook Energy Center | 2891 | ME | NEW | NPCC |  | 22 | 2 | NAICS-22 Non-Cogen | CT | NG | NG | ISNE | 13543397 | 1208270 | 2021
Vintage2003 | natural gas combined cycle | TRUE | 55295 | N | . | Blythe Energy Inc | AltaGas Blythe Operations Inc | 58453 | CA | PACC | WECC |  | 22 | 2 | NAICS-22 Non-Cogen | CA | NG | NG | CISO | 1287859 | 760045 | 2021
Vintage2003 | natural gas combined cycle | TRUE | 55295 | N | . | Blythe Energy Inc | AltaGas Blythe Operations Inc | 58453 | CA | PACC | WECC |  | 22 | 2 | NAICS-22 Non-Cogen | CT | NG | NG | CISO | 14660302 | 1393727 | 2021
Vintage2002 | natural gas peaker | TRUE | 55296 | N | . | Calumet Energy Team LLC | IPA Operations Inc - Calumet | 56213 | IL | ENC | RFC |  | 22 | 2 | NAICS-22 Non-Cogen | GT | NG | NG | PJM | 166002 | 19348 | 2021
Vintage2004 | natural gas combined cycle | TRUE | 55297 | N | . | New Covert Generating Facility | New Covert Generating Company LLC | 21579 | MI | ENC | RFC |  | 22 | 2 | NAICS-22 Non-Cogen | CA | NG | NG | PJM | 72777 | 2426356 | 2021
Vintage2004 | natural gas combined cycle | TRUE | 55297 | N | . | New Covert Generating Facility | New Covert Generating Company LLC | 21579 | MI | ENC | RFC |  | 22 | 2 | NAICS-22 Non-Cogen | CT | NG | NG | PJM | 52140434 | 4618778 | 2021
Vintage2004 | natural gas combined cycle | TRUE | 55298 | N | . | Fairless Energy Center | Edgewater Generation, LLC | 61786 | PA | MAT | RFC |  | 22 | 2 | NAICS-22 Non-Cogen | CA | NG | NG | PJM | 1480935 | 2687049 | 2021
Vintage2004 | natural gas combined cycle | TRUE | 55298 | N | . | Fairless Energy Center | Edgewater Generation, LLC | 61786 | PA | MAT | RFC |  | 22 | 2 | NAICS-22 Non-Cogen | CT | NG | NG | PJM | 51951244 | 4773447 | 2021
Vintage2002 | natural gas combined cycle | TRUE | 55299 | Y | . | Channel Energy Center LLC | Channel Energy Center LLC | 3370 | TX | WSC | TRE |  | 22 | 3 | NAICS-22 Cogen | CA | NG | NG | ERCO | 1609556 | 661174.72 | 2021
Vintage0 | other | FALSE | 55299 | Y | . | Channel Energy Center LLC | Channel Energy Center LLC | 3370 | TX | WSC | TRE |  | 22 | 3 | NAICS-22 Cogen | CA | OG | OOG | ERCO | 62230 | 60947.285 | 2021
Vintage2014 | natural gas combined cycle | TRUE | 55299 | Y | . | Channel Energy Center LLC | Channel Energy Center LLC | 3370 | TX | WSC | TRE |  | 22 | 3 | NAICS-22 Cogen | CT | NG | NG | ERCO | 18341019 | 3139129.5 | 2021
Vintage0 | other | FALSE | 55299 | Y | . | Channel Energy Center LLC | Channel Energy Center LLC | 3370 | TX | WSC | TRE |  | 22 | 3 | NAICS-22 Cogen | CT | OG | OOG | ERCO | 1910519 | 314834.51 | 2021
| petroleum | FALSE | 55304 | N | . | Baconton Power Plant | Baconton Power LLC | 2671 | GA | SAT | SERC |  | 22 | 2 | NAICS-22 Non-Cogen | GT | DFO | DFO | SOCO | 0 | 0 | 2021
Vintage2000 | natural gas peaker | TRUE | 55304 | N | . | Baconton Power Plant | Baconton Power LLC | 2671 | GA | SAT | SERC |  | 22 | 2 | NAICS-22 Non-Cogen | GT | NG | NG | SOCO | 1906555 | 200432 | 2021
Vintage2003 | natural gas combined cycle | TRUE | 55306 | N | . | Gila River Power Block 4 | Salt River Project | 16572 | AZ | MTN | WECC |  | 22 | 1 | Electric Utility | CA | NG | NG | SRP | 1107138 | 1041706 | 2021
Vintage2003 | natural gas combined cycle | TRUE | 55306 | N | . | Gila River Power Block 4 | Salt River Project | 16572 | AZ | MTN | WECC |  | 22 | 1 | Electric Utility | CT | NG | NG | SRP | 17479952 | 1510015 | 2021
Vintage2000 | natural gas peaker | FALSE | 55308 | Y | . | Calvert City | DTE Calvert City LLC | 57295 | KY | ESC | SERC |  | 325188 | 7 | Industrial NAICS Cogen | GT | NG | NG | TVA | 862109 | 210473.62 | 2021
Vintage2012 | natural gas peaker | FALSE | 55309 | Y | . | Air Products Port Arthur | Air Products LLC | 56304 | TX | WSC | SERC |  | 32512 | 7 | Industrial NAICS Cogen | GT | NG | NG | MISO | 7171480 | 694114 | 2021
| other | FALSE | 55309 | Y | . | Air Products Port Arthur | Air Products LLC | 56304 | TX | WSC | SERC |  | 32512 | 7 | Industrial NAICS Cogen | GT | OG | OOG | MISO | 0 | 0 | 2021
Vintage2006 | natural gas steam turbine | FALSE | 55309 | Y | . | Air Products Port Arthur | Air Products LLC | 56304 | TX | WSC | SERC |  | 32512 | 7 | Industrial NAICS Cogen | ST | NG | NG | MISO | 541229 | 80898.962 | 2021
Vintage0 | other | FALSE | 55309 | Y | . | Air Products Port Arthur | Air Products LLC | 56304 | TX | WSC | SERC |  | 32512 | 7 | Industrial NAICS Cogen | ST | OG | OOG | MISO | 182595 | 27293.038 | 2021
Vintage1999 | natural gas peaker | FALSE | 55311 | Y | . | BASF Freeport Works | BASF Corporation | 1182 | TX | WSC | TRE |  | 325 | 7 | Industrial NAICS Cogen | GT | NG | NG | ERCO | 2728041 | 509600 | 2021
Vintage0 | natural gas steam turbine | FALSE | 55311 | Y | . | BASF Freeport Works | BASF Corporation | 1182 | TX | WSC | TRE |  | 325 | 7 | Industrial NAICS Cogen | ST | NG | NG | ERCO | 129334 | 63214 | 2021
| other | FALSE | 55311 | Y | . | BASF Freeport Works | BASF Corporation | 1182 | TX | WSC | TRE |  | 325 | 7 | Industrial NAICS Cogen | ST | WH | OTH | ERCO | 0 | 0 | 2021
Vintage0 | natural gas combined cycle | FALSE | 55313 | Y | . | Ingleside Cogeneration | Ingleside Cogeneration LP | 26469 | TX | WSC | TRE |  | 325 | 7 | Industrial NAICS Cogen | CA | NG | NG | ERCO | 483092 | 603643.78 | 2021
Vintage1999 | other | FALSE | 55313 | Y | . | Ingleside Cogeneration | Ingleside Cogeneration LP | 26469 | TX | WSC | TRE |  | 325 | 7 | Industrial NAICS Cogen | CA | OG | OOG | ERCO | 210562 | 41951.219 | 2021
| other | FALSE | 55313 | Y | . | Ingleside Cogeneration | Ingleside Cogeneration LP | 26469 | TX | WSC | TRE |  | 325 | 7 | Industrial NAICS Cogen | CA | OTH | OTH | ERCO | 0 | 0 | 2021
Vintage1999 | natural gas combined cycle | FALSE | 55313 | Y | . | Ingleside Cogeneration | Ingleside Cogeneration LP | 26469 | TX | WSC | TRE |  | 325 | 7 | Industrial NAICS Cogen | CT | NG | NG | ERCO | 13040942 | 2009873 | 2021
| other | FALSE | 55313 | Y | . | Ingleside Cogeneration | Ingleside Cogeneration LP | 26469 | TX | WSC | TRE |  | 325 | 7 | Industrial NAICS Cogen | CT | OG | OOG | ERCO | 0 | 0 | 2021
| other | FALSE | 55313 | Y | . | Ingleside Cogeneration | Ingleside Cogeneration LP | 26469 | TX | WSC | TRE |  | 325 | 7 | Industrial NAICS Cogen | CT | OTH | OTH | ERCO | 0 | 0 | 2021
| petroleum | FALSE | 55317 | N | . | Fore River Generating Station | Calpine Fore River Energy Center, LLC | 59368 | MA | NEW | NPCC |  | 22 | 2 | NAICS-22 Non-Cogen | CA | DFO | DFO | ISNE | 0 | 2768.414 | 2021
Vintage2003 | natural gas combined cycle | TRUE | 55317 | N | . | Fore River Generating Station | Calpine Fore River Energy Center, LLC | 59368 | MA | NEW | NPCC |  | 22 | 2 | NAICS-22 Non-Cogen | CA | NG | NG | ISNE | 156920 | 1141731.6 | 2021
Vintage0 | petroleum | FALSE | 55317 | N | . | Fore River Generating Station | Calpine Fore River Energy Center, LLC | 59368 | MA | NEW | NPCC |  | 22 | 2 | NAICS-22 Non-Cogen | CT | DFO | DFO | ISNE | 66613 | 6092.005 | 2021
Vintage2003 | natural gas combined cycle | TRUE | 55317 | N | . | Fore River Generating Station | Calpine Fore River Energy Center, LLC | 59368 | MA | NEW | NPCC |  | 22 | 2 | NAICS-22 Non-Cogen | CT | NG | NG | ISNE | 26027481 | 2361320 | 2021
Vintage2007 | petroleum | FALSE | 55319 | N | . | Athens Regional Medical Center | Athens Regional Medical Center | 38021 | GA | SAT | SERC |  | 622 | 4 | Commercial NAICS Non-Cogen | IC | DFO | DFO | SOCO | 278 | 27.44 | 2021
Vintage2004 | natural gas combined cycle | TRUE | 55320 | N | . | Wise County Power LLC | Wise County Power Company LLC | 21668 | TX | WSC | TRE |  | 22 | 2 | NAICS-22 Non-Cogen | CA | NG | NG | ERCO | 268972 | 826944 | 2021
Vintage2004 | natural gas combined cycle | TRUE | 55320 | N | . | Wise County Power LLC | Wise County Power Company LLC | 21668 | TX | WSC | TRE |  | 22 | 2 | NAICS-22 Non-Cogen | CT | NG | NG | ERCO | 16825764 | 1549186 | 2021
Vintage2006 | natural gas combined cycle | TRUE | 55322 | N | . | Chuck Lenzie Generating Station | Nevada Power Co | 13407 | NV | MTN | WECC |  | 22 | 1 | Electric Utility | CA | NG | NG | NEVP | 1114236 | 2216787 | 2021
Vintage2006 | natural gas combined cycle | TRUE | 55322 | N | . | Chuck Lenzie Generating Station | Nevada Power Co | 13407 | NV | MTN | WECC |  | 22 | 1 | Electric Utility | CT | NG | NG | NEVP | 44169111 | 3884444 | 2021
Vintage2002 | natural gas combined cycle | TRUE | 55327 | Y | . | Baytown Energy Center | Baytown Energy Center LLC | 2838 | TX | WSC | TRE |  | 22 | 3 | NAICS-22 Cogen | CA | NG | NG | ERCO | 1254946 | 1254030 | 2021
Vintage2002 | natural gas combined cycle | TRUE | 55327 | Y | . | Baytown Energy Center | Baytown Energy Center LLC | 2838 | TX | WSC | TRE |  | 22 | 3 | NAICS-22 Cogen | CT | NG | NG | ERCO | 29272289 | 3317552 | 2021
Vintage2002 | natural gas combined cycle | TRUE | 55328 | N | . | Hermiston Power Partnership | Hermiston Power Partnership | 7869 | OR | PACC | WECC |  | 22 | 2 | NAICS-22 Non-Cogen | CA | NG | NG | GRID | 2916513 | 1751966 | 2021
Vintage2002 | natural gas combined cycle | TRUE | 55328 | N | . | Hermiston Power Partnership | Hermiston Power Partnership | 7869 | OR | PACC | WECC |  | 22 | 2 | NAICS-22 Non-Cogen | CT | NG | NG | GRID | 28257799 | 2589106 | 2021
Vintage2003 | natural gas peaker | TRUE | 55332 | N | . | Washington County Power LLC | SEPG Operating Services, LLC WCP | 59416 | GA | SAT | SERC |  | 22 | 2 | NAICS-22 Non-Cogen | GT | NG | NG | SOCO | 1371928 | 125459 | 2021
Vintage2002 | natural gas combined cycle | TRUE | 55333 | N | . | Delta Energy Center | Delta Energy Center LLC | 5030 | CA | PACC | WECC |  | 22 | 2 | NAICS-22 Non-Cogen | CA | NG | NG | CISO | 422959 | 1622329 | 2021
Vintage2002 | natural gas combined cycle | TRUE | 55333 | N | . | Delta Energy Center | Delta Energy Center LLC | 5030 | CA | PACC | WECC |  | 22 | 2 | NAICS-22 Non-Cogen | CT | NG | NG | CISO | 32277726 | 2842752 | 2021
Vintage2002 | natural gas combined cycle | TRUE | 55334 | N | . | Holland Energy Facility | NAES Corporation - (WA) | 49974 | IL | ENC | SERC |  | 22 | 1 | Electric Utility | CA | NG | NG | MISO | 87221 | 639477 | 2021
Vintage2002 | natural gas combined cycle | TRUE | 55334 | N | . | Holland Energy Facility | NAES Corporation - (WA) | 49974 | IL | ENC | SERC |  | 22 | 1 | Electric Utility | CT | NG | NG | MISO | 12188893 | 1043517 | 2021
| natural gas combined cycle | FALSE | 55337 | N | . | Ironwood LLC | Helix Ironwood LLC | 61121 | PA | MAT | RFC |  | 22 | 2 | NAICS-22 Non-Cogen | CA | NG | NG | PJM | 0 | 1482853 | 2021
Vintage2001 | natural gas combined cycle | TRUE | 55337 | N | . | Ironwood LLC | Helix Ironwood LLC | 61121 | PA | MAT | RFC |  | 22 | 2 | NAICS-22 Non-Cogen | CT | NG | NG | PJM | 31352867 | 2911772 | 2021
| petroleum | FALSE | 55340 | N | . | Dell Power Station | Associated Electric Coop, Inc | 924 | AR | WSC | SERC |  | 22 | 1 | Electric Utility | CA | DFO | DFO | AECI | 0 | 1657.839 | 2021
| natural gas combined cycle | FALSE | 55340 | N | . | Dell Power Station | Associated Electric Coop, Inc | 924 | AR | WSC | SERC |  | 22 | 1 | Electric Utility | CA | NG | NG | AECI | 0 | 1151882.2 | 2021
Vintage0 | petroleum | FALSE | 55340 | N | . | Dell Power Station | Associated Electric Coop, Inc | 924 | AR | WSC | SERC |  | 22 | 1 | Electric Utility | CT | DFO | DFO | AECI | 42001 | 3238.444 | 2021
Vintage2007 | natural gas combined cycle | TRUE | 55340 | N | . | Dell Power Station | Associated Electric Coop, Inc | 924 | AR | WSC | SERC |  | 22 | 1 | Electric Utility | CT | NG | NG | AECI | 22040228 | 1806486.6 | 2021
Vintage1999 | onshore wind | TRUE | 55342 | N | . | Woodstock Windfarm | Consolidated Edison Development Inc. | 56769 | MN | WNC | MRO |  | 22 | 2 | NAICS-22 Non-Cogen | WT | WND | WND | MISO | 300547 | 33983 | 2021
| natural gas combined cycle | FALSE | 55343 | N | . | Luna Energy Facility | Public Service Co of NM | 15473 | NM | MTN | WECC |  | 22 | 1 | Electric Utility | CA | NG | NG | PNM | 0 | 1114649 | 2021
Vintage2006 | natural gas combined cycle | TRUE | 55343 | N | . | Luna Energy Facility | Public Service Co of NM | 15473 | NM | MTN | WECC |  | 22 | 1 | Electric Utility | CT | NG | NG | PNM | 22164433 | 1938646 | 2021
Vintage2009 | natural gas combined cycle | TRUE | 55345 | N | . | Otay Mesa Generating Project | Otay Mesa Energy Center LLC | 14274 | CA | PACC | WECC |  | 22 | 2 | NAICS-22 Non-Cogen | CA | NG | NG | CISO | 414451 | 780071 | 2021
Vintage2009 | natural gas combined cycle | TRUE | 55345 | N | . | Otay Mesa Generating Project | Otay Mesa Energy Center LLC | 14274 | CA | PACC | WECC |  | 22 | 2 | NAICS-22 Non-Cogen | CT | NG | NG | CISO | 14948023 | 1346945 | 2021
Vintage0 | petroleum | FALSE | 55347 | N | . | Armstrong | Armstrong Power LLC | 56412 | PA | MAT | RFC |  | 22 | 2 | NAICS-22 Non-Cogen | GT | DFO | DFO | PJM | 28985 | 2759.51 | 2021
Vintage2002 | natural gas peaker | TRUE | 55347 | N | . | Armstrong | Armstrong Power LLC | 56412 | PA | MAT | RFC |  | 22 | 2 | NAICS-22 Non-Cogen | GT | NG | NG | PJM | 11535361 | 1086817.5 | 2021
Vintage0 | petroleum | FALSE | 55348 | N | . | Troy Energy LLC | Troy Energy LLC | 56533 | OH | ENC | RFC |  | 22 | 2 | NAICS-22 Non-Cogen | GT | DFO | DFO | PJM | 19228 | 2081.425 | 2021
Vintage2002 | natural gas peaker | TRUE | 55348 | N | . | Troy Energy LLC | Troy Energy LLC | 56533 | OH | ENC | RFC |  | 22 | 2 | NAICS-22 Non-Cogen | GT | NG | NG | PJM | 9734401 | 1053483.6 | 2021
Vintage0 | petroleum | FALSE | 55349 | N | . | Pleasants Energy LLC | Pleasants Energy LLC | 55749 | WV | SAT | RFC |  | 22 | 2 | NAICS-22 Non-Cogen | GT | DFO | DFO | PJM | 49367 | 4688.707 | 2021
Vintage2002 | natural gas peaker | TRUE | 55349 | N | . | Pleasants Energy LLC | Pleasants Energy LLC | 55749 | WV | SAT | RFC |  | 22 | 2 | NAICS-22 Non-Cogen | GT | NG | NG | PJM | 12954052 | 1247774.3 | 2021
| natural gas combined cycle | FALSE | 55350 | N | . | Dresden Energy Facility | Appalachian Power Co | 733 | OH | ENC | RFC |  | 22 | 1 | Electric Utility | CA | NG | NG | PJM | 0 | 1483983 | 2021
Vintage2012 | natural gas combined cycle | TRUE | 55350 | N | . | Dresden Energy Facility | Appalachian Power Co | 733 | OH | ENC | RFC |  | 22 | 1 | Electric Utility | CT | NG | NG | PJM | 27977796 | 2614011 | 2021
Vintage1999 | onshore wind | TRUE | 55353 | N | . | Lakota Ridge LLC | Longroad Energy Services LLC | 61219 | MN | WNC | MRO |  | 22 | 2 | NAICS-22 Non-Cogen | WT | WND | WND | MISO | 145149 | 16412 | 2021
Vintage1999 | onshore wind | TRUE | 55354 | N | . | Shaokatan Hills LLC | Longroad Energy Services LLC | 61219 | MN | WNC | MRO |  | 22 | 2 | NAICS-22 Non-Cogen | WT | WND | WND | MISO | 271255 | 30671 | 2021
Vintage2003 | natural gas combined cycle | TRUE | 55357 | N | . | Jack Fusco Energy Center | Brazos Valley Energy | 2171 | TX | WSC | TRE |  | 22 | 2 | NAICS-22 Non-Cogen | CA | NG | NG | MISO | 1152387 | 1076350 | 2021
Vintage2003 | natural gas combined cycle | TRUE | 55357 | N | . | Jack Fusco Energy Center | Brazos Valley Energy | 2171 | TX | WSC | TRE |  | 22 | 2 | NAICS-22 Non-Cogen | CT | NG | NG | MISO | 19697326 | 1677242 | 2021
Vintage2003 | natural gas combined cycle | TRUE | 55358 | N | . | Cottonwood Energy Project | NRG Cottonwood Tenant LLC | 4405 | TX | WSC | SERC |  | 22 | 2 | NAICS-22 Non-Cogen | CA | NG | NG | MISO | 3309198 | 2154691 | 2021
Vintage2003 | natural gas combined cycle | TRUE | 55358 | N | . | Cottonwood Energy Project | NRG Cottonwood Tenant LLC | 4405 | TX | WSC | SERC |  | 22 | 2 | NAICS-22 Non-Cogen | CT | NG | NG | MISO | 37548294 | 3341709 | 2021
Vintage2003 | natural gas combined cycle | TRUE | 55364 | N | . | Sugar Creek Power | Northern Indiana Pub Serv Co | 13756 | IN | ENC | RFC |  | 22 | 1 | Electric Utility | CA | NG | NG | MISO | 185385 | 993346 | 2021
Vintage2002 | natural gas combined cycle | TRUE | 55364 | N | . | Sugar Creek Power | Northern Indiana Pub Serv Co | 13756 | IN | ENC | RFC |  | 22 | 1 | Electric Utility | CT | NG | NG | MISO | 20109215 | 1886008 | 2021
Vintage2001 | natural gas peaker | TRUE | 55365 | N | . | Exelon LaPorte Generating Station | LaPorte Power, LLC | 62027 | TX | WSC | TRE |  | 22 | 2 | NAICS-22 Non-Cogen | GT | NG | NG | ERCO | 1268592 | 97000 | 2021
Vintage2000 | onshore wind | TRUE | 55368 | N | . | Wethersfield Wind Farm | CHI Energy Inc | 34688 | NY | MAT | NPCC |  | 22 | 2 | NAICS-22 Non-Cogen | WT | WND | WND | NYIS | 14910 | 1686 | 2021
| petroleum | FALSE | 55369 | N | . | Hamakua Energy Plant | Hamakua Energy, LLC | 61213 | HI | PACN |  |  | 22 | 2 | NAICS-22 Non-Cogen | CA | DFO | DFO |  | 0 | 0 | 2021
| biomass | FALSE | 55369 | N | . | Hamakua Energy Plant | Hamakua Energy, LLC | 61213 | HI | PACN |  |  | 22 | 2 | NAICS-22 Non-Cogen | CA | OBL | ORW |  | 0 | 12063.933 | 2021
| petroleum | FALSE | 55369 | N | . | Hamakua Energy Plant | Hamakua Energy, LLC | 61213 | HI | PACN |  |  | 22 | 2 | NAICS-22 Non-Cogen | CA | WO | WOO |  | 0 | 44040.067 | 2021
| petroleum | FALSE | 55369 | N | . | Hamakua Energy Plant | Hamakua Energy, LLC | 61213 | HI | PACN |  |  | 22 | 2 | NAICS-22 Non-Cogen | CT | DFO | DFO |  | 0 | 0 | 2021
Vintage0 | biomass | FALSE | 55369 | N | . | Hamakua Energy Plant | Hamakua Energy, LLC | 61213 | HI | PACN |  |  | 22 | 2 | NAICS-22 Non-Cogen | CT | OBL | ORW |  | 425893 | 35424.801 | 2021
Vintage2000 | petroleum | TRUE | 55369 | N | . | Hamakua Energy Plant | Hamakua Energy, LLC | 61213 | HI | PACN |  |  | 22 | 2 | NAICS-22 Non-Cogen | CT | WO | WOO |  | 1542817 | 129523.2 | 2021
| other | FALSE | 55370 | N | . | Green Mountain Storage, LLC | Green Mountain Storage, LLC | 6862 | PA | MAT | RFC |  | 22 | 2 | NAICS-22 Non-Cogen | BA | MWH | OTH | PJM | 0 | -3063 | 2021
| natural gas combined cycle | FALSE | 55372 | N | . | Harquahala Generating Project | New Harquahala Generating Co, LLC | 32790 | AZ | MTN | WECC |  | 22 | 2 | NAICS-22 Non-Cogen | CA | NG | NG | HGMA | 0 | 795912 | 2021
Vintage2004 | natural gas combined cycle | TRUE | 55372 | N | . | Harquahala Generating Project | New Harquahala Generating Co, LLC | 32790 | AZ | MTN | WECC |  | 22 | 2 | NAICS-22 Non-Cogen | CT | NG | NG | HGMA | 16000204 | 1442632 | 2021
| petroleum | FALSE | 55375 | N | . | Astoria Energy | Astoria Energy LLC | 22979 | NY | MAT | NPCC |  | 22 | 2 | NAICS-22 Non-Cogen | CA | DFO | DFO | NYIS | 0 | 335.457 | 2021
Vintage2006 | natural gas combined cycle | TRUE | 55375 | N | . | Astoria Energy | Astoria Energy LLC | 22979 | NY | MAT | NPCC |  | 22 | 2 | NAICS-22 Non-Cogen | CA | NG | NG | NYIS | 755352 | 1161026.5 | 2021
Vintage0 | petroleum | FALSE | 55375 | N | . | Astoria Energy | Astoria Energy LLC | 22979 | NY | MAT | NPCC |  | 22 | 2 | NAICS-22 Non-Cogen | CT | DFO | DFO | NYIS | 6824 | 514.052 | 2021
Vintage2006 | natural gas combined cycle | TRUE | 55375 | N | . | Astoria Energy | Astoria Energy LLC | 22979 | NY | MAT | NPCC |  | 22 | 2 | NAICS-22 Non-Cogen | CT | NG | NG | NYIS | 21575023 | 1900539.9 | 2021
| petroleum | FALSE | 55377 | N | . | Gans | Gans Energy LLC | 61317 | PA | MAT | RFC |  | 22 | 2 | NAICS-22 Non-Cogen | GT | DFO | DFO | PJM | 0 | 0 | 2021
Vintage2000 | natural gas peaker | TRUE | 55377 | N | . | Gans | Gans Energy LLC | 61317 | PA | MAT | RFC |  | 22 | 2 | NAICS-22 Non-Cogen | GT | NG | NG | PJM | 1737803 | 165826 | 2021
| natural gas combined cycle | FALSE | 55380 | N | . | Union Power Station | Entergy Arkansas LLC | 814 | AR | WSC | SERC |  | 22 | 1 | Electric Utility | CA | NG | NG | MISO | 0 | 4249246 | 2021
Vintage2003 | natural gas combined cycle | TRUE | 55380 | N | . | Union Power Station | Entergy Arkansas LLC | 814 | AR | WSC | SERC |  | 22 | 1 | Electric Utility | CT | NG | NG | MISO | 81272201 | 6957584 | 2021
Vintage2001 | petroleum | TRUE | 55381 | N | . | Commonwealth Chesapeake | Commonwealth Chesapeake Co LLC | 4194 | VA | SAT | RFC |  | 22 | 2 | NAICS-22 Non-Cogen | GT | DFO | DFO | PJM | 380410 | 37804 | 2021
Vintage2002 | natural gas combined cycle | TRUE | 55382 | N | . | Thomas A Smith Energy Facility | Oglethorpe Power Corporation | 13994 | GA | SAT | SERC |  | 22 | 1 | Electric Utility | CA | NG | NG | SOCO | 6038599 | 3382964 | 2021
Vintage2002 | natural gas combined cycle | TRUE | 55382 | N | . | Thomas A Smith Energy Facility | Oglethorpe Power Corporation | 13994 | GA | SAT | SERC |  | 22 | 1 | Electric Utility | CT | NG | NG | SOCO | 53365049 | 4600393 | 2021
| petroleum | FALSE | 55386 | Y | . | Columbia Energy Center (SC) | Dominion Energy South Carolina, Inc | 17539 | SC | SAT | SERC |  | 22 | 1 | Electric Utility | CA | DFO | DFO | SCEG | 0 | 98.905 | 2021
| natural gas combined cycle | FALSE | 55386 | Y | . | Columbia Energy Center (SC) | Dominion Energy South Carolina, Inc | 17539 | SC | SAT | SERC |  | 22 | 1 | Electric Utility | CA | NG | NG | SCEG | 0 | 887672.1 | 2021
Vintage0 | petroleum | FALSE | 55386 | Y | . | Columbia Energy Center (SC) | Dominion Energy South Carolina, Inc | 17539 | SC | SAT | SERC |  | 22 | 1 | Electric Utility | CT | DFO | DFO | SCEG | 1590 | 178.127 | 2021
Vintage2004 | natural gas combined cycle | TRUE | 55386 | Y | . | Columbia Energy Center (SC) | Dominion Energy South Carolina, Inc | 17539 | SC | SAT | SERC |  | 22 | 1 | Electric Utility | CT | NG | NG | SCEG | 14472387 | 1631858.9 | 2021
Vintage1998 | petroleum | FALSE | 55390 | N | . | State Farm Insur Support Center Central | State Farm Mutual Auto Ins Co | 18050 | TX | WSC | TRE |  | 521 | 4 | Commercial NAICS Non-Cogen | IC | DFO | DFO | ERCO | 1110 | 82 | 2021
Vintage0 | petroleum | FALSE | 55391 | N | . | RockGen Energy Center | Dairyland Power Coop | 4716 | WI | ENC | MRO |  | 22 | 1 | Electric Utility | GT | DFO | DFO | MISO | 85012 | 7097.694 | 2021
Vintage2001 | natural gas peaker | TRUE | 55391 | N | . | RockGen Energy Center | Dairyland Power Coop | 4716 | WI | ENC | MRO |  | 22 | 1 | Electric Utility | GT | NG | NG | MISO | 7600384 | 675646.31 | 2021
Vintage0 | petroleum | FALSE | 55392 | N | . | Zion Energy Center | Zion Energy LLC | 21191 | IL | ENC | RFC |  | 22 | 2 | NAICS-22 Non-Cogen | GT | DFO | DFO | PJM | 110832 | 9952.867 | 2021
Vintage2003 | natural gas peaker | TRUE | 55392 | N | . | Zion Energy Center | Zion Energy LLC | 21191 | IL | ENC | RFC |  | 22 | 2 | NAICS-22 Non-Cogen | GT | NG | NG | PJM | 6998798 | 628500.14 | 2021
Vintage2005 | natural gas combined cycle | TRUE | 55393 | N | . | Metcalf Energy Center | Calpine Corp - Metcalf Energy Center | 2799 | CA | PACC | WECC |  | 22 | 2 | NAICS-22 Non-Cogen | CA | NG | NG | CISO | 304201 | 857031 | 2021
Vintage2005 | natural gas combined cycle | TRUE | 55393 | N | . | Metcalf Energy Center | Calpine Corp - Metcalf Energy Center | 2799 | CA | PACC | WECC |  | 22 | 2 | NAICS-22 Non-Cogen | CT | NG | NG | CISO | 17888310 | 1478467 | 2021
Vintage2002 | natural gas peaker | TRUE | 55395 | N | . | Crossroads Energy Center | Clarksdale Public Utilities | 3702 | MS | ESC | SERC |  | 22 | 1 | Electric Utility | GT | NG | NG | MISO | 1010682 | 74846 | 2021
Vintage1975 | onshore wind | TRUE | 55396 | N | . | Green Power I | FPL Energy Green Power | 49750 | CA | PACC | WECC |  | 22 | 2 | NAICS-22 Non-Cogen | WT | WND | WND | CISO | 52329 | 5917 | 2021
Vintage2002 | natural gas combined cycle | TRUE | 55397 | N | . | Washington Energy Facility | Dynegy Washington Energy Facility | 59922 | OH | ENC | RFC |  | 22 | 2 | NAICS-22 Non-Cogen | CA | NG | NG | PJM | 3105443 | 1863806 | 2021
Vintage2002 | natural gas combined cycle | TRUE | 55397 | N | . | Washington Energy Facility | Dynegy Washington Energy Facility | 59922 | OH | ENC | RFC |  | 22 | 2 | NAICS-22 Non-Cogen | CT | NG | NG | PJM | 31509695 | 2957478 | 2021
Vintage2003 | natural gas combined cycle | TRUE | 55400 | Y | . | Elk Hills Power LLC | Elk Hills Power LLC | 34164 | CA | PACC | WECC |  | 22 | 3 | NAICS-22 Cogen | CA | NG | NG | CISO | 684949 | 1398037 | 2021
Vintage2003 | natural gas combined cycle | TRUE | 55400 | Y | . | Elk Hills Power LLC | Elk Hills Power LLC | 34164 | CA | PACC | WECC |  | 22 | 3 | NAICS-22 Cogen | CT | NG | NG | CISO | 24386814 | 2380099 | 2021
Vintage2003 | natural gas peaker | TRUE | 55401 | N | . | Rolling Hills Generating | Rolling Hills Generating LLC | 56558 | OH | ENC | RFC |  | 22 | 2 | NAICS-22 Non-Cogen | GT | NG | NG | PJM | 6086195 | 566141 | 2021
Vintage2002 | natural gas peaker | TRUE | 55402 | N | . | Renaissance Power Plant | DTE Electric Company | 5109 | MI | ENC | RFC |  | 22 | 1 | Electric Utility | GT | NG | NG | MISO | 8306740 | 734868 | 2021
Vintage2003 | natural gas combined cycle | TRUE | 55404 | Y | . | Carville Energy LLC | Carville Energy LLC | 3131 | LA | WSC | SERC |  | 22 | 3 | NAICS-22 Cogen | CA | NG | NG | MISO | 858407 | 733106 | 2021
Vintage2003 | natural gas combined cycle | TRUE | 55404 | Y | . | Carville Energy LLC | Carville Energy LLC | 3131 | LA | WSC | SERC |  | 22 | 3 | NAICS-22 Cogen | CT | NG | NG | MISO | 17149407 | 2011235 | 2021
| petroleum | FALSE | 55405 | N | . | Athens Generating Plant | New Athens Generating Company LLC | 32173 | NY | MAT | NPCC |  | 22 | 2 | NAICS-22 Non-Cogen | CA | DFO | DFO | NYIS | 0 | 0 | 2021
| natural gas combined cycle | FALSE | 55405 | N | . | Athens Generating Plant | New Athens Generating Company LLC | 32173 | NY | MAT | NPCC |  | 22 | 2 | NAICS-22 Non-Cogen | CA | NG | NG | NYIS | 0 | 611471 | 2021
| petroleum | FALSE | 55405 | N | . | Athens Generating Plant | New Athens Generating Company LLC | 32173 | NY | MAT | NPCC |  | 22 | 2 | NAICS-22 Non-Cogen | CT | DFO | DFO | NYIS | 0 | 0 | 2021
Vintage2004 | natural gas combined cycle | TRUE | 55405 | N | . | Athens Generating Plant | New Athens Generating Company LLC | 32173 | NY | MAT | NPCC |  | 22 | 2 | NAICS-22 Non-Cogen | CT | NG | NG | NYIS | 13045925 | 1158957 | 2021
Vintage2003 | natural gas combined cycle | TRUE | 55406 | N | . | Effingham Energy Facility | Oglethorpe Power Corporation | 13994 | GA | SAT | SERC |  | 22 | 1 | Electric Utility | CA | NG | NG | SOCO | 4528 | 944804 | 2021
Vintage2003 | natural gas combined cycle | TRUE | 55406 | N | . | Effingham Energy Facility | Oglethorpe Power Corporation | 13994 | GA | SAT | SERC |  | 22 | 1 | Electric Utility | CT | NG | NG | SOCO | 19085300 | 1749802 | 2021
Vintage0 | petroleum | FALSE | 55409 | N | . | Calhoun Energy Center | Calhoun Power Co LLC | 34028 | AL | ESC | SERC |  | 22 | 2 | NAICS-22 Non-Cogen | GT | DFO | DFO | SOCO | 148937 | 11201.943 | 2021
Vintage2003 | natural gas peaker | TRUE | 55409 | N | . | Calhoun Energy Center | Calhoun Power Co LLC | 34028 | AL | ESC | SERC |  | 22 | 2 | NAICS-22 Non-Cogen | GT | NG | NG | SOCO | 429091 | 38664.057 | 2021
Vintage2010 | natural gas combined cycle | TRUE | 55411 | N | . | Hillabee Energy Center | CER Generation LLC | 55987 | AL | ESC | SERC |  | 22 | 2 | NAICS-22 Non-Cogen | CA | NG | NG | SOCO | 3483098 | 1868160 | 2021
Vintage2010 | natural gas combined cycle | TRUE | 55411 | N | . | Hillabee Energy Center | CER Generation LLC | 55987 | AL | ESC | SERC |  | 22 | 2 | NAICS-22 Non-Cogen | CT | NG | NG | SOCO | 32450698 | 3279632 | 2021
Vintage2004 | natural gas combined cycle | TRUE | 55412 | N | . | Osprey Energy Center Power Plant | Duke Energy Florida, LLC | 6455 | FL | SAT | SERC |  | 22 | 1 | Electric Utility | CA | NG | NG | TEC | 1002473 | 981921 | 2021
Vintage2004 | natural gas combined cycle | TRUE | 55412 | N | . | Osprey Energy Center Power Plant | Duke Energy Florida, LLC | 6455 | FL | SAT | SERC |  | 22 | 1 | Electric Utility | CT | NG | NG | TEC | 16624090 | 1438493 | 2021
Vintage0 | petroleum | FALSE | 55414 | N | . | Shady Hills Generating Station | Shady Hills Power Co LLC | 40192 | FL | SAT | SERC |  | 22 | 2 | NAICS-22 Non-Cogen | GT | DFO | DFO | FPC | 68893 | 6202.208 | 2021
Vintage2002 | natural gas peaker | TRUE | 55414 | N | . | Shady Hills Generating Station | Shady Hills Power Co LLC | 40192 | FL | SAT | SERC |  | 22 | 2 | NAICS-22 Non-Cogen | GT | NG | NG | FPC | 3302212 | 300787.79 | 2021
Vintage0 | petroleum | FALSE | 55415 | N | . | Vandolah Power Station | Vandolah Power Co LLC | 39125 | FL | SAT | SERC |  | 22 | 2 | NAICS-22 Non-Cogen | GT | DFO | DFO | FPC | 155759 | 14282.87 | 2021
Vintage2002 | natural gas peaker | TRUE | 55415 | N | . | Vandolah Power Station | Vandolah Power Co LLC | 39125 | FL | SAT | SERC |  | 22 | 2 | NAICS-22 Non-Cogen | GT | NG | NG | FPC | 12364498 | 1144346.1 | 2021
Vintage2002 | natural gas peaker | TRUE | 55417 | N | . | Raccoon Creek Energy Center | Union Electric Co - (MO) | 19436 | IL | ENC | SERC |  | 22 | 1 | Electric Utility | GT | NG | NG | MISO | 276307 | 20566.001 | 2021
Vintage2002 | natural gas combined cycle | TRUE | 55418 | N | . | Hot Spring Generating Facility | Entergy Arkansas LLC | 814 | AR | WSC | SERC |  | 22 | 1 | Electric Utility | CA | NG | NG | MISO | 312080 | 921545 | 2021
Vintage2002 | natural gas combined cycle | TRUE | 55418 | N | . | Hot Spring Generating Facility | Entergy Arkansas LLC | 814 | AR | WSC | SERC |  | 22 | 1 | Electric Utility | CT | NG | NG | MISO | 17970691 | 1621324 | 2021
| natural gas combined cycle | FALSE | 55419 | Y | . | Plaquemine Cogeneration Plant | Dow Chemical Co | 5347 | LA | WSC | SERC |  | 325 | 7 | Industrial NAICS Cogen | CA | NG | NG | MISO | 0 | 212541.37 | 2021
Vintage0 | other | FALSE | 55419 | Y | . | Plaquemine Cogeneration Plant | Dow Chemical Co | 5347 | LA | WSC | SERC |  | 325 | 7 | Industrial NAICS Cogen | CA | OG | OOG | MISO | 283306 | 30660.63 | 2021
| other | FALSE | 55419 | Y | . | Plaquemine Cogeneration Plant | Dow Chemical Co | 5347 | LA | WSC | SERC |  | 325 | 7 | Industrial NAICS Cogen | CA | OTH | OTH | MISO | 0 | 0 | 2021
Vintage2004 | natural gas combined cycle | FALSE | 55419 | Y | . | Plaquemine Cogeneration Plant | Dow Chemical Co | 5347 | LA | WSC | SERC |  | 325 | 7 | Industrial NAICS Cogen | CT | NG | NG | MISO | 38847171 | 4753000 | 2021
| other | FALSE | 55419 | Y | . | Plaquemine Cogeneration Plant | Dow Chemical Co | 5347 | LA | WSC | SERC |  | 325 | 7 | Industrial NAICS Cogen | CT | OG | OOG | MISO | 0 | 0 | 2021
| other | FALSE | 55419 | Y | . | Plaquemine Cogeneration Plant | Dow Chemical Co | 5347 | LA | WSC | SERC |  | 325 | 7 | Industrial NAICS Cogen | CT | OTH | OTH | MISO | 0 | 0 | 2021
Vintage2001 | biomass | TRUE | 55429 | Y | . | Kentucky Mills | Domtar Paper Company LLC | 55839 | KY | ESC | SERC |  | 322 | 7 | Industrial NAICS Cogen | ST | BLQ | WWW | MISO | 1356630 | 298203.91 | 2021
Vintage0 | natural gas steam turbine | FALSE | 55429 | Y | . | Kentucky Mills | Domtar Paper Company LLC | 55839 | KY | ESC | SERC |  | 322 | 7 | Industrial NAICS Cogen | ST | NG | NG | MISO | 195357 | 42942.091 | 2021
| biomass | FALSE | 55429 | Y | . | Kentucky Mills | Domtar Paper Company LLC | 55839 | KY | ESC | SERC |  | 322 | 7 | Industrial NAICS Cogen | ST | WDS | WWW | MISO | 0 | 0 | 2021
Vintage2002 | natural gas peaker | TRUE | 55433 | N | . | Bayou Cove Peaking Power | Bayou Cove, LLC | 64383 | LA | WSC | SERC |  | 22 | 2 | NAICS-22 Non-Cogen | GT | NG | NG | MISO | 1250040 | 98589 | 2021
Vintage2002 | natural gas peaker | TRUE | 55438 | N | . | Elgin Energy Center LLC | Lincoln Operating Services, LLC | 64030 | IL | ENC | RFC |  | 22 | 2 | NAICS-22 Non-Cogen | GT | NG | NG | PJM | 5740032 | 496717 | 2021
| petroleum | FALSE | 55439 | N | . | Tenaska Virginia Generating Station | Tenaska Virginia Partners LP | 18569 | VA | SAT | SERC |  | 22 | 2 | NAICS-22 Non-Cogen | CA | DFO | DFO | PJM | 0 | 0 | 2021
Vintage2004 | natural gas combined cycle | TRUE | 55439 | N | . | Tenaska Virginia Generating Station | Tenaska Virginia Partners LP | 18569 | VA | SAT | SERC |  | 22 | 2 | NAICS-22 Non-Cogen | CA | NG | NG | PJM | 1789143 | 1378796 | 2021
| petroleum | FALSE | 55439 | N | . | Tenaska Virginia Generating Station | Tenaska Virginia Partners LP | 18569 | VA | SAT | SERC |  | 22 | 2 | NAICS-22 Non-Cogen | CT | DFO | DFO | PJM | 0 | 0 | 2021
Vintage2004 | natural gas combined cycle | TRUE | 55439 | N | . | Tenaska Virginia Generating Station | Tenaska Virginia Partners LP | 18569 | VA | SAT | SERC |  | 22 | 2 | NAICS-22 Non-Cogen | CT | NG | NG | PJM | 24537375 | 2269922 | 2021
| petroleum | FALSE | 55440 | N | . | Central Alabama Generating Station | Alabama Power Co | 195 | AL | ESC | SERC |  | 22 | 1 | Electric Utility | CA | DFO | DFO | SOCO | 0 | 0 | 2021
Vintage2003 | natural gas combined cycle | TRUE | 55440 | N | . | Central Alabama Generating Station | Alabama Power Co | 195 | AL | ESC | SERC |  | 22 | 1 | Electric Utility | CA | NG | NG | SOCO | 2414773 | 1527069 | 2021
| petroleum | FALSE | 55440 | N | . | Central Alabama Generating Station | Alabama Power Co | 195 | AL | ESC | SERC |  | 22 | 1 | Electric Utility | CT | DFO | DFO | SOCO | 0 | 0 | 2021
Vintage2003 | natural gas combined cycle | TRUE | 55440 | N | . | Central Alabama Generating Station | Alabama Power Co | 195 | AL | ESC | SERC |  | 22 | 1 | Electric Utility | CT | NG | NG | SOCO | 29080175 | 2675084 | 2021
Vintage2001 | natural gas peaker | TRUE | 55447 | N | . | Columbia Energy Center | City of Columbia - (MO) | 4045 | MO | WNC | SERC |  | 22 | 1 | Electric Utility | GT | NG | NG | MISO | 293089 | 23492.001 | 2021
Vintage2003 | natural gas combined cycle | TRUE | 55451 | N | . | Magnolia Power Plant | Tennessee Valley Authority | 18642 | MS | ESC | SERC |  | 22 | 1 | Electric Utility | CA | NG | NG | TVA | 10984455 | 1592727 | 2021
Vintage2003 | natural gas combined cycle | TRUE | 55451 | N | . | Magnolia Power Plant | Tennessee Valley Authority | 18642 | MS | ESC | SERC |  | 22 | 1 | Electric Utility | CT | NG | NG | TVA | 17851053 | 2588182 | 2021
Vintage2001 | natural gas peaker | TRUE | 55453 | N | . | Fountain Valley Power Facility | Fountain Valley Power LLC | 6632 | CO | MTN | WECC |  | 22 | 2 | NAICS-22 Non-Cogen | GT | NG | NG | PSCO | 937804 | 74801 | 2021
| natural gas combined cycle | FALSE | 55455 | N | . | Red Hawk | Arizona Public Service Co | 803 | AZ | MTN | WECC |  | 22 | 1 | Electric Utility | CA | NG | NG | SRP | 0 | 2005833 | 2021
Vintage2002 | natural gas combined cycle | TRUE | 55455 | N | . | Red Hawk | Arizona Public Service Co | 803 | AZ | MTN | WECC |  | 22 | 1 | Electric Utility | CT | NG | NG | SRP | 38718519 | 3483990 | 2021
| natural gas combined cycle | FALSE | 55457 | N | . | McClain Energy Facility | Oklahoma Gas & Electric Co | 14063 | OK | WSC | MRO |  | 22 | 1 | Electric Utility | CA | NG | NG | SWPP | 0 | 798318 | 2021
Vintage2001 | natural gas combined cycle | TRUE | 55457 | N | . | McClain Energy Facility | Oklahoma Gas & Electric Co | 14063 | OK | WSC | MRO |  | 22 | 1 | Electric Utility | CT | NG | NG | SWPP | 15720760 | 1410252 | 2021
Vintage2004 | natural gas combined cycle | TRUE | 55463 | N | . | Redbud Power Plant | Oklahoma Gas & Electric Co | 14063 | OK | WSC | MRO |  | 22 | 1 | Electric Utility | CA | NG | NG | SWPP | 557395 | 1647979 | 2021
Vintage2004 | natural gas combined cycle | TRUE | 55463 | N | . | Redbud Power Plant | Oklahoma Gas & Electric Co | 14063 | OK | WSC | MRO |  | 22 | 1 | Electric Utility | CT | NG | NG | SWPP | 31074759 | 2660585 | 2021
Vintage2004 | natural gas combined cycle | TRUE | 55464 | Y | . | Deer Park Energy Center | Deer Park Energy Center | 4994 | TX | WSC | TRE |  | 22 | 3 | NAICS-22 Cogen | CA | NG | NG | ERCO | 6020683 | 1182546 | 2021
Vintage2014 | natural gas combined cycle | TRUE | 55464 | Y | . | Deer Park Energy Center | Deer Park Energy Center | 4994 | TX | WSC | TRE |  | 22 | 3 | NAICS-22 Cogen | CT | NG | NG | ERCO | 41562696 | 6141584 | 2021
| natural gas combined cycle | FALSE | 55467 | N | . | Ouachita | Entergy Louisiana LLC | 11241 | LA | WSC | SERC |  | 22 | 1 | Electric Utility | CA | NG | NG | MISO | 0 | 984297 | 2021
Vintage2002 | natural gas combined cycle | TRUE | 55467 | N | . | Ouachita | Entergy Louisiana LLC | 11241 | LA | WSC | SERC |  | 22 | 1 | Electric Utility | CT | NG | NG | MISO | 20045046 | 1755464 | 2021
Vintage2009 | natural gas combined cycle | FALSE | 55470 | Y | . | Green Power 2 | South Houston Green Power LLC | 17566 | TX | WSC | TRE |  | 32411 | 7 | Industrial NAICS Cogen | CA | NG | NG | ERCO | 591504 | 319795.3 | 2021
Vintage0 | other | FALSE | 55470 | Y | . | Green Power 2 | South Houston Green Power LLC | 17566 | TX | WSC | TRE |  | 32411 | 7 | Industrial NAICS Cogen | CA | OG | OOG | ERCO | 229488 | 47753.7 | 2021
Vintage2003 | natural gas combined cycle | FALSE | 55470 | Y | . | Green Power 2 | South Houston Green Power LLC | 17566 | TX | WSC | TRE |  | 32411 | 7 | Industrial NAICS Cogen | CT | NG | NG | ERCO | 19682074 | 3764141 | 2021
| other | FALSE | 55470 | Y | . | Green Power 2 | South Houston Green Power LLC | 17566 | TX | WSC | TRE |  | 32411 | 7 | Industrial NAICS Cogen | CT | OG | OOG | ERCO | 0 | 0 | 2021
Vintage2001 | natural gas peaker | TRUE | 55477 | N | . | Neil Simpson Gas Turbine #2 | Black Hills Power, Inc. | 19545 | WY | MTN | WECC |  | 22 | 1 | Electric Utility | GT | NG | NG | WACM | 172253 | 16321.002 | 2021
Vintage2002 | natural gas peaker | TRUE | 55478 | N | . | Lange Gas Turbines | Black Hills Power, Inc. | 19545 | SD | WNC | WECC |  | 22 | 1 | Electric Utility | GT | NG | NG | WACM | 460154 | 42836.001 | 2021
Vintage0 | natural gas steam turbine | FALSE | 55479 | N | . | Wygen 1 | Black Hills Power, Inc. | 19545 | WY | MTN | WECC |  | 22 | 2 | NAICS-22 Non-Cogen | ST | NG | NG | WACM | 13902 | 1123.517 | 2021
Vintage2003 | hard coal | TRUE | 55479 | N | . | Wygen 1 | Black Hills Power, Inc. | 19545 | WY | MTN | WECC |  | 22 | 2 | NAICS-22 Non-Cogen | ST | SUB | COL | WACM | 6350838 | 520392.48 | 2021
Vintage2003 | natural gas combined cycle | TRUE | 55480 | N | . | Forney Energy Center | LaFrontera Holdings LLC | 60477 | TX | WSC | TRE |  | 22 | 2 | NAICS-22 Non-Cogen | CA | NG | NG | ERCO | 5473739 | 3597015 | 2021
Vintage2003 | natural gas combined cycle | TRUE | 55480 | N | . | Forney Energy Center | LaFrontera Holdings LLC | 60477 | TX | WSC | TRE |  | 22 | 2 | NAICS-22 Non-Cogen | CT | NG | NG | ERCO | 59933500 | 5430707 | 2021
Vintage2003 | natural gas combined cycle | TRUE | 55481 | N | . | Mesquite Generating Station Block 2 | Mesquite Power LLC | 12363 | AZ | MTN | WECC |  | 22 | 2 | NAICS-22 Non-Cogen | CA | NG | NG | SRP | 2801415 | 1488285 | 2021
Vintage2003 | natural gas combined cycle | TRUE | 55481 | N | . | Mesquite Generating Station Block 2 | Mesquite Power LLC | 12363 | AZ | MTN | WECC |  | 22 | 2 | NAICS-22 Non-Cogen | CT | NG | NG | SRP | 22006765 | 1926074 | 2021
Vintage2004 | natural gas combined cycle | TRUE | 55482 | N | . | Goldendale Generating Station | Puget Sound Energy Inc | 15500 | WA | PACC | WECC |  | 22 | 1 | Electric Utility | CA | NG | NG | PSEI | 622288 | 695436 | 2021
Vintage2004 | natural gas combined cycle | TRUE | 55482 | N | . | Goldendale Generating Station | Puget Sound Energy Inc | 15500 | WA | PACC | WECC |  | 22 | 1 | Electric Utility | CT | NG | NG | PSEI | 13037230 | 1302250 | 2021
Vintage2020 | natural gas peaker | TRUE | 55486 | N | . | Washington Parish Energy Center | Entergy Louisiana LLC | 11241 | LA | WSC | SERC |  | 22 | 1 | Electric Utility | GT | NG | NG | MISO | 1979969 | 184680 | 2021
Vintage2002 | biomass | TRUE | 55488 | Y | . | Blackburn Landfill Co-Generation | Catawba County | 3057 | NC | SAT | SERC |  | 22 | 3 | NAICS-22 Cogen | IC | LFG | MLG | DUK | 51554 | 12297 | 2021
Vintage2003 | natural gas peaker | TRUE | 55496 | N | . | Goose Creek Energy Center | Union Electric Co - (MO) | 19436 | IL | ENC | SERC |  | 22 | 1 | Electric Utility | GT | NG | NG | MISO | 654300 | 42904.001 | 2021
Vintage2002 | natural gas peaker | TRUE | 55499 | N | . | CalPeak Power Vaca Dixon Peaker Plant | CalPeak Power, LLC | 59527 | CA | PACC | WECC |  | 22 | 2 | NAICS-22 Non-Cogen | GT | NG | NG | CISO | 222837 | 20769 | 2021
Vintage2003 | natural gas combined cycle | TRUE | 55501 | N | . | Kiamichi Energy Facility | Kiowa Power Partners LLC | 10362 | OK | WSC | TRE |  | 22 | 2 | NAICS-22 Non-Cogen | CA | NG | NG | ERCO | 2537742 | 1762296 | 2021
Vintage2003 | natural gas combined cycle | TRUE | 55501 | N | . | Kiamichi Energy Facility | Kiowa Power Partners LLC | 10362 | OK | WSC | TRE |  | 22 | 2 | NAICS-22 Non-Cogen | CT | NG | NG | ERCO | 29586667 | 2447288 | 2021
Vintage2004 | natural gas combined cycle | TRUE | 55502 | N | . | Lawrenceburg Power, LLC | Lawrenceburg Power, LLC | 61137 | IN | ENC | RFC |  | 22 | 2 | NAICS-22 Non-Cogen | CA | NG | NG | PJM | 3097063 | 3051103 | 2021
Vintage2004 | natural gas combined cycle | TRUE | 55502 | N | . | Lawrenceburg Power, LLC | Lawrenceburg Power, LLC | 61137 | IN | ENC | RFC |  | 22 | 2 | NAICS-22 Non-Cogen | CT | NG | NG | PJM | 54151524 | 4904648 | 2021
Vintage2003 | natural gas combined cycle | TRUE | 55503 | N | . | Waterford Power, LLC | Waterford Power, LLC | 61136 | OH | ENC | RFC |  | 22 | 2 | NAICS-22 Non-Cogen | CA | NG | NG | PJM | 1968322 | 2283793 | 2021
Vintage2003 | natural gas combined cycle | TRUE | 55503 | N | . | Waterford Power, LLC | Waterford Power, LLC | 61136 | OH | ENC | RFC |  | 22 | 2 | NAICS-22 Non-Cogen | CT | NG | NG | PJM | 41500049 | 3907657 | 2021
Vintage0 | petroleum | FALSE | 55504 | N | . | Limon Generating Station | Tri-State G & T Assn, Inc | 30151 | CO | MTN | WECC |  | 22 | 1 | Electric Utility | GT | DFO | DFO | WACM | 71432 | 5553.855 | 2021
Vintage2002 | natural gas peaker | TRUE | 55504 | N | . | Limon Generating Station | Tri-State G & T Assn, Inc | 30151 | CO | MTN | WECC |  | 22 | 1 | Electric Utility | GT | NG | NG | WACM | 1389118 | 108001.15 | 2021
Vintage0 | petroleum | FALSE | 55505 | N | . | Frank Knutson | Tri-State G & T Assn, Inc | 30151 | CO | MTN | WECC |  | 22 | 1 | Electric Utility | GT | DFO | DFO | PSCO | 71552 | 5547.277 | 2021
Vintage2002 | natural gas peaker | TRUE | 55505 | N | . | Frank Knutson | Tri-State G & T Assn, Inc | 30151 | CO | MTN | WECC |  | 22 | 1 | Electric Utility | GT | NG | NG | PSCO | 1554206 | 120498.72 | 2021
Vintage2001 | natural gas peaker | TRUE | 55508 | N | . | CalPeak Power Panoche Peaker Plant | CalPeak Power, LLC | 59527 | CA | PACC | WECC |  | 22 | 2 | NAICS-22 Non-Cogen | GT | NG | NG | CISO | 181164 | 16497.002 | 2021
Vintage2001 | natural gas peaker | TRUE | 55510 | N | . | CalPeak Power Border Peaker Plant | CalPeak Power, LLC | 59527 | CA | PACC | WECC |  | 22 | 2 | NAICS-22 Non-Cogen | GT | NG | NG | CISO | 303511 | 28022 | 2021
Vintage2002 | natural gas peaker | TRUE | 55512 | N | . | Cuyamaca Peak Energy Plant | San Diego Gas & Electric Co | 16609 | CA | PACC | WECC |  | 22 | 1 | Electric Utility | GT | NG | NG | CISO | 94818 | 8182.002 | 2021
Vintage2001 | natural gas peaker | TRUE | 55513 | N | . | CalPeak Power Enterprise Peaker Plant | CalPeak Power, LLC | 59527 | CA | PACC | WECC |  | 22 | 2 | NAICS-22 Non-Cogen | GT | NG | NG | CISO | 234010 | 21790.999 | 2021
Vintage2003 | natural gas combined cycle | TRUE | 55514 | N | . | Apex Generating Station | Los Angeles Department of Water & Power | 11208 | NV | MTN | WECC |  | 22 | 1 | Electric Utility | CA | NG | NG | NEVP | 5162 | 910630 | 2021
Vintage2003 | natural gas combined cycle | TRUE | 55514 | N | . | Apex Generating Station | Los Angeles Department of Water & Power | 11208 | NV | MTN | WECC |  | 22 | 1 | Electric Utility | CT | NG | NG | NEVP | 20063070 | 1885615 | 2021
Vintage2003 | natural gas combined cycle | TRUE | 55516 | N | . | Fayette Energy Facility | Fayette Power Company, LLC | 59923 | PA | MAT | RFC |  | 22 | 2 | NAICS-22 Non-Cogen | CA | NG | NG | PJM | 3890577 | 2035666 | 2021
Vintage2003 | natural gas combined cycle | TRUE | 55516 | N | . | Fayette Energy Facility | Fayette Power Company, LLC | 59923 | PA | MAT | RFC |  | 22 | 2 | NAICS-22 Non-Cogen | CT | NG | NG | PJM | 31400771 | 2951999 | 2021
Vintage2018 | natural gas peaker | TRUE | 55517 | N | . | Wallingford Energy | Wallingford Energy LLC | 56927 | CT | NEW | NPCC |  | 22 | 2 | NAICS-22 Non-Cogen | GT | NG | NG | ISNE | 1132155 | 112743 | 2021
Vintage2003 | natural gas combined cycle | TRUE | 55518 | N | . | High Desert Power Plant | MRP Generation Holdings, LLC | 60431 | CA | PACC | WECC |  | 22 | 2 | NAICS-22 Non-Cogen | CA | NG | NG | CISO | 1358081 | 1399995 | 2021
Vintage2003 | natural gas combined cycle | TRUE | 55518 | N | . | High Desert Power Plant | MRP Generation Holdings, LLC | 60431 | CA | PACC | WECC |  | 22 | 2 | NAICS-22 Non-Cogen | CT | NG | NG | CISO | 27198480 | 2403885 | 2021
Vintage2002 | natural gas peaker | TRUE | 55522 | N | . | Sundance | Arizona Public Service Co | 803 | AZ | MTN | WECC |  | 22 | 1 | Electric Utility | GT | NG | NG | WALC | 3855029 | 366053 | 2021
| petroleum | FALSE | 55524 | N | . | York Energy Center | Calpine Mid-Merit LLC | 56608 | PA | MAT | RFC |  | 22 | 2 | NAICS-22 Non-Cogen | CA | DFO | DFO | PJM | 0 | 2990.509 | 2021
Vintage2019 | natural gas combined cycle | TRUE | 55524 | N | . | York Energy Center | Calpine Mid-Merit LLC | 56608 | PA | MAT | RFC |  | 22 | 2 | NAICS-22 Non-Cogen | CA | NG | NG | PJM | 2894588 | 2755621.5 | 2021
Vintage0 | petroleum | FALSE | 55524 | N | . | York Energy Center | Calpine Mid-Merit LLC | 56608 | PA | MAT | RFC |  | 22 | 2 | NAICS-22 Non-Cogen | CT | DFO | DFO | PJM | 61912 | 5711.261 | 2021
Vintage2019 | natural gas combined cycle | TRUE | 55524 | N | . | York Energy Center | Calpine Mid-Merit LLC | 56608 | PA | MAT | RFC |  | 22 | 2 | NAICS-22 Non-Cogen | CT | NG | NG | PJM | 52618967 | 4884660.7 | 2021
Vintage0 | natural gas peaker | FALSE | 55525 | Y | . | MMSD South Shore Wastewater | Milwaukee Metro Sewerage Dist | 12619 | WI | ENC | RFC |  | 22132 | 5 | Commercial NAICS Cogen | IC | NG | NG | MISO | 27344 | 5161.108 | 2021
Vintage2010 | biomass | TRUE | 55525 | Y | . | MMSD South Shore Wastewater | Milwaukee Metro Sewerage Dist | 12619 | WI | ENC | RFC |  | 22132 | 5 | Commercial NAICS Cogen | IC | OBG | ORW | MISO | 152321 | 28749.892 | 2021
| petroleum | FALSE | 55534 | N | . | Water Filter Plant #2 | City of Morganton - (NC) | 12944 | NC | SAT | SERC |  | 22 | 1 | Electric Utility | IC | DFO | DFO | DUK | 0 | 0 | 2021
Vintage2014 | natural gas peaker | TRUE | 55538 | N | . | Escondido Energy Center | Wellhead Services, Inc | 20323 | CA | PACC | WECC |  | 22 | 2 | NAICS-22 Non-Cogen | GT | NG | NG | CISO | 87928 | 8675 | 2021
Vintage2001 | natural gas peaker | TRUE | 55540 | N | . | Chula Vista Energy Center | Wellhead Services, Inc | 20323 | CA | PACC | WECC |  | 22 | 2 | NAICS-22 Non-Cogen | GT | NG | NG | CISO | 13822 | 4800 | 2021
Vintage2001 | natural gas peaker | TRUE | 55541 | N | . | Indigo Energy Facility | Diamond Generating Corporation | 49981 | CA | PACC | WECC |  | 22 | 2 | NAICS-22 Non-Cogen | GT | NG | NG | CISO | 350422 | 32202.001 | 2021
| petroleum | FALSE | 55542 | N | . | Larkspur Energy Facility | Diamond Generating Corporation | 49981 | CA | PACC | WECC |  | 22 | 2 | NAICS-22 Non-Cogen | GT | DFO | DFO | CISO | 0 | 0 | 2021
Vintage2001 | natural gas peaker | TRUE | 55542 | N | . | Larkspur Energy Facility | Diamond Generating Corporation | 49981 | CA | PACC | WECC |  | 22 | 2 | NAICS-22 Non-Cogen | GT | NG | NG | CISO | 305553 | 29988 | 2021
Vintage2002 | natural gas peaker | TRUE | 55544 | N | . | Klamath Expansion Project | Klamath Energy LLC | 14372 | OR | PACC | WECC |  | 22 | 2 | NAICS-22 Non-Cogen | GT | NG | NG | AVRN | 605402 | 52599.539 | 2021
| natural gas combined cycle | FALSE | 55545 | N | . | Hidalgo Energy Center | Calpine Corp - Hidalgo | 2934 | TX | WSC | TRE |  | 22 | 2 | NAICS-22 Non-Cogen | CA | NG | NG | ERCO | 0 | 917681 | 2021
Vintage2000 | natural gas combined cycle | TRUE | 55545 | N | . | Hidalgo Energy Center | Calpine Corp - Hidalgo | 2934 | TX | WSC | TRE |  | 22 | 2 | NAICS-22 Non-Cogen | CT | NG | NG | ERCO | 18302744 | 1538237 | 2021
| biomass | FALSE | 55556 | N | . | Security | TX LFG Energy, LP | 56772 | TX | WSC | SERC |  | 22 | 2 | NAICS-22 Non-Cogen | IC | LFG | MLG | MISO | 0 | 0 | 2021
| natural gas steam turbine | FALSE | 55557 | Y | . | Wilmington Hydrogen Plant | Air Products & Chemicals Inc | 991 | CA | PACC | WECC |  | 325188 | 7 | Industrial NAICS Cogen | ST | NG | NG | LDWP | 0 | 0 | 2021
Vintage1996 | other | FALSE | 55557 | Y | . | Wilmington Hydrogen Plant | Air Products & Chemicals Inc | 991 | CA | PACC | WECC |  | 325188 | 7 | Industrial NAICS Cogen | ST | WH | OTH | LDWP | 1444384 | 163318 | 2021
Vintage2002 | natural gas combined cycle | FALSE | 55558 | Y | . | Combined Locks Energy Center | Appleton Coated LLC | 744 | WI | ENC | RFC |  | 322122 | 7 | Industrial NAICS Cogen | CA | NG | NG | MISO | 300672 | 37011 | 2021
| petroleum | FALSE | 55558 | Y | . | Combined Locks Energy Center | Appleton Coated LLC | 744 | WI | ENC | RFC |  | 322122 | 7 | Industrial NAICS Cogen | CT | DFO | DFO | MISO | 0 | 0 | 2021
Vintage2002 | natural gas combined cycle | FALSE | 55558 | Y | . | Combined Locks Energy Center | Appleton Coated LLC | 744 | WI | ENC | RFC |  | 322122 | 7 | Industrial NAICS Cogen | CT | NG | NG | MISO | 2893368 | 356159 | 2021
Vintage2001 | onshore wind | TRUE | 55560 | N | . | FPL Energy Vansycle LLC (WA) | FPL Energy Vansycle LLC | 6607 | WA | PACC | WECC |  | 22 | 2 | NAICS-22 Non-Cogen | WT | WND | WND | BPAT | 1585172 | 179237 | 2021
Vintage2001 | onshore wind | TRUE | 55561 | N | . | Tsar Nicholas LLC | CHI Operations Inc | 54725 | MN | WNC | MRO |  | 22 | 2 | NAICS-22 Non-Cogen | WT | WND | WND | MISO | 39584 | 4476 | 2021
Vintage2001 | onshore wind | TRUE | 55562 | N | . | Sun River LLC | CHI Operations Inc | 54725 | MN | WNC | MRO |  | 22 | 2 | NAICS-22 Non-Cogen | WT | WND | WND | MISO | 39584 | 4476 | 2021
Vintage2001 | onshore wind | TRUE | 55563 | N | . | Julia Hills LLC | CHI Operations Inc | 54725 | MN | WNC | MRO |  | 22 | 2 | NAICS-22 Non-Cogen | WT | WND | WND | MISO | 39584 | 4476 | 2021
Vintage2001 | onshore wind | TRUE | 55564 | N | . | Jessica Mills LLC | CHI Operations Inc | 54725 | MN | WNC | MRO |  | 22 | 2 | NAICS-22 Non-Cogen | WT | WND | WND | MISO | 39584 | 4476 | 2021
Vintage2001 | onshore wind | TRUE | 55565 | N | . | Jack River LLC | CHI Operations Inc | 54725 | MN | WNC | MRO |  | 22 | 2 | NAICS-22 Non-Cogen | WT | WND | WND | MISO | 39584 | 4476 | 2021
Vintage2001 | onshore wind | TRUE | 55566 | N | . | Autumn Hills LLC | CHI Operations Inc | 54725 | MN | WNC | MRO |  | 22 | 2 | NAICS-22 Non-Cogen | WT | WND | WND | MISO | 39584 | 4476 | 2021
Vintage2001 | onshore wind | TRUE | 55567 | N | . | Winters Spawn LLC | CHI Operations Inc | 54725 | MN | WNC | MRO |  | 22 | 2 | NAICS-22 Non-Cogen | WT | WND | WND | MISO | 46943 | 5308 | 2021
Vintage2000 | onshore wind | TRUE | 55568 | N | . | Twin Lake Hills LLC | CHI Operations Inc | 54725 | MN | WNC | MRO |  | 22 | 2 | NAICS-22 Non-Cogen | WT | WND | WND | MISO | 46943 | 5308 | 2021
Vintage2001 | onshore wind | TRUE | 55569 | N | . | Spartan Hills LLC | CHI Operations Inc | 54725 | MN | WNC | MRO |  | 22 | 2 | NAICS-22 Non-Cogen | WT | WND | WND | MISO | 46943 | 5308 | 2021
Vintage2001 | onshore wind | TRUE | 55570 | N | . | Soliloquoy Ridge LLC | CHI Operations Inc | 54725 | MN | WNC | MRO |  | 22 | 2 | NAICS-22 Non-Cogen | WT | WND | WND | MISO | 46943 | 5308 | 2021
Vintage2001 | onshore wind | TRUE | 55571 | N | . | Ruthton Ridge LLC | CHI Operations Inc | 54725 | MN | WNC | MRO |  | 22 | 2 | NAICS-22 Non-Cogen | WT | WND | WND | MISO | 46943 | 5308 | 2021
Vintage2001 | onshore wind | TRUE | 55572 | N | . | Hope Creek LLC | CHI Operations Inc | 54725 | MN | WNC | MRO |  | 22 | 2 | NAICS-22 Non-Cogen | WT | WND | WND | MISO | 46943 | 5308 | 2021
Vintage2000 | onshore wind | TRUE | 55573 | N | . | Hadley Ridge LLC | CHI Operations Inc | 54725 | MN | WNC | MRO |  | 22 | 2 | NAICS-22 Non-Cogen | WT | WND | WND | MISO | 46943 | 5308 | 2021
Vintage2001 | onshore wind | TRUE | 55574 | N | . | Florence Hills LLC | CHI Operations Inc | 54725 | MN | WNC | MRO |  | 22 | 2 | NAICS-22 Non-Cogen | WT | WND | WND | MISO | 46943 | 5308 | 2021
Vintage2001 | onshore wind | TRUE | 55576 | N | . | Agassiz Beach LLC | CHI Operations Inc | 54725 | MN | WNC | MRO |  | 22 | 2 | NAICS-22 Non-Cogen | WT | WND | WND | MISO | 46918 | 5305 | 2021
Vintage2001 | onshore wind | TRUE | 55579 | N | . | Llano Estacado Wind Ranch | Llano Estacado Wind Ranch | 62136 | TX | WSC | MRO |  | 22 | 2 | NAICS-22 Non-Cogen | WT | WND | WND | SWPP | 969284 | 109598 | 2021
Vintage2001 | onshore wind | TRUE | 55581 | N | . | King Mountain Wind Ranch 1 | FPL Energy Upton Wind LP | 6354 | TX | WSC | TRE |  | 22 | 2 | NAICS-22 Non-Cogen | WT | WND | WND | ERCO | 4460435 | 504346 | 2021
Vintage2000 | biomass | TRUE | 55589 | N | . | GRS Fall River | Gas Recovery Systems Inc | 25049 | MA | NEW | NPCC |  | 22 | 2 | NAICS-22 Non-Cogen | GT | LFG | MLG | ISNE | 306131 | 11094 | 2021
| petroleum | FALSE | 55596 | N | . | GRS Arbor Hills | Gas Recovery Systems Inc | 25049 | MI | ENC | RFC |  | 22 | 2 | NAICS-22 Non-Cogen | CA | DFO | DFO | MISO | 0 | 0 | 2021
Vintage1996 | biomass | TRUE | 55596 | N | . | GRS Arbor Hills | Gas Recovery Systems Inc | 25049 | MI | ENC | RFC |  | 22 | 2 | NAICS-22 Non-Cogen | CA | LFG | MLG | MISO | 214202 | 21852 | 2021
| petroleum | FALSE | 55596 | N | . | GRS Arbor Hills | Gas Recovery Systems Inc | 25049 | MI | ENC | RFC |  | 22 | 2 | NAICS-22 Non-Cogen | CT | DFO | DFO | MISO | 0 | 0 | 2021
| other | FALSE | 55596 | N | . | GRS Arbor Hills | Gas Recovery Systems Inc | 25049 | MI | ENC | RFC |  | 22 | 2 | NAICS-22 Non-Cogen | CT | KER | WOO | MISO | 0 | 0 | 2021
Vintage2005 | biomass | TRUE | 55596 | N | . | GRS Arbor Hills | Gas Recovery Systems Inc | 25049 | MI | ENC | RFC |  | 22 | 2 | NAICS-22 Non-Cogen | CT | LFG | MLG | MISO | 1517810 | 78065 | 2021
Vintage2007 | biomass | TRUE | 55597 | N | . | GRS C&C | Gas Recovery Systems Inc | 25049 | MI | ENC | RFC |  | 22 | 2 | NAICS-22 Non-Cogen | GT | LFG | MLG | MISO | 296623 | 14905 | 2021
Vintage1995 | biomass | TRUE | 55597 | N | . | GRS C&C | Gas Recovery Systems Inc | 25049 | MI | ENC | RFC |  | 22 | 2 | NAICS-22 Non-Cogen | IC | LFG | MLG | MISO | 142119 | 8459 | 2021
| petroleum | FALSE | 55599 | N | . | GRS CMS | Gas Recovery Systems Inc | 25049 | NC | SAT | SERC |  | 22 | 2 | NAICS-22 Non-Cogen | GT | DFO | DFO | DUK | 0 | 0 | 2021
Vintage1999 | biomass | TRUE | 55599 | N | . | GRS CMS | Gas Recovery Systems Inc | 25049 | NC | SAT | SERC |  | 22 | 2 | NAICS-22 Non-Cogen | GT | LFG | MLG | DUK | 311441 | 20130 | 2021
Vintage1999 | biomass | TRUE | 55601 | N | . | Prima Plant | MM Prima Deshecha Energy LLC | 57250 | CA | PACC | WECC |  | 22 | 2 | NAICS-22 Non-Cogen | IC | LFG | MLG | CISO | 522429 | 45004 | 2021
Vintage1999 | biomass | TRUE | 55602 | N | . | North City - Landfill Gas Engines South | City of San Diego | 16764 | CA | PACC | WECC |  | 22 | 2 | NAICS-22 Non-Cogen | IC | LFG | MLG | CISO | 144169 | 16988.033 | 2021
Vintage0 | natural gas peaker | FALSE | 55602 | N | . | North City - Landfill Gas Engines South | City of San Diego | 16764 | CA | PACC | WECC |  | 22 | 2 | NAICS-22 Non-Cogen | IC | NG | NG | CISO | 5890 | 693.967 | 2021
Vintage1999 | onshore wind | TRUE | 55607 | N | . | Foote Creek I | PacifiCorp | 14354 | WY | MTN | WECC |  | 22 | 1 | Electric Utility | WT | WND | WND | PACE | 1366505 | 154512 | 2021
Vintage1993 | petroleum | FALSE | 55619 | N | . | Watchtower Educational Center | Watchtower Bible & Tract Soc-NY | 20238 | NY | MAT | NPCC |  | 813 | 4 | Commercial NAICS Non-Cogen | IC | DFO | DFO | NYIS | 41 | 5.27 | 2021
Vintage2000 | natural gas peaker | FALSE | 55619 | N | . | Watchtower Educational Center | Watchtower Bible & Tract Soc-NY | 20238 | NY | MAT | NPCC |  | 813 | 4 | Commercial NAICS Non-Cogen | IC | NG | NG | NYIS | 113 | 14.73 | 2021
Vintage2002 | natural gas combined cycle | TRUE | 55620 | N | . | Perryville Power Station | Entergy Louisiana LLC | 11241 | LA | WSC | SERC |  | 22 | 1 | Electric Utility | CA | NG | NG | MISO | 81749 | 799163 | 2021
Vintage2002 | natural gas combined cycle | TRUE | 55620 | N | . | Perryville Power Station | Entergy Louisiana LLC | 11241 | LA | WSC | SERC |  | 22 | 1 | Electric Utility | CT | NG | NG | MISO | 15474001 | 1447260 | 2021
Vintage2001 | natural gas peaker | TRUE | 55620 | N | . | Perryville Power Station | Entergy Louisiana LLC | 11241 | LA | WSC | SERC |  | 22 | 1 | Electric Utility | GT | NG | NG | MISO | 563437 | 51418 | 2021
Vintage2002 | natural gas peaker | TRUE | 55622 | N | . | West Valley Generation Project | Utah Municipal Power Agency | 24431 | UT | MTN | WECC |  | 22 | 1 | Electric Utility | GT | NG | NG | PACE | 2557596 | 237202 | 2021
Vintage2003 | natural gas peaker | TRUE | 55625 | N | . | Creed Energy Center | Creed Energy Center LLC | 49971 | CA | PACC | WECC |  | 22 | 2 | NAICS-22 Non-Cogen | GT | NG | NG | CISO | 162767 | 14388.999 | 2021
Vintage2003 | natural gas peaker | TRUE | 55626 | N | . | Lambie Energy Center | Gilroy Energy Center LLC | 49972 | CA | PACC | WECC |  | 22 | 2 | NAICS-22 Non-Cogen | GT | NG | NG | CISO | 140808 | 12627 | 2021
Vintage2003 | natural gas peaker | TRUE | 55627 | N | . | Goose Haven Energy Center | Goose Haven Energy Center | 49970 | CA | PACC | WECC |  | 22 | 2 | NAICS-22 Non-Cogen | GT | NG | NG | CISO | 155280 | 14137.999 | 2021
Vintage2002 | natural gas peaker | TRUE | 55640 | N | . | University Park North | LSP University Park LLC | 56928 | IL | ENC | RFC |  | 22 | 2 | NAICS-22 Non-Cogen | GT | NG | NG | PJM | 10224088 | 841111 | 2021
Vintage2004 | natural gas combined cycle | TRUE | 55641 | N | . | Riverside Energy Center | Wisconsin Power & Light Co | 20856 | WI | ENC | MRO |  | 22 | 1 | Electric Utility | CA | NG | NG | MISO | 803476 | 1245103 | 2021
Vintage2004 | natural gas combined cycle | TRUE | 55641 | N | . | Riverside Energy Center | Wisconsin Power & Light Co | 20856 | WI | ENC | MRO |  | 22 | 1 | Electric Utility | CT | NG | NG | MISO | 22432998 | 1981504 | 2021
Vintage0 | petroleum | FALSE | 55645 | N | . | Blue Spruce Energy Center | Public Service Co of Colorado | 15466 | CO | MTN | WECC |  | 22 | 1 | Electric Utility | GT | DFO | DFO | PSCO | 73494 | 5856.991 | 2021
Vintage2003 | natural gas peaker | TRUE | 55645 | N | . | Blue Spruce Energy Center | Public Service Co of Colorado | 15466 | CO | MTN | WECC |  | 22 | 1 | Electric Utility | GT | NG | NG | PSCO | 2525912 | 205253.01 | 2021
Vintage2002 | natural gas peaker | TRUE | 55650 | N | . | Plains End | Plains End Operating Services LLC | 15142 | CO | MTN | WECC |  | 22 | 2 | NAICS-22 Non-Cogen | IC | NG | NG | PSCO | 90775 | 8943 | 2021
Vintage2001 | natural gas peaker | TRUE | 55651 | N | . | Spring Creek Energy Center | Evergy Kansas Central, Inc | 22500 | OK | WSC | MRO |  | 22 | 1 | Electric Utility | GT | NG | NG | SWPP | 817617 | 59539 | 2021
| petroleum | FALSE | 55654 | N | . | Chambersburg | Chambersburg Energy, LLC | 61320 | PA | MAT | RFC |  | 22 | 2 | NAICS-22 Non-Cogen | GT | DFO | DFO | PJM | 0 | 0 | 2021
Vintage2001 | natural gas peaker | TRUE | 55654 | N | . | Chambersburg | Chambersburg Energy, LLC | 61320 | PA | MAT | RFC |  | 22 | 2 | NAICS-22 Non-Cogen | GT | NG | NG | PJM | 1906109 | 186798 | 2021
Vintage2001 | natural gas peaker | TRUE | 55655 | N | . | WFEC GenCo LLC | Western Farmers Elec Coop, Inc | 20447 | OK | WSC | MRO |  | 22 | 1 | Electric Utility | GT | NG | NG | SWPP | 1607507 | 131701 | 2021
| natural gas combined cycle | FALSE | 55656 | N | . | Pastoria Energy Facility, LLC | Calpine Corp - Pastoria Energy Center | 2820 | CA | PACC | WECC |  | 22 | 2 | NAICS-22 Non-Cogen | CA | NG | NG | CISO | 0 | 1466324 | 2021
Vintage2005 | natural gas combined cycle | TRUE | 55656 | N | . | Pastoria Energy Facility, LLC | Calpine Corp - Pastoria Energy Center | 2820 | CA | PACC | WECC |  | 22 | 2 | NAICS-22 Non-Cogen | CT | NG | NG | CISO | 30150543 | 2792827 | 2021
| petroleum | FALSE | 55661 | N | . | Newington | Essential Power Operating Services, LLC | 13538 | NH | NEW | NPCC |  | 22 | 2 | NAICS-22 Non-Cogen | CA | DFO | DFO | ISNE | 0 | 15222.099 | 2021
Vintage2002 | natural gas combined cycle | TRUE | 55661 | N | . | Newington | Essential Power Operating Services, LLC | 13538 | NH | NEW | NPCC |  | 22 | 2 | NAICS-22 Non-Cogen | CA | NG | NG | ISNE | 177580 | 438052.9 | 2021
Vintage0 | petroleum | FALSE | 55661 | N | . | Newington | Essential Power Operating Services, LLC | 13538 | NH | NEW | NPCC |  | 22 | 2 | NAICS-22 Non-Cogen | CT | DFO | DFO | ISNE | 319011 | 26607.549 | 2021
Vintage2002 | natural gas combined cycle | TRUE | 55661 | N | . | Newington | Essential Power Operating Services, LLC | 13538 | NH | NEW | NPCC |  | 22 | 2 | NAICS-22 Non-Cogen | CT | NG | NG | ISNE | 8562774 | 749071.45 | 2021
| petroleum | FALSE | 55662 | N | . | Chehalis Generating Facility | PacifiCorp | 14354 | WA | PACC | WECC |  | 22 | 1 | Electric Utility | CA | DFO | DFO | BPAT | 0 | 0 | 2021
| natural gas combined cycle | FALSE | 55662 | N | . | Chehalis Generating Facility | PacifiCorp | 14354 | WA | PACC | WECC |  | 22 | 1 | Electric Utility | CA | NG | NG | BPAT | 0 | 798665 | 2021
| petroleum | FALSE | 55662 | N | . | Chehalis Generating Facility | PacifiCorp | 14354 | WA | PACC | WECC |  | 22 | 1 | Electric Utility | CT | DFO | DFO | BPAT | 0 | 0 | 2021
Vintage2003 | natural gas combined cycle | TRUE | 55662 | N | . | Chehalis Generating Facility | PacifiCorp | 14354 | WA | PACC | WECC |  | 22 | 1 | Electric Utility | CT | NG | NG | BPAT | 16857933 | 1449572 | 2021
Vintage2003 | natural gas combined cycle | TRUE | 55664 | N | . | Harrison County Power Project | Northeast Texas Elec Coop, Inc | 13670 | TX | WSC | MRO |  | 22 | 1 | Electric Utility | CA | NG | NG | SWPP | 654688 | 1085476 | 2021
Vintage2003 | natural gas combined cycle | TRUE | 55664 | N | . | Harrison County Power Project | Northeast Texas Elec Coop, Inc | 13670 | TX | WSC | MRO |  | 22 | 1 | Electric Utility | CT | NG | NG | SWPP | 20271197 | 1782166 | 2021
Vintage2004 | natural gas combined cycle | TRUE | 55667 | N | . | Lower Mount Bethel Energy | Lower Mount Bethel Energy LLC | 11275 | PA | MAT | RFC |  | 22 | 2 | NAICS-22 Non-Cogen | CA | NG | NG | PJM | 780628 | 1585315 | 2021
Vintage2004 | natural gas combined cycle | TRUE | 55667 | N | . | Lower Mount Bethel Energy | Lower Mount Bethel Energy LLC | 11275 | PA | MAT | RFC |  | 22 | 2 | NAICS-22 Non-Cogen | CT | NG | NG | PJM | 29548176 | 2679443 | 2021
Vintage2002 | natural gas peaker | TRUE | 55672 | N | . | AL Sandersville LLC | SEPG Operating Services, LLC ALS | 59417 | GA | SAT | SERC |  | 22 | 2 | NAICS-22 Non-Cogen | GT | NG | NG | SOCO | 1593739 | 130545 | 2021
Vintage1930 | hydro | TRUE | 55684 | N | . | Flambeau Crowley Rapids Project | Renewable World Energies LLC | 58149 | WI | ENC | MRO |  | 22 | 2 | NAICS-22 Non-Cogen | HY | WAT | HYC | MISO | 40983 | 4634 | 2021
Vintage1923 | hydro | TRUE | 55685 | N | . | Flambeau Lower Project | Renewable World Energies LLC | 58149 | WI | ENC | MRO |  | 22 | 2 | NAICS-22 Non-Cogen | HY | WAT | HYC | MISO | 30820 | 3485 | 2021
Vintage2004 | natural gas combined cycle | TRUE | 55687 | N | . | Higgins Generating Station | Nevada Power Co | 13407 | NV | MTN | WECC |  | 22 | 1 | Electric Utility | CA | NG | NG | NEVP | 419272 | 1039768 | 2021
Vintage2004 | natural gas combined cycle | TRUE | 55687 | N | . | Higgins Generating Station | Nevada Power Co | 13407 | NV | MTN | WECC |  | 22 | 1 | Electric Utility | CT | NG | NG | NEVP | 21161916 | 1803022 | 2021
| petroleum | FALSE | 55690 | N | . | Bethlehem Power Plant | Calpine Bethlehem LLC | 56607 | PA | MAT | RFC |  | 22 | 2 | NAICS-22 Non-Cogen | CA | DFO | DFO | PJM | 0 | 3039.482 | 2021
| natural gas combined cycle | FALSE | 55690 | N | . | Bethlehem Power Plant | Calpine Bethlehem LLC | 56607 | PA | MAT | RFC |  | 22 | 2 | NAICS-22 Non-Cogen | CA | NG | NG | PJM | 0 | 1302171.5 | 2021
Vintage0 | petroleum | FALSE | 55690 | N | . | Bethlehem Power Plant | Calpine Bethlehem LLC | 56607 | PA | MAT | RFC |  | 22 | 2 | NAICS-22 Non-Cogen | CT | DFO | DFO | PJM | 68976 | 5512.219 | 2021
Vintage2003 | natural gas combined cycle | TRUE | 55690 | N | . | Bethlehem Power Plant | Calpine Bethlehem LLC | 56607 | PA | MAT | RFC |  | 22 | 2 | NAICS-22 Non-Cogen | CT | NG | NG | PJM | 28157436 | 2186356.8 | 2021
Vintage2006 | natural gas combined cycle | TRUE | 55694 | N | . | Quantum Choctaw Power LLC | Tennessee Valley Authority | 18642 | MS | ESC | SERC |  | 22 | 1 | Electric Utility | CA | NG | NG | TVA | 8494958 | 1198066 | 2021
Vintage2006 | natural gas combined cycle | TRUE | 55694 | N | . | Quantum Choctaw Power LLC | Tennessee Valley Authority | 18642 | MS | ESC | SERC |  | 22 | 1 | Electric Utility | CT | NG | NG | TVA | 14937262 | 2106289 | 2021
Vintage2001 | natural gas peaker | TRUE | 55698 | N | . | Hanford Energy Park Peaker | MRP San Joaquin Energy LLC. | 7724 | CA | PACC | WECC |  | 22 | 2 | NAICS-22 Non-Cogen | GT | NG | NG | CISO | 93057 | 8337 | 2021
Vintage2002 | natural gas peaker | TRUE | 55699 | N | . | Bayswater Peaking Facility LLC | Bayswater Peaking Facility LLC | 1268 | NY | MAT | NPCC |  | 22 | 2 | NAICS-22 Non-Cogen | GT | NG | NG | NYIS | 952786 | 79341 | 2021
Vintage2008 | natural gas combined cycle | TRUE | 55700 | N | . | Mint Farm Generating Station | Puget Sound Energy Inc | 15500 | WA | PACC | WECC |  | 22 | 1 | Electric Utility | CA | NG | NG | PSEI | 836718 | 650329 | 2021
Vintage2008 | natural gas combined cycle | TRUE | 55700 | N | . | Mint Farm Generating Station | Puget Sound Energy Inc | 15500 | WA | PACC | WECC |  | 22 | 1 | Electric Utility | CT | NG | NG | PSEI | 12334165 | 1146132 | 2021
Vintage2012 | natural gas combined cycle | TRUE | 55701 | N | . | Fremont Energy Center | American Mun Power-Ohio, Inc | 40577 | OH | ENC | RFC |  | 22 | 1 | Electric Utility | CA | NG | NG | PJM | 3090311 | 1533934 | 2021
Vintage2012 | natural gas combined cycle | TRUE | 55701 | N | . | Fremont Energy Center | American Mun Power-Ohio, Inc | 40577 | OH | ENC | RFC |  | 22 | 1 | Electric Utility | CT | NG | NG | PJM | 23876770 | 2105380 | 2021
| natural gas combined cycle | FALSE | 55706 | N | . | Choctaw County | Entergy Mississippi LLC | 12685 | MS | ESC | SERC |  | 22 | 1 | Electric Utility | CA | NG | NG | TVA | 0 | 1380156 | 2021
Vintage2003 | natural gas combined cycle | TRUE | 55706 | N | . | Choctaw County | Entergy Mississippi LLC | 12685 | MS | ESC | SERC |  | 22 | 1 | Electric Utility | CT | NG | NG | TVA | 27024613 | 2495992 | 2021
| biomass | FALSE | 55708 | N | . | Nacogdoches Power | Austin Energy | 1015 | TX | WSC | TRE |  | 22 | 1 | Electric Utility | ST | OBS | ORW | ERCO | 0 | 0 | 2021
Vintage2012 | biomass | TRUE | 55708 | N | . | Nacogdoches Power | Austin Energy | 1015 | TX | WSC | TRE |  | 22 | 1 | Electric Utility | ST | WDS | WWW | ERCO | 2431042 | 161066 | 2021
| petroleum | FALSE | 55710 | N | . | Allegheny Energy Units 3 4 & 5 | Springdale Energy LLC | 61267 | PA | MAT | RFC |  | 22 | 2 | NAICS-22 Non-Cogen | CA | DFO | DFO | PJM | 0 | 0 | 2021
| natural gas combined cycle | FALSE | 55710 | N | . | Allegheny Energy Units 3 4 & 5 | Springdale Energy LLC | 61267 | PA | MAT | RFC |  | 22 | 2 | NAICS-22 Non-Cogen | CA | NG | NG | PJM | 0 | 1212291 | 2021
| petroleum | FALSE | 55710 | N | . | Allegheny Energy Units 3 4 & 5 | Springdale Energy LLC | 61267 | PA | MAT | RFC |  | 22 | 2 | NAICS-22 Non-Cogen | CT | DFO | DFO | PJM | 0 | 0 | 2021
Vintage2003 | natural gas combined cycle | TRUE | 55710 | N | . | Allegheny Energy Units 3 4 & 5 | Springdale Energy LLC | 61267 | PA | MAT | RFC |  | 22 | 2 | NAICS-22 Non-Cogen | CT | NG | NG | PJM | 25118634 | 2357412 | 2021
Vintage2005 | natural gas combined cycle | TRUE | 55714 | N | . | Magnet Cove | Arkansas Electric Coop Corp | 807 | AR | WSC | SERC |  | 22 | 1 | Electric Utility | CA | NG | NG | MISO | 118357 | 436786 | 2021
Vintage2006 | natural gas combined cycle | TRUE | 55714 | N | . | Magnet Cove | Arkansas Electric Coop Corp | 807 | AR | WSC | SERC |  | 22 | 1 | Electric Utility | CT | NG | NG | MISO | 8782110 | 827907 | 2021
Vintage2002 | natural gas peaker | TRUE | 55718 | N | . | Dean | DTE Electric Company | 5109 | MI | ENC | RFC |  | 22 | 1 | Electric Utility | GT | NG | NG | MISO | 3763412 | 315176 | 2021
Vintage0 | onshore wind | FALSE | 55719 | N | . | Mountain View I&2 | AES Wind Generation Inc | 19740 | CA | PACC | WECC |  | 22 | 2 | NAICS-22 Non-Cogen | WT | WND | WND | CISO | 1602003 | 181140 | 2021
Vintage2005 | natural gas peaker | TRUE | 55733 | N | . | Bennett Mountain | Idaho Power Co | 9191 | ID | MTN | WECC |  | 22 | 1 | Electric Utility | GT | NG | NG | IPCO | 3873592 | 354344 | 2021
Vintage2001 | onshore wind | TRUE | 55734 | N | . | Gray County Wind Energy | Gray County Wind Energy LLC | 7531 | KS | WNC | MRO |  | 22 | 2 | NAICS-22 Non-Cogen | WT | WND | WND | SWPP | 2909057 | 328930 | 2021
Vintage2003 | natural gas combined cycle | TRUE | 55736 | N | . | Hanging Rock Energy Facility | Dynegy Hanging Rock Energy Facility | 59924 | OH | ENC | RFC |  | 22 | 2 | NAICS-22 Non-Cogen | CA | NG | NG | PJM | 6122393 | 3843481 | 2021
Vintage2003 | natural gas combined cycle | TRUE | 55736 | N | . | Hanging Rock Energy Facility | Dynegy Hanging Rock Energy Facility | 59924 | OH | ENC | RFC |  | 22 | 2 | NAICS-22 Non-Cogen | CT | NG | NG | PJM | 62114115 | 5666590 | 2021
Vintage2002 | natural gas peaker | TRUE | 55738 | N | . | Buchanan Generation LLC | Buchanan Generation, LLC | 61318 | VA | SAT | RFC |  | 22 | 2 | NAICS-22 Non-Cogen | GT | NG | NG | PJM | 4065451 | 396502 | 2021
Vintage2002 | onshore wind | TRUE | 55739 | N | . | Condon Windpower LLC | Allete Clean Energy | 59496 | OR | PACC | WECC |  | 22 | 2 | NAICS-22 Non-Cogen | WT | WND | WND | BPAT | 865589 | 97873 | 2021
Vintage2001 | onshore wind | TRUE | 55740 | N | . | Rock River I LLC | Shell Wind Energy Inc. | 17058 | WY | MTN | WECC |  | 22 | 2 | NAICS-22 Non-Cogen | WT | WND | WND | PACE | 949208 | 107328 | 2021
Vintage2001 | onshore wind | TRUE | 55741 | N | . | Ridge Crest Wind Partners | Terra-Gen Operating Co-Wind | 2770 | CO | MTN | WECC |  | 22 | 2 | NAICS-22 Non-Cogen | WT | WND | WND | PSCO | 538234 | 60859 | 2021
Vintage2002 | onshore wind | TRUE | 55742 | N | . | Montfort Wind Energy Center | Wisconsin Electric Power Co | 20847 | WI | ENC | RFC |  | 22 | 1 | Electric Utility | WT | WND | WND | MISO | 460224 | 52038 | 2021
Vintage2001 | onshore wind | TRUE | 55747 | N | . | NWP Indian Mesa Wind Farm | NWP Indian Mesa Wind Farm LP | 13866 | TX | WSC | TRE |  | 22 | 2 | NAICS-22 Non-Cogen | WT | WND | WND | ERCO | 1934536 | 218740 | 2021
Vintage2013 | natural gas combined cycle | TRUE | 55748 | N | . | Los Esteros Critical Energy Center | Los Esteros Critical Energy Facility LLC | 2860 | CA | PACC | WECC |  | 22 | 2 | NAICS-22 Non-Cogen | CA | NG | NG | CISO | 314615 | 90024 | 2021
Vintage2003 | natural gas combined cycle | TRUE | 55748 | N | . | Los Esteros Critical Energy Center | Los Esteros Critical Energy Facility LLC | 2860 | CA | PACC | WECC |  | 22 | 2 | NAICS-22 Non-Cogen | CT | NG | NG | CISO | 2248918 | 213089 | 2021
Vintage0 | natural gas steam turbine | FALSE | 55749 | N | . | Hardin Generator Project | Heorot Power Management | 16233 | MT | MTN | WECC |  | 22 | 2 | NAICS-22 Non-Cogen | ST | NG | NG | NWMT | 38853 | 2892.648 | 2021
Vintage2006 | hard coal | TRUE | 55749 | N | . | Hardin Generator Project | Heorot Power Management | 16233 | MT | MTN | WECC |  | 22 | 2 | NAICS-22 Non-Cogen | ST | SUB | COL | NWMT | 6368330 | 478781.35 | 2021
Vintage1993 | biomass | TRUE | 55752 | N | . | Sonoma Central Landfill Phase I | County of Sonoma Dept of Trnsp | 17412 | CA | PACC | WECC |  | 562212 | 4 | Commercial NAICS Non-Cogen | IC | LFG | MLG | CISO | 138500 | 9285 | 2021
Vintage1996 | biomass | TRUE | 55753 | N | . | Sonoma Central Landfill Phase II | County of Sonoma Dept of Trnsp | 17412 | CA | PACC | WECC |  | 562212 | 4 | Commercial NAICS Non-Cogen | IC | LFG | MLG | CISO | 218939 | 14158 | 2021
Vintage2001 | biomass | TRUE | 55757 | N | . | Model City Energy Facility | Model City Energy LLC | 12758 | NY | MAT | NPCC |  | 22 | 2 | NAICS-22 Non-Cogen | IC | LFG | MLG | NYIS | 518610 | 38402 | 2021
Vintage2001 | biomass | TRUE | 55765 | N | . | Green Knight Energy Center | Waste Management Inc | 20183 | PA | MAT | RFC |  | 22 | 2 | NAICS-22 Non-Cogen | GT | LFG | MLG | PJM | 696407 | 35344 | 2021
Vintage1999 | biomass | TRUE | 55766 | N | . | Kiefer Landfill | Sacramento County of Dpt Waste | 16546 | CA | PACC | WECC |  | 562212 | 4 | Commercial NAICS Non-Cogen | IC | LFG | MLG | BANC | 833328 | 65025 | 2021
Vintage2000 | onshore wind | TRUE | 55769 | N | . | Madison Windpower LLC | Madison Windpower LLC | 49880 | NY | MAT | NPCC |  | 22 | 2 | NAICS-22 Non-Cogen | WT | WND | WND | NYIS | 88777 | 10038 | 2021
Vintage2001 | onshore wind | TRUE | 55782 | N | . | Noble Ridge LLC | RENEW Energy Inc | 56689 | MN | WNC | MRO |  | 22 | 2 | NAICS-22 Non-Cogen | WT | WND | WND | MISO | 7438 | 841 | 2021
Vintage2002 | natural gas peaker | TRUE | 55786 | N | . | Edgewood Energy LLC | Edgewood Energy LLC | 56852 | NY | MAT | NPCC |  | 22 | 2 | NAICS-22 Non-Cogen | GT | NG | NG | NYIS | 1439623 | 137242 | 2021
| petroleum | FALSE | 55787 | N | . | Shoreham Energy LLC | Shoreham Energy LLC | 56853 | NY | MAT | NPCC |  | 22 | 2 | NAICS-22 Non-Cogen | GT | DFO | DFO | NYIS | 0 | 0 | 2021
Vintage2002 | other | TRUE | 55787 | N | . | Shoreham Energy LLC | Shoreham Energy LLC | 56853 | NY | MAT | NPCC |  | 22 | 2 | NAICS-22 Non-Cogen | GT | KER | WOO | NYIS | 239822 | 24657.999 | 2021
Vintage2001 | onshore wind | TRUE | 55790 | N | . | Fenner Wind | CHI Energy Inc | 34688 | NY | MAT | NPCC |  | 22 | 2 | NAICS-22 Non-Cogen | WT | WND | WND | NYIS | 648902 | 73372 | 2021
Vintage2001 | onshore wind | TRUE | 55795 | N | . | Woodward Mountain II | Pecos Wind II LP | 14629 | TX | WSC | TRE |  | 22 | 2 | NAICS-22 Non-Cogen | WT | WND | WND | ERCO | 1314511 | 148633 | 2021
Vintage2001 | onshore wind | TRUE | 55796 | N | . | Woodward Mountain I | Pecos Wind I LP | 14628 | TX | WSC | TRE |  | 22 | 2 | NAICS-22 Non-Cogen | WT | WND | WND | ERCO | 1381928 | 156256 | 2021
Vintage1995 | natural gas peaker | FALSE | 55799 | Y | . | Otsego Mill Power Plant | Otsego Paper Inc | 55703 | MI | ENC | RFC |  | 32213 | 7 | Industrial NAICS Cogen | GT | NG | NG | MISO | 738335 | 156928.38 | 2021
Vintage2004 | natural gas combined cycle | TRUE | 55801 | Y | . | Marcus Hook Energy LP | Marcus Hook Energy LP | 6693 | PA | MAT | RFC |  | 22 | 3 | NAICS-22 Cogen | CA | NG | NG | PJM | 208017 | 1742866.8 | 2021
Vintage0 | other | FALSE | 55801 | Y | . | Marcus Hook Energy LP | Marcus Hook Energy LP | 6693 | PA | MAT | RFC |  | 22 | 3 | NAICS-22 Cogen | CA | OG | OOG | PJM | 10700 | 1505.242 | 2021
Vintage2004 | natural gas combined cycle | TRUE | 55801 | Y | . | Marcus Hook Energy LP | Marcus Hook Energy LP | 6693 | PA | MAT | RFC |  | 22 | 3 | NAICS-22 Cogen | CT | NG | NG | PJM | 37998049 | 3503623 | 2021
| other | FALSE | 55801 | Y | . | Marcus Hook Energy LP | Marcus Hook Energy LP | 6693 | PA | MAT | RFC |  | 22 | 3 | NAICS-22 Cogen | CT | OG | OOG | PJM | 0 | 0 | 2021
Vintage2008 | natural gas peaker | TRUE | 55802 | N | . | Valencia Energy Facility | Valencia Power LLC | 55972 | NM | MTN | WECC |  | 22 | 2 | NAICS-22 Non-Cogen | GT | NG | NG | PNM | 974867 | 85557 | 2021
Vintage2001 | onshore wind | TRUE | 55803 | N | . | Somerset Windpower LLC | Huntsman Wind | 64407 | PA | MAT | RFC |  | 22 | 2 | NAICS-22 Non-Cogen | WT | WND | WND | PJM | 72655 | 8215 | 2021
Vintage2001 | onshore wind | TRUE | 55804 | N | . | Northern Iowa Windfarm | Black Hills Electric Generation LLC | 61973 | IA | WNC | MRO |  | 22 | 2 | NAICS-22 Non-Cogen | WT | WND | WND | MISO | 1322770 | 149567 | 2021
Vintage2001 | onshore wind | TRUE | 55805 | N | . | Mill Run Windpower LLC | Huntsman Wind | 64407 | PA | MAT | RFC |  | 22 | 2 | NAICS-22 Non-Cogen | WT | WND | WND | PJM | 133103 | 15050 | 2021
Vintage2002 | natural gas peaker | TRUE | 55807 | N | . | Henrietta Peaker | MRP San Joaquin Energy LLC. | 7724 | CA | PACC | WECC |  | 22 | 2 | NAICS-22 Non-Cogen | GT | NG | NG | CISO | 263315 | 24959 | 2021
Vintage2001 | onshore wind | TRUE | 55809 | N | . | Kas Brothers Windfarm | Kas Brothers Windfarm LLC | 10046 | MN | WNC | MRO |  | 22 | 2 | NAICS-22 Non-Cogen | WT | WND | WND | MISO | 34155 | 3862 | 2021
Vintage2002 | natural gas peaker | TRUE | 55810 | N | . | Gilroy Peaking Energy Center | Calpine Gilroy Cogen LP | 3028 | CA | PACC | WECC |  | 22 | 2 | NAICS-22 Non-Cogen | GT | NG | NG | CISO | 263467 | 23082.002 | 2021
Vintage2002 | natural gas peaker | TRUE | 55811 | N | . | King City Peaking | Calpine Corp-King City | 2865 | CA | PACC | WECC |  | 22 | 2 | NAICS-22 Non-Cogen | GT | NG | NG | CISO | 118326 | 11130 | 2021
Vintage2002 | natural gas peaker | TRUE | 55813 | N | . | Yuba City Energy Center | Calpine Corp-Yuba City | 2867 | CA | PACC | WECC |  | 22 | 2 | NAICS-22 Non-Cogen | GT | NG | NG | CISO | 982653 | 91381 | 2021
Vintage1999 | onshore wind | TRUE | 55816 | N | . | Hawkeye Power Partners LLC | Hawkeye Power Partners LLC | 8294 | IA | WNC | MRO |  | 22 | 2 | NAICS-22 Non-Cogen | WT | WND | WND | MISO | 1491168 | 168608 | 2021
Vintage2002 | natural gas combined cycle | TRUE | 55818 | N | . | Frederickson Power LP | Frederickson Power LP | 56613 | WA | PACC | WECC |  | 22 | 2 | NAICS-22 Non-Cogen | CA | NG | NG | BPAT | 73211 | 451192 | 2021
Vintage2002 | natural gas combined cycle | TRUE | 55818 | N | . | Frederickson Power LP | Frederickson Power LP | 56613 | WA | PACC | WECC |  | 22 | 2 | NAICS-22 Non-Cogen | CT | NG | NG | BPAT | 9082324 | 838484 | 2021
| petroleum | FALSE | 55821 | N | . | Curtis H Stanton Energy Center | Stanton Clean Energy LLC | 61903 | FL | SAT | SERC |  | 22 | 2 | NAICS-22 Non-Cogen | CA | DFO | DFO | FPC | 0 | 0 | 2021
Vintage2003 | natural gas combined cycle | TRUE | 55821 | N | . | Curtis H Stanton Energy Center | Stanton Clean Energy LLC | 61903 | FL | SAT | SERC |  | 22 | 2 | NAICS-22 Non-Cogen | CA | NG | NG | FPC | 871722 | 913023 | 2021
| petroleum | FALSE | 55821 | N | . | Curtis H Stanton Energy Center | Stanton Clean Energy LLC | 61903 | FL | SAT | SERC |  | 22 | 2 | NAICS-22 Non-Cogen | CT | DFO | DFO | FPC | 0 | 0 | 2021
Vintage2003 | natural gas combined cycle | TRUE | 55821 | N | . | Curtis H Stanton Energy Center | Stanton Clean Energy LLC | 61903 | FL | SAT | SERC |  | 22 | 2 | NAICS-22 Non-Cogen | CT | NG | NG | FPC | 17117770 | 1575129 | 2021
Vintage1995 | petroleum | FALSE | 55824 | N | . | MNDOT Standby Generation | State of Minnesota Department of Administration | 62851 | MN | WNC | MRO |  | 921 | 4 | Commercial NAICS Non-Cogen | IC | DFO | DFO | MISO | 218 | 21 | 2021
Vintage2004 | natural gas combined cycle | TRUE | 55835 | N | . | Rocky Mountain Energy Center | Public Service Co of Colorado | 15466 | CO | MTN | WECC |  | 22 | 1 | Electric Utility | CA | NG | NG | PSCO | 1106511 | 785933 | 2021
Vintage2004 | natural gas combined cycle | TRUE | 55835 | N | . | Rocky Mountain Energy Center | Public Service Co of Colorado | 15466 | CO | MTN | WECC |  | 22 | 1 | Electric Utility | CT | NG | NG | PSCO | 14573701 | 1199811 | 2021
| petroleum | FALSE | 55836 | N | . | Island Street Peaking Plant | WPPI Energy | 20858 | WI | ENC | MRO |  | 22 | 1 | Electric Utility | GT | DFO | DFO | MISO | 0 | 0 | 2021
Vintage2004 | natural gas peaker | TRUE | 55836 | N | . | Island Street Peaking Plant | WPPI Energy | 20858 | WI | ENC | MRO |  | 22 | 1 | Electric Utility | GT | NG | NG | MISO | 154815 | 12813.999 | 2021
Vintage2004 | natural gas combined cycle | TRUE | 55841 | N | . | Silverhawk | Nevada Power Co | 13407 | NV | MTN | WECC |  | 22 | 1 | Electric Utility | CA | NG | NG | NEVP | 356493 | 599442 | 2021
Vintage2004 | natural gas combined cycle | TRUE | 55841 | N | . | Silverhawk | Nevada Power Co | 13407 | NV | MTN | WECC |  | 22 | 1 | Electric Utility | CT | NG | NG | NEVP | 12441906 | 1029550 | 2021
Vintage2003 | natural gas peaker | TRUE | 55847 | N | . | Feather River Energy Center | Calpine Corp-Yuba City | 2867 | CA | PACC | WECC |  | 22 | 2 | NAICS-22 Non-Cogen | GT | NG | NG | CISO | 931948 | 81312 | 2021
Vintage2002 | natural gas peaker | FALSE | 55851 | Y | . | Valero Refinery Cogeneration Unit 1 | Valero Refining Co California | 19676 | CA | PACC | WECC |  | 32411 | 7 | Industrial NAICS Cogen | GT | NG | NG | CISO | 1255709 | 276452.09 | 2021
Vintage0 | other | FALSE | 55851 | Y | . | Valero Refinery Cogeneration Unit 1 | Valero Refining Co California | 19676 | CA | PACC | WECC |  | 32411 | 7 | Industrial NAICS Cogen | GT | OG | OOG | CISO | 249211 | 54689.909 | 2021
Vintage2003 | natural gas peaker | TRUE | 55855 | N | . | Wolfskill Energy Center | Gilroy Energy Center LLC | 49972 | CA | PACC | WECC |  | 22 | 2 | NAICS-22 Non-Cogen | GT | NG | NG | CISO | 104137 | 9426.001 | 2021
Vintage2012 | hard coal | TRUE | 55856 | N | . | Prairie State Generating Station | Prairie State Generating Co LLC | 15330 | IL | ENC | SERC |  | 22 | 2 | NAICS-22 Non-Cogen | ST | BIT | COL | MISO | 121222185 | 12662396 | 2021
Vintage0 | natural gas steam turbine | FALSE | 55856 | N | . | Prairie State Generating Station | Prairie State Generating Co LLC | 15330 | IL | ENC | SERC |  | 22 | 2 | NAICS-22 Non-Cogen | ST | NG | NG | MISO | 223615 | 23347.806 | 2021
Vintage1999 | natural gas peaker | FALSE | 55857 | Y | . | Oak Point Cogen | Chevron Oronite Co LLC | 3455 | LA | WSC | SERC |  | 325 | 7 | Industrial NAICS Cogen | GT | NG | NG | MISO | 379746 | 94573 | 2021
Vintage1990 | hydro | TRUE | 55860 | N | . | Quinebaug Lower Project | Quinebaug Associates LLC | 25771 | CT | NEW | NPCC |  | 22 | 2 | NAICS-22 Non-Cogen | HY | WAT | HYC | ISNE | 91428 | 10338 | 2021
Vintage2002 | natural gas steam turbine | FALSE | 55861 | Y | . | Stevens Point Mill | Pixelle Specialty Solution, LLC | 61723 | WI | ENC | RFC |  | 322 | 7 | Industrial NAICS Cogen | ST | NG | NG | MISO | 193246 | 16991 | 2021
Vintage1925 | hydro | FALSE | 55864 | N | . | Kaheka Hydro | Mahi Pono LLC | 62818 | HI | PACN |  |  | 111 | 6 | Industrial NAICS Non-Cogen | HY | WAT | HYC |  | 5562 | 629 | 2021
Vintage2006 | natural gas peaker | TRUE | 55866 | N | . | Basin Creek Plant | Basin Creek Power Services LLC | 1308 | MT | MTN | WECC |  | 22 | 2 | NAICS-22 Non-Cogen | IC | NG | NG | NWMT | 1114751 | 119812 | 2021
Vintage2002 | onshore wind | TRUE | 55871 | N | . | Klondike Wind Power | Avangrid Renewables LLC | 15399 | OR | PACC | WECC |  | 22 | 2 | NAICS-22 Non-Cogen | WT | WND | WND | AVRN | 443659 | 50165 | 2021
Vintage1973 | natural gas peaker | TRUE | 55874 | N | . | Panoche Peaker | Wellhead Services, Inc | 20323 | CA | PACC | WECC |  | 22 | 2 | NAICS-22 Non-Cogen | GT | NG | NG | CISO | 49226 | 3227 | 2021
| biomass | FALSE | 55880 | N | . | Sonoma Central Landfill Phase III | County of Sonoma Dept of Trnsp | 17412 | CA | PACC | WECC |  | 562212 | 4 | Commercial NAICS Non-Cogen | IC | LFG | MLG | CISO | 0 | 0 | 2021
Vintage2003 | biomass | TRUE | 55882 | Y | . | Sierra Pacific Aberdeen | Sierra Pacific Industries | 17164 | WA | PACC | WECC |  | 321 | 7 | Industrial NAICS Cogen | ST | WDS | WWW | BPAT | 557537 | 123122 | 2021
Vintage0 | biomass | FALSE | 55885 | N | . | Montgomery County Oaks LFGE Plant | CB&I | 56318 | MD | SAT | RFC |  | 22 | 2 | NAICS-22 Non-Cogen | IC | LFG | MLG | PJM | 97465 | 6349 | 2021
Vintage2006 | biomass | TRUE | 55925 | N | . | Ridgeview | WM Renewable Energy LLC | 54842 | WI | ENC | MRO |  | 22 | 2 | NAICS-22 Non-Cogen | IC | LFG | MLG | MISO | 420772 | 33320 | 2021
| petroleum | FALSE | 55927 | N | . | Jasper | Dominion Energy South Carolina, Inc | 17539 | SC | SAT | SERC |  | 22 | 1 | Electric Utility | CA | DFO | DFO | SCEG | 0 | 400.997 | 2021
| natural gas combined cycle | FALSE | 55927 | N | . | Jasper | Dominion Energy South Carolina, Inc | 17539 | SC | SAT | SERC |  | 22 | 1 | Electric Utility | CA | NG | NG | SCEG | 0 | 1801929 | 2021
Vintage0 | petroleum | FALSE | 55927 | N | . | Jasper | Dominion Energy South Carolina, Inc | 17539 | SC | SAT | SERC |  | 22 | 1 | Electric Utility | CT | DFO | DFO | SCEG | 8006 | 679.035 | 2021
Vintage2004 | natural gas combined cycle | TRUE | 55927 | N | . | Jasper | Dominion Energy South Carolina, Inc | 17539 | SC | SAT | SERC |  | 22 | 1 | Electric Utility | CT | NG | NG | SCEG | 35385349 | 2939810 | 2021
Vintage2001 | petroleum | TRUE | 55928 | N | . | McMinnville | McMinnville Electric System | 12186 | TN | ESC | SERC |  | 22 | 1 | Electric Utility | IC | DFO | DFO | TVA | 842 | 66 | 2021
| biomass | FALSE | 55928 | N | . | McMinnville | McMinnville Electric System | 12186 | TN | ESC | SERC |  | 22 | 1 | Electric Utility | IC | OBL | ORW | TVA | 0 | 0 | 2021
Vintage2000 | hydro | TRUE | 55931 | N | . | Boulder City Silver Lake Hydro | Boulder City of | 1994 | CO | MTN | WECC |  | 22 | 2 | NAICS-22 Non-Cogen | HY | WAT | HYC | PSCO | 75546 | 8542 | 2021
Vintage2012 | natural gas combined cycle | TRUE | 55933 | N | . | Tracy Combined Cycle Power Plant | MRP San Joaquin Energy LLC. | 7724 | CA | PACC | WECC |  | 22 | 2 | NAICS-22 Non-Cogen | CA | NG | NG | CISO | 407234 | 321248 | 2021
Vintage2003 | natural gas combined cycle | TRUE | 55933 | N | . | Tracy Combined Cycle Power Plant | MRP San Joaquin Energy LLC. | 7724 | CA | PACC | WECC |  | 22 | 2 | NAICS-22 Non-Cogen | CT | NG | NG | CISO | 6197951 | 481415 | 2021
Vintage2001 | natural gas peaker | TRUE | 55934 | N | . | Century Generating Facility | Colton Power LP | 4382 | CA | PACC | WECC |  | 22 | 2 | NAICS-22 Non-Cogen | GT | NG | NG | CISO | 8482 | 614 | 2021
Vintage2001 | natural gas peaker | TRUE | 55935 | N | . | Drews Generating Facility | Colton Power LP | 4382 | CA | PACC | WECC |  | 22 | 2 | NAICS-22 Non-Cogen | GT | NG | NG | CISO | 3485 | 268 | 2021
Vintage2002 | natural gas peaker | TRUE | 55936 | N | . | NRG Rockford II Energy Center | Rockford Generation LLC | 60504 | IL | ENC | RFC |  | 22 | 2 | NAICS-22 Non-Cogen | GT | NG | NG | PJM | 1754874 | 167822 | 2021
Vintage2003 | natural gas peaker | TRUE | 55938 | N | . | NAEA Ocean Peaking Power LLC | Essential Power Operating Company, LLC | 60789 | NJ | MAT | RFC |  | 22 | 2 | NAICS-22 Non-Cogen | GT | NG | NG | PJM | 2179205 | 207902 | 2021
| natural gas combined cycle | FALSE | 55939 | N | . | Warren County | Virginia Electric & Power Co | 19876 | VA | SAT | SERC |  | 22 | 1 | Electric Utility | CA | NG | NG | PJM | 0 | 0 | 2021
Vintage2014 | natural gas combined cycle | TRUE | 55939 | N | . | Warren County | Virginia Electric & Power Co | 19876 | VA | SAT | SERC |  | 22 | 1 | Electric Utility | CT | NG | NG | PJM | 49468630 | 7109295 | 2021
Vintage2001 | onshore wind | TRUE | 55944 | N | . | Bay Windpower I | Bay Windpower LLC | 1361 | MI | ENC | RFC |  | 22 | 2 | NAICS-22 Non-Cogen | WT | WND | WND | MISO | 19200 | 2171 | 2021
Vintage1994 | natural gas peaker | FALSE | 55950 | Y | . | Elk Hills Cogen | California Resources Elk Hills LLC | 13989 | CA | PACC | WECC |  | 211 | 7 | Industrial NAICS Cogen | GT | NG | NG | CISO | 62648 | 7449 | 2021
Vintage2003 | natural gas peaker | TRUE | 55951 | N | . | Agua Mansa Power Plant | E I Colton LLC | 5532 | CA | PACC | WECC |  | 22 | 1 | Electric Utility | GT | NG | NG | CISO | 14158 | 12714 | 2021
Vintage2001 | petroleum | TRUE | 55953 | N | . | Pretlow | City of Franklin - (VA) | 6715 | VA | SAT | SERC |  | 22 | 1 | Electric Utility | IC | DFO | DFO | PJM | 2764 | 286 | 2021
Vintage1992 | petroleum | TRUE | 55954 | N | . | Downtown | City of Franklin - (VA) | 6715 | VA | SAT | SERC |  | 22 | 1 | Electric Utility | IC | DFO | DFO | PJM | 1883 | 209 | 2021
Vintage2003 | natural gas peaker | TRUE | 55963 | N | . | Riverview Energy Center | Gilroy Energy Center for Riverview | 2874 | CA | PACC | WECC |  | 22 | 2 | NAICS-22 Non-Cogen | GT | NG | NG | CISO | 176053 | 16272 | 2021
Vintage2003 | biomass | TRUE | 55964 | N | . | Brown Station Road Plant II | Prince George's County | 15380 | MD | SAT | RFC |  | 562212 | 4 | Commercial NAICS Non-Cogen | IC | LFG | MLG | PJM | 9554 | 216 | 2021
| petroleum | FALSE | 55964 | N | . | Brown Station Road Plant II | Prince George's County | 15380 | MD | SAT | RFC |  | 562212 | 4 | Commercial NAICS Non-Cogen | IC | WO | WOO | PJM | 0 | 0 | 2021
Vintage2002 | natural gas combined cycle | TRUE | 55965 | N | . | Wansley Combined Cycle | Southern Power Co | 17650 | GA | SAT | SERC |  | 22 | 2 | NAICS-22 Non-Cogen | CA | NG | NG | SOCO | 2725144 | 2791204 | 2021
Vintage2002 | natural gas combined cycle | TRUE | 55965 | N | . | Wansley Combined Cycle | Southern Power Co | 17650 | GA | SAT | SERC |  | 22 | 2 | NAICS-22 Non-Cogen | CT | NG | NG | SOCO | 51386934 | 4939130 | 2021
Vintage2013 | natural gas combined cycle | TRUE | 55966 | N | . | Nikiski Combined Cycle | Homer Electric Assn Inc | 19558 | AK | PACN |  |  | 22 | 1 | Electric Utility | CA | NG | NG |  | 227643 | 140058 | 2021
Vintage1986 | natural gas combined cycle | TRUE | 55966 | N | . | Nikiski Combined Cycle | Homer Electric Assn Inc | 19558 | AK | PACN |  |  | 22 | 1 | Electric Utility | CT | NG | NG |  | 3339912 | 259296 | 2021
Vintage2001 | onshore wind | TRUE | 55968 | N | . | Trent Wind Farm LP | Trent Wind Farm LP | 19171 | TX | WSC | TRE |  | 22 | 2 | NAICS-22 Non-Cogen | WT | WND | WND | ERCO | 4718776 | 533557 | 2021
| petroleum | FALSE | 55969 | N | . | Hawkeye Energy Greenport LLC | Hawkeye Energy Greenport LLC | 7308 | NY | MAT | NPCC |  | 22 | 2 | NAICS-22 Non-Cogen | GT | DFO | DFO | NYIS | 0 | 0 | 2021
Vintage2003 | other | TRUE | 55969 | N | . | Hawkeye Energy Greenport LLC | Hawkeye Energy Greenport LLC | 7308 | NY | MAT | NPCC |  | 22 | 2 | NAICS-22 Non-Cogen | GT | KER | WOO | NYIS | 329628 | 31120 | 2021
| natural gas combined cycle | FALSE | 55970 | N | . | Cosumnes | Sacramento Municipal Util Dist | 16534 | CA | PACC | WECC |  | 22 | 1 | Electric Utility | CA | NG | NG | BANC | 0 | 1372261.6 | 2021
| biomass | FALSE | 55970 | N | . | Cosumnes | Sacramento Municipal Util Dist | 16534 | CA | PACC | WECC |  | 22 | 1 | Electric Utility | CA | OBG | ORW | BANC | 0 | 20686.391 | 2021
Vintage2006 | natural gas combined cycle | TRUE | 55970 | N | . | Cosumnes | Sacramento Municipal Util Dist | 16534 | CA | PACC | WECC |  | 22 | 1 | Electric Utility | CT | NG | NG | BANC | 26336864 | 2581138.7 | 2021
Vintage0 | biomass | FALSE | 55970 | N | . | Cosumnes | Sacramento Municipal Util Dist | 16534 | CA | PACC | WECC |  | 22 | 1 | Electric Utility | CT | OBG | ORW | BANC | 397078 | 38986.332 | 2021
Vintage2003 | natural gas peaker | TRUE | 55972 | N | . | Cass County | Omaha Public Power District | 14127 | NE | WNC | MRO |  | 22 | 1 | Electric Utility | GT | NG | NG | SWPP | 2211459 | 196890 | 2021
Vintage2003 | natural gas combined cycle | TRUE | 55976 | N | . | Hunterstown Power Plant | Kestrel Acquisition, LLC | 61913 | PA | MAT | RFC |  | 22 | 2 | NAICS-22 Non-Cogen | CA | NG | NG | PJM | 1955203 | 2038114 | 2021
Vintage2003 | natural gas combined cycle | TRUE | 55976 | N | . | Hunterstown Power Plant | Kestrel Acquisition, LLC | 61913 | PA | MAT | RFC |  | 22 | 2 | NAICS-22 Non-Cogen | CT | NG | NG | PJM | 38432271 | 3669413 | 2021
Vintage2005 | natural gas combined cycle | TRUE | 55977 | N | . | Bluffview | City of Farmington - (NM) | 6204 | NM | MTN | WECC |  | 22 | 1 | Electric Utility | CA | NG | NG | WACM | 554287 | 112211 | 2021
Vintage2005 | natural gas combined cycle | TRUE | 55977 | N | . | Bluffview | City of Farmington - (NM) | 6204 | NM | MTN | WECC |  | 22 | 1 | Electric Utility | CT | NG | NG | WACM | 1868946 | 196710 | 2021
| onshore wind | FALSE | 55980 | N | . | Champepaden Wind Power | EDF Renewable Asset Holdings, Inc. | 57170 | MN | WNC | MRO |  | 22 | 2 | NAICS-22 Non-Cogen | WT | WND | WND | MISO | 0 | 0 | 2021
| onshore wind | FALSE | 55981 | N | . | Moulton Wind Power | EDF Renewable Asset Holdings, Inc. | 57170 | MN | WNC | MRO |  | 22 | 2 | NAICS-22 Non-Cogen | WT | WND | WND | MISO | 0 | 0 | 2021
Vintage2000 | geothermal | TRUE | 55983 | N | . | Salton Sea Power LLC - Unit 5 | CalEnergy Operating Corporation | 49899 | CA | PACC | WECC |  | 22 | 2 | NAICS-22 Non-Cogen | ST | GEO | GEO | IID | 2590408 | 292900 | 2021
Vintage2000 | geothermal | TRUE | 55984 | N | . | CE Turbo LLC | CalEnergy Operating Corporation | 49899 | CA | PACC | WECC |  | 22 | 2 | NAICS-22 Non-Cogen | ST | GEO | GEO | IID | 491630 | 55589 | 2021
Vintage2006 | natural gas combined cycle | TRUE | 55985 | N | . | Palomar Energy | San Diego Gas & Electric Co | 16609 | CA | PACC | WECC |  | 22 | 1 | Electric Utility | CA | NG | NG | CISO | 168378 | 681390 | 2021
Vintage2005 | natural gas combined cycle | TRUE | 55985 | N | . | Palomar Energy | San Diego Gas & Electric Co | 16609 | CA | PACC | WECC |  | 22 | 1 | Electric Utility | CT | NG | NG | CISO | 12769319 | 1154131 | 2021
Vintage2002 | onshore wind | TRUE | 55986 | N | . | Mountaineer Wind Energy Center | Huntsman Wind | 64407 | WV | SAT | RFC |  | 22 | 2 | NAICS-22 Non-Cogen | WT | WND | WND | PJM | 806741 | 91219 | 2021
Vintage2003 | petroleum | TRUE | 55987 | N | . | Stillwater Water Treatment Plant | Stillwater Utilities Authority | 18125 | OK | WSC | MRO |  | 22 | 1 | Electric Utility | IC | DFO | DFO | SWPP | 166 | 17 | 2021
Vintage2001 | onshore wind | TRUE | 55989 | N | . | FPL Energy Vansycle LLC (OR) | FPL Energy Vansycle LLC | 6607 | OR | PACC | WECC |  | 22 | 2 | NAICS-22 Non-Cogen | WT | WND | WND | BPAT | 1100388 | 124422 | 2021
Vintage2001 | natural gas combined cycle | TRUE | 55990 | Y | . | Ashtabula | DTE Ashtabula, LLC | 58115 | OH | ENC | RFC |  | 22 | 3 | NAICS-22 Cogen | CA | NG | NG | PJM | 3769 | 926 | 2021
Vintage2001 | natural gas combined cycle | TRUE | 55990 | Y | . | Ashtabula | DTE Ashtabula, LLC | 58115 | OH | ENC | RFC |  | 22 | 3 | NAICS-22 Cogen | CT | NG | NG | PJM | 710073 | 174488 | 2021
Vintage2018 | geothermal | TRUE | 55991 | N | . | Brady | Ormat Nevada Inc | 34691 | NV | MTN | WECC |  | 22 | 2 | NAICS-22 Non-Cogen | BT | GEO | GEO | NEVP | 778493 | 88025 | 2021
Vintage2002 | onshore wind | TRUE | 55992 | N | . | Desert Sky | Desert Sky Wind Farm LP | 49796 | TX | WSC | TRE |  | 22 | 2 | NAICS-22 Non-Cogen | WT | WND | WND | ERCO | 4944476 | 559077 | 2021
Vintage2009 | onshore wind | TRUE | 55995 | N | . | Minot Wind Project | Basin Electric Power Coop | 1307 | ND | WNC | MRO |  | 22 | 1 | Electric Utility | WT | WND | WND | SWPP | 145925 | 16500 | 2021
Vintage2003 | petroleum | TRUE | 55996 | N | . | Alliant SBD0201 Ingredion | Industrial Energy Applications Inc | 361 | IA | WNC | MRO |  | 22 | 2 | NAICS-22 Non-Cogen | IC | DFO | DFO | MISO | 226 | 14.7 | 2021
Vintage0 | petroleum | FALSE | 55997 | N | . | Orchard Park | Borough of Chambersburg | 3329 | PA | MAT | RFC |  | 22 | 1 | Electric Utility | IC | DFO | DFO | PJM | 2074 | 225.739 | 2021
Vintage2003 | natural gas peaker | TRUE | 55997 | N | . | Orchard Park | Borough of Chambersburg | 3329 | PA | MAT | RFC |  | 22 | 1 | Electric Utility | IC | NG | NG | PJM | 106135 | 11569.261 | 2021
| petroleum | FALSE | 55998 | N | . | Danbury Diesel | Northwestern Wisconsin Elec Co | 13815 | WI | ENC | MRO |  | 22 | 1 | Electric Utility | GT | DFO | DFO | MISO | 0 | 0 | 2021
| petroleum | FALSE | 55998 | N | . | Danbury Diesel | Northwestern Wisconsin Elec Co | 13815 | WI | ENC | MRO |  | 22 | 1 | Electric Utility | IC | DFO | DFO | MISO | 0 | 0 | 2021
Vintage2003 | onshore wind | TRUE | 56001 | N | . | Waymart Wind | Huntsman Wind | 64407 | PA | MAT | RFC |  | 22 | 2 | NAICS-22 Non-Cogen | WT | WND | WND | PJM | 986955 | 111596 | 2021
Vintage2002 | onshore wind | TRUE | 56002 | N | . | Minwind | Community Renewables, LLC | 60580 | MN | WNC | MRO |  | 22 | 2 | NAICS-22 Non-Cogen | WT | WND | WND | MISO | 50961 | 5762 | 2021
Vintage1999 | petroleum | TRUE | 56004 | N | . | Mount Clinton | City of Harrisonburg - (VA) | 8198 | VA | SAT | SERC |  | 22 | 1 | Electric Utility | GT | DFO | DFO | PJM | 15428 | 963.34 | 2021
Vintage2009 | petroleum | TRUE | 56004 | N | . | Mount Clinton | City of Harrisonburg - (VA) | 8198 | VA | SAT | SERC |  | 22 | 1 | Electric Utility | IC | DFO | DFO | PJM | 8851 | 847.7 | 2021
Vintage1997 | petroleum | TRUE | 56005 | N | . | Pleasant Valley (VA) | City of Harrisonburg - (VA) | 8198 | VA | SAT | SERC |  | 22 | 1 | Electric Utility | GT | DFO | DFO | PJM | 13872 | 866.32 | 2021
Vintage2006 | petroleum | TRUE | 56005 | N | . | Pleasant Valley (VA) | City of Harrisonburg - (VA) | 8198 | VA | SAT | SERC |  | 22 | 1 | Electric Utility | IC | DFO | DFO | PJM | 3508 | 336.14 | 2021
Vintage2002 | onshore wind | TRUE | 56010 | N | . | Hancock County Wind Energy Center | FPL Energy Hancock County Wind, LLC | 6850 | IA | WNC | MRO |  | 22 | 2 | NAICS-22 Non-Cogen | WT | WND | WND | MISO | 2130642 | 240914 | 2021
Vintage2002 | onshore wind | TRUE | 56011 | N | . | Cabazon Wind Partners | Shell Wind Energy Inc. | 17058 | CA | PACC | WECC |  | 22 | 2 | NAICS-22 Non-Cogen | WT | WND | WND | CISO | 1003369 | 113452 | 2021
Vintage2002 | onshore wind | TRUE | 56012 | N | . | Whitewater Hill Wind Partners | Shell Wind Energy Inc. | 17058 | CA | PACC | WECC |  | 22 | 2 | NAICS-22 Non-Cogen | WT | WND | WND | CISO | 1120439 | 126689 | 2021
Vintage0 | petroleum | FALSE | 56013 | N | . | Exira | Western Minnesota Mun Pwr Agny | 20421 | IA | WNC | MRO |  | 22 | 1 | Electric Utility | GT | DFO | DFO | MISO | 158174 | 14969.163 | 2021
Vintage2007 | natural gas peaker | TRUE | 56013 | N | . | Exira | Western Minnesota Mun Pwr Agny | 20421 | IA | WNC | MRO |  | 22 | 1 | Electric Utility | GT | NG | NG | MISO | 1145865 | 108444.84 | 2021
Vintage2000 | petroleum | TRUE | 56015 | N | . | Walton Bainbridge Power Facility | Walton Bainbridge LLC | 60493 | GA | SAT | SERC |  | 22 | 2 | NAICS-22 Non-Cogen | GT | DFO | DFO | SOCO | 11018 | 667 | 2021
Vintage2005 | petroleum | FALSE | 56016 | N | . | Grimes Way | Washington State University | 22040 | WA | PACC | WECC |  | 611 | 4 | Commercial NAICS Non-Cogen | IC | DFO | DFO | AVA | 1997 | 129.712 | 2021
Vintage2005 | natural gas peaker | FALSE | 56016 | N | . | Grimes Way | Washington State University | 22040 | WA | PACC | WECC |  | 611 | 4 | Commercial NAICS Non-Cogen | IC | NG | NG | AVA | 2319 | 164.288 | 2021
Vintage2004 | natural gas peaker | TRUE | 56018 | N | . | AMEA Peaking | Alabama Municipal Elec Authority | 40614 | AL | ESC | SERC |  | 22 | 1 | Electric Utility | GT | NG | NG | SOCO | 519968 | 51776.998 | 2021
Vintage1993 | petroleum | TRUE | 56022 | N | . | Waste Water Plant Generator | City of Winfield - (KS) | 20813 | KS | WNC | MRO |  | 22 | 1 | Electric Utility | IC | DFO | DFO | SWPP | 46 | 5 | 2021
Vintage2004 | petroleum | TRUE | 56025 | N | . | Traer East | City of Traer - (IA) | 19062 | IA | WNC | MRO |  | 22 | 1 | Electric Utility | IC | DFO | DFO | MISO | 2360 | 103 | 2021
Vintage2005 | natural gas combined cycle | TRUE | 56026 | N | . | Donald Von Raesfeld Power Plant | City of Santa Clara - (CA) | 16655 | CA | PACC | WECC |  | 22 | 1 | Electric Utility | CA | NG | NG | CISO | 269070 | 189247 | 2021
Vintage2005 | natural gas combined cycle | TRUE | 56026 | N | . | Donald Von Raesfeld Power Plant | City of Santa Clara - (CA) | 16655 | CA | PACC | WECC |  | 22 | 1 | Electric Utility | CT | NG | NG | CISO | 6147056 | 588534 | 2021
| petroleum | FALSE | 56031 | N | . | Fox Energy Center | Wisconsin Public Service Corp | 20860 | WI | ENC | RFC |  | 22 | 1 | Electric Utility | CA | DFO | DFO | MISO | 0 | 0 | 2021
Vintage2005 | natural gas combined cycle | TRUE | 56031 | N | . | Fox Energy Center | Wisconsin Public Service Corp | 20860 | WI | ENC | RFC |  | 22 | 1 | Electric Utility | CA | NG | NG | MISO | 1337992 | 1558024 | 2021
| petroleum | FALSE | 56031 | N | . | Fox Energy Center | Wisconsin Public Service Corp | 20860 | WI | ENC | RFC |  | 22 | 1 | Electric Utility | CT | DFO | DFO | MISO | 0 | 0 | 2021
Vintage2006 | natural gas combined cycle | TRUE | 56031 | N | . | Fox Energy Center | Wisconsin Public Service Corp | 20860 | WI | ENC | RFC |  | 22 | 1 | Electric Utility | CT | NG | NG | MISO | 27523312 | 2607493 | 2021
Vintage0 | other | FALSE | 56032 | N | . | Equus Freeport Power | Equus Power I, L.P., | 49845 | NY | MAT | NPCC |  | 22 | 2 | NAICS-22 Non-Cogen | GT | KER | WOO | NYIS | 1764 | 172.2 | 2021
Vintage2004 | natural gas peaker | TRUE | 56032 | N | . | Equus Freeport Power | Equus Power I, L.P., | 49845 | NY | MAT | NPCC |  | 22 | 2 | NAICS-22 Non-Cogen | GT | NG | NG | NYIS | 803570 | 78443.8 | 2021
Vintage2002 | petroleum | TRUE | 56035 | Y | . | Smithfield Packaged Meats Corp. | Smithfield Packaged Meats Corp. | 18065 | NC | SAT | SERC |  | 22 | 3 | NAICS-22 Cogen | IC | DFO | DFO | CPLE | 2679 | 314 | 2021
Vintage0 | petroleum | FALSE | 56036 | Y | . | WWTP Power Generation Station | East Bay Municipal Util Dist | 5571 | CA | PACC | WECC |  | 22132 | 5 | Commercial NAICS Cogen | IC | DFO | DFO | CISO | 1507 | 261.863 | 2021
| natural gas peaker | FALSE | 56036 | Y | . | WWTP Power Generation Station | East Bay Municipal Util Dist | 5571 | CA | PACC | WECC |  | 22132 | 5 | Commercial NAICS Cogen | IC | NG | NG | CISO | 0 | 0 | 2021
Vintage1985 | biomass | TRUE | 56036 | Y | . | WWTP Power Generation Station | East Bay Municipal Util Dist | 5571 | CA | PACC | WECC |  | 22132 | 5 | Commercial NAICS Cogen | IC | OBG | ORW | CISO | 136647 | 23746.137 | 2021
Vintage1987 | natural gas peaker | TRUE | 56039 | N | . | H. Gonzales | City of Vernon | 19798 | CA | PACC | WECC |  | 22 | 1 | Electric Utility | GT | NG | NG | CISO | 5367 | 401.8 | 2021
Vintage2005 | natural gas combined cycle | TRUE | 56041 | N | . | Malburg | City of Vernon | 19798 | CA | PACC | WECC |  | 22 | 1 | Electric Utility | CA | NG | NG | CISO | 19847 | 212635 | 2021
| biomass | FALSE | 56041 | N | . | Malburg | City of Vernon | 19798 | CA | PACC | WECC |  | 22 | 1 | Electric Utility | CA | OBG | ORW | CISO | 0 | 0 | 2021
Vintage2005 | natural gas combined cycle | TRUE | 56041 | N | . | Malburg | City of Vernon | 19798 | CA | PACC | WECC |  | 22 | 1 | Electric Utility | CT | NG | NG | CISO | 4908445 | 381275 | 2021
| biomass | FALSE | 56041 | N | . | Malburg | City of Vernon | 19798 | CA | PACC | WECC |  | 22 | 1 | Electric Utility | CT | OBG | ORW | CISO | 0 | 0 | 2021
Vintage2005 | natural gas combined cycle | TRUE | 56046 | N | . | Magnolia Power Project | City of Burbank Water and Power | 2507 | CA | PACC | WECC |  | 22 | 1 | Electric Utility | CA | NG | NG | LDWP | 3794 | 432883 | 2021
| biomass | FALSE | 56046 | N | . | Magnolia Power Project | City of Burbank Water and Power | 2507 | CA | PACC | WECC |  | 22 | 1 | Electric Utility | CA | OBG | ORW | LDWP | 0 | 0 | 2021
Vintage2005 | natural gas combined cycle | TRUE | 56046 | N | . | Magnolia Power Project | City of Burbank Water and Power | 2507 | CA | PACC | WECC |  | 22 | 1 | Electric Utility | CT | NG | NG | LDWP | 7964002 | 620115 | 2021
| biomass | FALSE | 56046 | N | . | Magnolia Power Project | City of Burbank Water and Power | 2507 | CA | PACC | WECC |  | 22 | 1 | Electric Utility | CT | OBG | ORW | LDWP | 0 | 0 | 2021
| petroleum | FALSE | 56047 | N | . | CPV Towantic Energy Center | CPV Towantic, LLC | 19002 | CT | NEW | NPCC |  | 22 | 2 | NAICS-22 Non-Cogen | CA | DFO | DFO | ISNE | 0 | 980.888 | 2021
Vintage2018 | natural gas combined cycle | TRUE | 56047 | N | . | CPV Towantic Energy Center | CPV Towantic, LLC | 19002 | CT | NEW | NPCC |  | 22 | 2 | NAICS-22 Non-Cogen | CA | NG | NG | ISNE | 561166 | 1796867.1 | 2021
Vintage0 | petroleum | FALSE | 56047 | N | . | CPV Towantic Energy Center | CPV Towantic, LLC | 19002 | CT | NEW | NPCC |  | 22 | 2 | NAICS-22 Non-Cogen | CT | DFO | DFO | ISNE | 20808 | 2154.718 | 2021
Vintage2018 | natural gas combined cycle | TRUE | 56047 | N | . | CPV Towantic Energy Center | CPV Towantic, LLC | 19002 | CT | NEW | NPCC |  | 22 | 2 | NAICS-22 Non-Cogen | CT | NG | NG | ISNE | 36046476 | 3753262.3 | 2021
| natural gas peaker | FALSE | 56050 | Y | . | Inner Harbor East Heating | Trigen Inner Harbor East, LLC | 19198 | MD | SAT | RFC |  | 22133 | 5 | Commercial NAICS Cogen | IC | NG | NG | PJM | 0 | 0 | 2021
Vintage2003 | natural gas peaker | FALSE | 56051 | N | . | THUMS | THUMS Long Beach Company | 18986 | CA | PACC | WECC |  | 211 | 6 | Industrial NAICS Non-Cogen | GT | NG | NG | CISO | 3239983 | 299402 | 2021
Vintage2003 | onshore wind | TRUE | 56052 | N | . | Meyersdale Windpower, LLC | Huntsman Wind | 64407 | PA | MAT | RFC |  | 22 | 2 | NAICS-22 Non-Cogen | WT | WND | WND | PJM | 428401 | 48440 | 2021
Vintage2002 | petroleum | TRUE | 56053 | N | . | Casey City of | City of Casey - (IL) | 3153 | IL | ENC | SERC |  | 22 | 1 | Electric Utility | IC | DFO | DFO | MISO | 2321 | 251 | 2021
Vintage2004 | onshore wind | TRUE | 56054 | N | . | G McNeilus Wind Farm Dodge Center | Justin McNeilus | 6985 | MN | WNC | MRO |  | 22 | 2 | NAICS-22 Non-Cogen | WT | WND | WND | MISO | 779270 | 88113 | 2021
Vintage2001 | petroleum | TRUE | 56055 | N | . | Hana Substation | Maui Electric Co Ltd | 11843 | HI | PACN |  |  | 22 | 1 | Electric Utility | IC | DFO | DFO |  | 1364 | 122 | 2021
Vintage2002 | petroleum | FALSE | 56059 | N | . | High Point, Fairfield | North Carolina Mun Power Agny #1 | 13630 | NC | SAT | SERC |  | 22 | 1 | Electric Utility | IC | DFO | DFO | DUK | 43 | -54 | 2021
Vintage2002 | petroleum | FALSE | 56062 | N | . | Statesville, Highway 64 | North Carolina Mun Power Agny #1 | 13630 | NC | SAT | SERC |  | 22 | 1 | Electric Utility | IC | DFO | DFO | DUK | 50 | -43 | 2021
Vintage2002 | petroleum | FALSE | 56063 | N | . | Shelby, Toms Street | North Carolina Mun Power Agny #1 | 13630 | NC | SAT | SERC |  | 22 | 1 | Electric Utility | IC | DFO | DFO | DUK | 25 | -30 | 2021
Vintage2002 | petroleum | FALSE | 56064 | N | . | Morganton, Parker Road | North Carolina Mun Power Agny #1 | 13630 | NC | SAT | SERC |  | 22 | 1 | Electric Utility | IC | DFO | DFO | DUK | 43 | -43 | 2021
Vintage2002 | petroleum | FALSE | 56067 | N | . | Lexington Health Center | North Carolina Mun Power Agny #1 | 13630 | NC | SAT | SERC |  | 22 | 1 | Electric Utility | IC | DFO | DFO | DUK | 43 | -47 | 2021
Vintage2011 | hard coal | TRUE | 56068 | N | . | Elm Road Generating Station | Wisconsin Electric Power Co | 20847 | WI | ENC | RFC |  | 22 | 1 | Electric Utility | ST | BIT | COL | MISO | 11653403 | 1256242.4 | 2021
Vintage0 | natural gas steam turbine | FALSE | 56068 | N | . | Elm Road Generating Station | Wisconsin Electric Power Co | 20847 | WI | ENC | RFC |  | 22 | 1 | Electric Utility | ST | NG | NG | MISO | 145334 | 8924.658 | 2021
Vintage2011 | hard coal | TRUE | 56068 | N | . | Elm Road Generating Station | Wisconsin Electric Power Co | 20847 | WI | ENC | RFC |  | 22 | 1 | Electric Utility | ST | RC | COL | MISO | 60007696 | 6438720 | 2021
| hard coal | FALSE | 56068 | N | . | Elm Road Generating Station | Wisconsin Electric Power Co | 20847 | WI | ENC | RFC |  | 22 | 1 | Electric Utility | ST | SUB | COL | MISO | 0 | 0 | 2021
Vintage2001 | biomass | TRUE | 56069 | N | . | Berlin Landfill Gas | WM Renewable Energy LLC | 54842 | WI | ENC | MRO |  | 22 | 2 | NAICS-22 Non-Cogen | IC | LFG | MLG | MISO | 164788 | 13300 | 2021
Vintage2001 | petroleum | TRUE | 56070 | N | . | Diesel Generators | Madison Gas & Electric Co | 11479 | WI | ENC | MRO |  | 22 | 1 | Electric Utility | IC | DFO | DFO | MISO | 7900 | 885 | 2021
Vintage1998 | natural gas peaker | TRUE | 56073 | N | . | Alliant SBG 9802 Toyota | Industrial Energy Applications Inc | 361 | IA | WNC | MRO |  | 22 | 2 | NAICS-22 Non-Cogen | IC | NG | NG | MISO | 333 | 34.3 | 2021
Vintage2003 | onshore wind | TRUE | 56075 | N | . | High Winds LLC | FPLE High Winds, LLC | 8565 | CA | PACC | WECC |  | 22 | 2 | NAICS-22 Non-Cogen | WT | WND | WND | CISO | 3149693 | 356139 | 2021
Vintage0 | natural gas steam turbine | FALSE | 56076 | Y | . | ABC Coke | Drummond Company, Inc. | 5321 | AL | ESC | SERC |  | 324 | 7 | Industrial NAICS Cogen | ST | NG | NG | SOCO | 266 | 51.188 | 2021
Vintage1997 | other | FALSE | 56076 | Y | . | ABC Coke | Drummond Company, Inc. | 5321 | AL | ESC | SERC |  | 324 | 7 | Industrial NAICS Cogen | ST | OG | OOG | SOCO | 335 | 64.812 | 2021
| natural gas combined cycle | FALSE | 56078 | N | . | Walnut Energy Center | Turlock Irrigation District | 19281 | CA | PACC | WECC |  | 22 | 1 | Electric Utility | CA | NG | NG | TIDC | 0 | 471894 | 2021
Vintage2006 | natural gas combined cycle | TRUE | 56078 | N | . | Walnut Energy Center | Turlock Irrigation District | 19281 | CA | PACC | WECC |  | 22 | 1 | Electric Utility | CT | NG | NG | TIDC | 9112548 | 691462 | 2021
| biomass | FALSE | 56079 | Y | . | Riceland Foods Cogeneration Plant | Riceland Foods Inc. | 15597 | AR | WSC | SERC |  | 22 | 3 | NAICS-22 Cogen | ST | OBS | ORW | MISO | 0 | 0 | 2021
Vintage0 | petroleum | FALSE | 56080 | Y | . | SJ/SC WPCP | San Jose/Santa Clara Water P C | 16657 | CA | PACC | WECC |  | 22132 | 5 | Commercial NAICS Cogen | IC | DFO | DFO | CISO | 591 | 69.201 | 2021
Vintage2020 | natural gas peaker | FALSE | 56080 | Y | . | SJ/SC WPCP | San Jose/Santa Clara Water P C | 16657 | CA | PACC | WECC |  | 22132 | 5 | Commercial NAICS Cogen | IC | NG | NG | CISO | 294373 | 34485.969 | 2021
Vintage0 | biomass | FALSE | 56080 | Y | . | SJ/SC WPCP | San Jose/Santa Clara Water P C | 16657 | CA | PACC | WECC |  | 22132 | 5 | Commercial NAICS Cogen | IC | OBG | ORW | CISO | 226289 | 26458.83 | 2021
Vintage2003 | onshore wind | TRUE | 56081 | N | . | Blue Canyon Windpower | Blue Canyon Windpower LLC | 1881 | OK | WSC | MRO |  | 22 | 2 | NAICS-22 Non-Cogen | WT | WND | WND | SWPP | 956390 | 108140 | 2021
Vintage2012 | natural gas peaker | FALSE | 56090 | N | . | Blacksand Generating Facility | Bridge Energy LLC | 61143 | CA | PACC | WECC |  | 211 | 6 | Industrial NAICS Non-Cogen | GT | NG | NG | CISO | 752519 | 41560 | 2021
Vintage2003 | onshore wind | TRUE | 56092 | N | . | South Dakota Wind Energy Cente | FPL Energy South Dakota Wind LLC | 34721 | SD | WNC | MRO |  | 22 | 2 | NAICS-22 Non-Cogen | WT | WND | WND | WACM | 754288 | 85288 | 2021
Vintage2003 | onshore wind | TRUE | 56093 | N | . | TransAlta Wyoming Wind | NextEra Energy Operating Services LLC | 58528 | WY | MTN | WECC |  | 22 | 2 | NAICS-22 Non-Cogen | WT | WND | WND | PACE | 3148207 | 355971 | 2021
Vintage2003 | onshore wind | TRUE | 56094 | N | . | Oklahoma Wind Energy Center | FPL Energy Oklahoma Wind LLC | 34719 | OK | WSC | MRO |  | 22 | 2 | NAICS-22 Non-Cogen | WT | WND | WND | SWPP | 1197275 | 135377 | 2021
Vintage2003 | onshore wind | TRUE | 56097 | N | . | New Mexico Wind Energy Center | FPL Energy New Mexico Wind LLC | 34717 | NM | MTN | WECC |  | 22 | 2 | NAICS-22 Non-Cogen | WT | WND | WND | PNM | 5406813 | 611354 | 2021
Vintage2002 | petroleum | TRUE | 56098 | N | . | Hillsboro | City of Hillsboro - (ND) | 8628 | ND | WNC | MRO |  | 22 | 1 | Electric Utility | IC | DFO | DFO | MISO | 319 | 33 | 2021
Vintage2003 | onshore wind | TRUE | 56099 | N | . | FPL Energy North Dakota Wind I/II | FPL Energy North Dakota Wind LLC | 34723 | ND | WNC | MRO |  | 22 | 2 | NAICS-22 Non-Cogen | WT | WND | WND | MISO | 925171 | 104610 | 2021
Vintage2004 | petroleum | TRUE | 56100 | N | . | St. Charles Power Plant | City of St Charles - (MN) | 17862 | MN | WNC | MRO |  | 22 | 1 | Electric Utility | IC | DFO | DFO | MISO | 906 | 101 | 2021
| natural gas combined cycle | FALSE | 56102 | N | . | Currant Creek | PacifiCorp | 14354 | UT | MTN | WECC |  | 22 | 1 | Electric Utility | CA | NG | NG | PACE | 0 | 989957 | 2021
Vintage2005 | natural gas combined cycle | TRUE | 56102 | N | . | Currant Creek | PacifiCorp | 14354 | UT | MTN | WECC |  | 22 | 1 | Electric Utility | CT | NG | NG | PACE | 20450809 | 1756333 | 2021
| petroleum | FALSE | 56104 | N | . | Mankato Energy Center | MEC Holdings, LLC | 63705 | MN | WNC | MRO |  | 22 | 2 | NAICS-22 Non-Cogen | CA | DFO | DFO | MISO | 0 | 1684.154 | 2021
Vintage2006 | natural gas combined cycle | TRUE | 56104 | N | . | Mankato Energy Center | MEC Holdings, LLC | 63705 | MN | WNC | MRO |  | 22 | 2 | NAICS-22 Non-Cogen | CA | NG | NG | MISO | 733098 | 1050375.8 | 2021
Vintage0 | petroleum | FALSE | 56104 | N | . | Mankato Energy Center | MEC Holdings, LLC | 63705 | MN | WNC | MRO |  | 22 | 2 | NAICS-22 Non-Cogen | CT | DFO | DFO | MISO | 36779 | 3283.535 | 2021
Vintage2019 | natural gas combined cycle | TRUE | 56104 | N | . | Mankato Energy Center | MEC Holdings, LLC | 63705 | MN | WNC | MRO |  | 22 | 2 | NAICS-22 Non-Cogen | CT | NG | NG | MISO | 20535276 | 1821075.5 | 2021
Vintage2018 | onshore wind | TRUE | 56106 | N | . | Kimball Wind | Kimball Wind, LLC | 61369 | NE | WNC | WECC |  | 22 | 2 | NAICS-22 Non-Cogen | WT | WND | WND | WACM | 1051233 | 118864 | 2021
Vintage2005 | natural gas peaker | TRUE | 56108 | N | . | T J Labbe Electric Generating | Lafayette Utilities System | 50111 | LA | WSC | SERC |  | 22 | 1 | Electric Utility | GT | NG | NG | MISO | 286531 | 22 | 2021
Vintage2003 | onshore wind | TRUE | 56111 | N | . | Brazos Wind Farm | Shell Wind Energy Inc. | 17058 | TX | WSC | TRE |  | 22 | 2 | NAICS-22 Non-Cogen | WT | WND | WND | ERCO | 2123842 | 240145 | 2021
Vintage2003 | onshore wind | TRUE | 56112 | N | . | Mountain View III | Avangrid Renewables LLC | 15399 | CA | PACC | WECC |  | 22 | 2 | NAICS-22 Non-Cogen | WT | WND | WND | CISO | 531348 | 60080 | 2021
Vintage0 | biomass | FALSE | 56113 | N | . | Tessman Road | EDL Inc | 55858 | TX | WSC | TRE |  | 22 | 2 | NAICS-22 Non-Cogen | IC | LFG | MLG | ERCO | 64031 | 3754 | 2021
| petroleum | FALSE | 56114 | N | . | IMEA Highland | City of Highland | 8573 | IL | ENC | SERC |  | 22 | 1 | Electric Utility | IC | DFO | DFO | MISO | 0 | 0 | 2021
Vintage2000 | petroleum | TRUE | 56116 | N | . | IMEA Flora | Illinois Municipal Elec Agency | 9286 | IL | ENC | SERC |  | 22 | 1 | Electric Utility | IC | DFO | DFO | MISO | 1536 | 156 | 2021
Vintage2001 | petroleum | TRUE | 56117 | N | . | Flora Site A | City of Flora - (IL) | 6417 | IL | ENC | SERC |  | 22 | 1 | Electric Utility | IC | DFO | DFO | MISO | 1317 | 117 | 2021
Vintage2001 | petroleum | TRUE | 56118 | N | . | Flora Site B | City of Flora - (IL) | 6417 | IL | ENC | SERC |  | 22 | 1 | Electric Utility | IC | DFO | DFO | MISO | 1358 | 120 | 2021
| biomass | FALSE | 56119 | Y | . | Middlesex County Utilities Authority | Middlesex County Utilities Authority | 49775 | NJ | MAT | RFC |  | 22 | 3 | NAICS-22 Cogen | CA | LFG | MLG | PJM | 0 | 31411 | 2021
| natural gas combined cycle | FALSE | 56119 | Y | . | Middlesex County Utilities Authority | Middlesex County Utilities Authority | 49775 | NJ | MAT | RFC |  | 22 | 3 | NAICS-22 Cogen | CA | NG | NG | PJM | 0 | 0 | 2021
Vintage2001 | biomass | TRUE | 56119 | Y | . | Middlesex County Utilities Authority | Middlesex County Utilities Authority | 49775 | NJ | MAT | RFC |  | 22 | 3 | NAICS-22 Cogen | CT | LFG | MLG | PJM | 544705 | 56393 | 2021
| natural gas combined cycle | FALSE | 56119 | Y | . | Middlesex County Utilities Authority | Middlesex County Utilities Authority | 49775 | NJ | MAT | RFC |  | 22 | 3 | NAICS-22 Cogen | CT | NG | NG | PJM | 0 | 0 | 2021
Vintage2006 | biomass | TRUE | 56120 | N | . | Lee County Landfill | South Carolina Public Service Authority | 17543 | SC | SAT | SERC |  | 22 | 1 | Electric Utility | GT | LFG | MLG | SC | 423425 | 19256 | 2021
Vintage2005 | biomass | TRUE | 56120 | N | . | Lee County Landfill | South Carolina Public Service Authority | 17543 | SC | SAT | SERC |  | 22 | 1 | Electric Utility | IC | LFG | MLG | SC | 15292 | 695 | 2021
Vintage2008 | biomass | FALSE | 56121 | N | . | Anderson Regional Landfill | South Carolina Public Service Authority | 17543 | SC | SAT | SERC |  | 22 | 1 | Electric Utility | IC | LFG | MLG | DUK | 439 | -431 | 2021
| biomass | FALSE | 56122 | N | . | Richland County Landfill | South Carolina Public Service Authority | 17543 | SC | SAT | SERC |  | 22 | 1 | Electric Utility | GT | LFG | MLG | SC | 0 | 0 | 2021
Vintage2010 | biomass | TRUE | 56122 | N | . | Richland County Landfill | South Carolina Public Service Authority | 17543 | SC | SAT | SERC |  | 22 | 1 | Electric Utility | IC | LFG | MLG | SC | 198976 | 17143 | 2021
| onshore wind | FALSE | 56123 | N | . | Minwind 3-9 | Rock County Energy Center, LLC | 60558 | MN | WNC | MRO |  | 22 | 2 | NAICS-22 Non-Cogen | WT | WND | WND | MISO | 0 | 0 | 2021
Vintage1994 | hydro | TRUE | 56125 | N | . | Springville Hydroelectric | Calleguas Mun Water District | 30076 | CA | PACC | WECC |  | 22 | 2 | NAICS-22 Non-Cogen | HY | WAT | HYC | CISO | 10535 | 1191 | 2021
| petroleum | FALSE | 56126 | N | . | Sub 2 Generating Station | City of Macon - (MO) | 11460 | MO | WNC | SERC |  | 22 | 1 | Electric Utility | IC | DFO | DFO | AECI | 0 | 0 | 2021
Vintage2003 | natural gas peaker | TRUE | 56127 | Y | . | Macon Energy Center | City of Macon - (MO) | 11460 | MO | WNC | SERC |  | 22 | 1 | Electric Utility | GT | NG | NG | AECI | 462254 | 89078 | 2021
| petroleum | FALSE | 56128 | N | . | Sub 3 Generating Station | City of Macon - (MO) | 11460 | MO | WNC | SERC |  | 22 | 1 | Electric Utility | IC | DFO | DFO | AECI | 0 | 0 | 2021
Vintage2003 | petroleum | TRUE | 56129 | N | . | Thermal Kem | Central Electric Power | 59159 | SC | SAT | SERC |  | 22 | 1 | Electric Utility | IC | DFO | DFO | DUK | 828 | 81 | 2021
Vintage2003 | petroleum | TRUE | 56131 | N | . | Valenite | Central Electric Power | 59159 | SC | SAT | SERC |  | 22 | 1 | Electric Utility | IC | DFO | DFO | DUK | 426 | 42 | 2021
Vintage2003 | petroleum | TRUE | 56132 | N | . | Honea Path | Central Electric Power | 59159 | SC | SAT | SERC |  | 22 | 1 | Electric Utility | IC | DFO | DFO | DUK | 774 | 75 | 2021
Vintage2000 | petroleum | FALSE | 56134 | Y | . | Regional Wastewater Control Facility | City of Stockton MUD | 55934 | CA | PACC | WECC |  | 22132 | 5 | Commercial NAICS Cogen | IC | DFO | DFO | CISO | 66 | 4.338 | 2021
Vintage0 | natural gas peaker | FALSE | 56134 | Y | . | Regional Wastewater Control Facility | City of Stockton MUD | 55934 | CA | PACC | WECC |  | 22132 | 5 | Commercial NAICS Cogen | IC | NG | NG | CISO | 2348 | 155.093 | 2021
Vintage2000 | biomass | TRUE | 56134 | Y | . | Regional Wastewater Control Facility | City of Stockton MUD | 55934 | CA | PACC | WECC |  | 22132 | 5 | Commercial NAICS Cogen | IC | OBG | ORW | CISO | 61777 | 4081.029 | 2021
Vintage2006 | natural gas peaker | TRUE | 56135 | N | . | Ripon Generation Station | Modesto Irrigation District | 12745 | CA | PACC | WECC |  | 22 | 1 | Electric Utility | GT | NG | NG | BANC | 359274 | 30942.001 | 2021
Vintage2000 | petroleum | FALSE | 56138 | N | . | Anderson Erickson | Anderson Erickson Dairy | 64814 | IA | WNC | MRO |  | 311 | 6 | Industrial NAICS Non-Cogen | IC | DFO | DFO | MISO | 51 | 5 | 2021
| other | FALSE | 56139 | Y | . | Neptune Gas Processing Plant | Enterprise Products Optg LP | 29925 | LA | WSC | SERC |  | 325 | 7 | Industrial NAICS Cogen | OT | NG | NG | MISO | 0 | 0 | 2021
Vintage2004 | other | FALSE | 56139 | Y | . | Neptune Gas Processing Plant | Enterprise Products Optg LP | 29925 | LA | WSC | SERC |  | 325 | 7 | Industrial NAICS Cogen | OT | OTH | OTH | MISO | 163187 | 14348 | 2021
Vintage0 | other | FALSE | 56141 | N | . | Jamaica Bay Peaking | Jamaica Bay Peaking Facility, LLC | 49786 | NY | MAT | NPCC |  | 22 | 2 | NAICS-22 Non-Cogen | GT | KER | WOO | NYIS | 28179 | 2619.34 | 2021
Vintage2003 | natural gas peaker | TRUE | 56141 | N | . | Jamaica Bay Peaking | Jamaica Bay Peaking Facility, LLC | 49786 | NY | MAT | NPCC |  | 22 | 2 | NAICS-22 Non-Cogen | GT | NG | NG | NYIS | 376222 | 34972.66 | 2021
Vintage2003 | onshore wind | TRUE | 56142 | N | . | Chanarambie Power Partners, LLC | Allete Clean Energy | 59496 | MN | WNC | MRO |  | 22 | 2 | NAICS-22 Non-Cogen | WT | WND | WND | MISO | 1963777 | 222046 | 2021
Vintage2011 | natural gas peaker | TRUE | 56143 | N | . | Riverside Energy Resource Center | City of Riverside - (CA) | 16088 | CA | PACC | WECC |  | 22 | 1 | Electric Utility | GT | NG | NG | CISO | 593860 | 56052 | 2021
Vintage2002 | natural gas peaker | TRUE | 56144 | N | . | Springs Generating Station | City of Riverside - (CA) | 16088 | CA | PACC | WECC |  | 22 | 1 | Electric Utility | GT | NG | NG | CISO | 8001 | 567 | 2021
Vintage2003 | petroleum | TRUE | 56146 | N | . | False Island | Alaska Power and Telephone Co | 219 | AK | PACN |  |  | 22 | 1 | Electric Utility | IC | DFO | DFO |  | 6957 | 696 | 2021
Vintage2004 | petroleum | TRUE | 56148 | N | . | Ft. Pierre | City of Fort Pierre - (SD) | 6615 | SD | WNC | MRO |  | 22 | 1 | Electric Utility | IC | DFO | DFO | SWPP | 5402 | 534.1 | 2021
| petroleum | FALSE | 56150 | N | . | McIntosh Combined Cycle Facility | Georgia Power Co | 7140 | GA | SAT | SERC |  | 22 | 1 | Electric Utility | CA | DFO | DFO | SOCO | 0 | 0 | 2021
Vintage2005 | natural gas combined cycle | TRUE | 56150 | N | . | McIntosh Combined Cycle Facility | Georgia Power Co | 7140 | GA | SAT | SERC |  | 22 | 1 | Electric Utility | CA | NG | NG | SOCO | 5408428 | 3272698 | 2021
| petroleum | FALSE | 56150 | N | . | McIntosh Combined Cycle Facility | Georgia Power Co | 7140 | GA | SAT | SERC |  | 22 | 1 | Electric Utility | CT | DFO | DFO | SOCO | 0 | 0 | 2021
Vintage2005 | natural gas combined cycle | TRUE | 56150 | N | . | McIntosh Combined Cycle Facility | Georgia Power Co | 7140 | GA | SAT | SERC |  | 22 | 1 | Electric Utility | CT | NG | NG | SOCO | 54729273 | 5313845 | 2021
Vintage2005 | natural gas peaker | TRUE | 56151 | N | . | South Harper | Evergy Missouri West | 56211 | MO | WNC | MRO |  | 22 | 1 | Electric Utility | GT | NG | NG | SWPP | 837865 | 67410 | 2021
| natural gas combined cycle | FALSE | 56152 | Y | . | Freeport Energy Center | Dow Chemical Co | 5338 | TX | WSC | TRE |  | 325 | 7 | Industrial NAICS Cogen | CA | NG | NG | ERCO | 0 | 205416.9 | 2021
Vintage2007 | natural gas combined cycle | FALSE | 56152 | Y | . | Freeport Energy Center | Dow Chemical Co | 5338 | TX | WSC | TRE |  | 325 | 7 | Industrial NAICS Cogen | CT | NG | NG | ERCO | 7245427 | 1236448.3 | 2021
Vintage2003 | onshore wind | TRUE | 56153 | N | . | Viking Wind Partners | Allete Clean Energy | 59496 | MN | WNC | MRO |  | 22 | 2 | NAICS-22 Non-Cogen | WT | WND | WND | MISO | 265640 | 30036 | 2021
Vintage2003 | onshore wind | TRUE | 56160 | N | . | Mendota Hills, LLC | Leeward Asset Management, LLC | 50123 | IL | ENC | RFC |  | 22 | 2 | NAICS-22 Non-Cogen | WT | WND | WND | PJM | 2378744 | 268967 | 2021
Vintage2005 | onshore wind | TRUE | 56162 | N | . | Ainsworth Wind | Nebraska Public Power District | 13337 | NE | WNC | MRO |  | 22 | 1 | Electric Utility | WT | WND | WND | SWPP | 777962 | 87965 | 2021
Vintage2010 | natural gas peaker | FALSE | 56163 | Y | . | Kennecott Power Plant | Kennecott Utah Copper | 49805 | UT | MTN | WECC |  | 331 | 7 | Industrial NAICS Cogen | GT | NG | NG | PACE | 87592 | 21051 | 2021
| hard coal | FALSE | 56163 | Y | . | Kennecott Power Plant | Kennecott Utah Copper | 49805 | UT | MTN | WECC |  | 331 | 7 | Industrial NAICS Cogen | ST | BIT | COL | PACE | 0 | 0 | 2021
Vintage1995 | other | FALSE | 56163 | Y | . | Kennecott Power Plant | Kennecott Utah Copper | 49805 | UT | MTN | WECC |  | 331 | 7 | Industrial NAICS Cogen | ST | WH | OTH | PACE | 1150659 | 130106 | 2021
| petroleum | FALSE | 56164 | N | . | Faribault Energy Park | Minnesota Municipal Power Agny | 12667 | MN | WNC | MRO |  | 22 | 1 | Electric Utility | CA | DFO | DFO | MISO | 0 | 2730.584 | 2021
Vintage2007 | natural gas combined cycle | TRUE | 56164 | N | . | Faribault Energy Park | Minnesota Municipal Power Agny | 12667 | MN | WNC | MRO |  | 22 | 1 | Electric Utility | CA | NG | NG | MISO | 164113 | 257934.42 | 2021
Vintage0 | petroleum | FALSE | 56164 | N | . | Faribault Energy Park | Minnesota Municipal Power Agny | 12667 | MN | WNC | MRO |  | 22 | 1 | Electric Utility | CT | DFO | DFO | MISO | 60974 | 5385.02 | 2021
Vintage2005 | natural gas combined cycle | TRUE | 56164 | N | . | Faribault Energy Park | Minnesota Municipal Power Agny | 12667 | MN | WNC | MRO |  | 22 | 1 | Electric Utility | CT | NG | NG | MISO | 5202746 | 466307.98 | 2021
Vintage2005 | natural gas peaker | TRUE | 56166 | N | . | Sheboygan Falls | Wisconsin Power & Light Co | 20856 | WI | ENC | MRO |  | 22 | 1 | Electric Utility | GT | NG | NG | MISO | 558496 | 358209 | 2021
Vintage2003 | onshore wind | TRUE | 56172 | N | . | Flying Cloud Power Partners LLC | Avangrid Renewables LLC | 15399 | IA | WNC | MRO |  | 22 | 2 | NAICS-22 Non-Cogen | WT | WND | WND | MISO | 614764 | 69512 | 2021
Vintage2003 | onshore wind | TRUE | 56173 | N | . | Colorado Green Holdings LLC | Avangrid Renewables LLC | 15399 | CO | MTN | WECC |  | 22 | 2 | NAICS-22 Non-Cogen | WT | WND | WND | PSCO | 4729842 | 534808 | 2021
Vintage2003 | onshore wind | TRUE | 56174 | N | . | Moraine Wind LLC | Avangrid Renewables LLC | 15399 | MN | WNC | MRO |  | 22 | 2 | NAICS-22 Non-Cogen | WT | WND | WND | MISO | 630966 | 71344 | 2021
Vintage2004 | natural gas combined cycle | TRUE | 56177 | N | . | Nebo Power Station | Utah Associated Mun Power Sys | 40575 | UT | MTN | WECC |  | 22 | 1 | Electric Utility | CA | NG | NG | PACE | 812370 | 237932 | 2021
Vintage2004 | natural gas combined cycle | TRUE | 56177 | N | . | Nebo Power Station | Utah Associated Mun Power Sys | 40575 | UT | MTN | WECC |  | 22 | 1 | Electric Utility | CT | NG | NG | PACE | 3861111 | 305677 | 2021
Vintage2004 | petroleum | TRUE | 56181 | N | . | Genoa Diesel Generating Station | Village of Genoa - (OH) | 7100 | OH | ENC | RFC |  | 22 | 1 | Electric Utility | IC | DFO | DFO | PJM | 2314 | 215 | 2021
Vintage2001 | natural gas peaker | TRUE | 56184 | N | . | Red Bluff | California Power Holdings LLC | 55784 | CA | PACC | WECC |  | 22 | 2 | NAICS-22 Non-Cogen | IC | NG | NG | CISO | 144124 | 13987 | 2021
Vintage2001 | natural gas peaker | TRUE | 56185 | N | . | Chowchilla II | California Power Holdings LLC | 55784 | CA | PACC | WECC |  | 22 | 2 | NAICS-22 Non-Cogen | IC | NG | NG | CISO | 459318 | 45075 | 2021
| other | FALSE | 56188 | N | . | Pinelawn Power LLC | Pinelawn Power LLC | 49837 | NY | MAT | NPCC |  | 22 | 2 | NAICS-22 Non-Cogen | CA | KER | WOO | NYIS | 0 | 3.722 | 2021
| natural gas combined cycle | FALSE | 56188 | N | . | Pinelawn Power LLC | Pinelawn Power LLC | 49837 | NY | MAT | NPCC |  | 22 | 2 | NAICS-22 Non-Cogen | CA | NG | NG | NYIS | 0 | 27468.278 | 2021
Vintage0 | other | FALSE | 56188 | N | . | Pinelawn Power LLC | Pinelawn Power LLC | 49837 | NY | MAT | NPCC |  | 22 | 2 | NAICS-22 Non-Cogen | CT | KER | WOO | NYIS | 162 | 14.399 | 2021
Vintage2005 | natural gas combined cycle | TRUE | 56188 | N | . | Pinelawn Power LLC | Pinelawn Power LLC | 49837 | NY | MAT | NPCC |  | 22 | 2 | NAICS-22 Non-Cogen | CT | NG | NG | NYIS | 873468 | 73273.601 | 2021
Vintage2006 | petroleum | TRUE | 56189 | N | . | Waterside Power, LLC | Waterside Power, LLC | 49840 | CT | NEW | NPCC |  | 22 | 2 | NAICS-22 Non-Cogen | GT | DFO | DFO | ISNE | 17481 | 1487 | 2021
| petroleum | FALSE | 56190 | Y | . | Central Michigan University | Central Michigan University | 3304 | MI | ENC | RFC |  | 611 | 5 | Commercial NAICS Cogen | GT | DFO | DFO | MISO | 0 | 0 | 2021
Vintage1990 | natural gas peaker | FALSE | 56190 | Y | . | Central Michigan University | Central Michigan University | 3304 | MI | ENC | RFC |  | 611 | 5 | Commercial NAICS Cogen | GT | NG | NG | MISO | 113530 | 26086.62 | 2021
Vintage1987 | natural gas steam turbine | FALSE | 56190 | Y | . | Central Michigan University | Central Michigan University | 3304 | MI | ENC | RFC |  | 611 | 5 | Commercial NAICS Cogen | ST | NG | NG | MISO | 9383 | 2706.296 | 2021
| biomass | FALSE | 56190 | Y | . | Central Michigan University | Central Michigan University | 3304 | MI | ENC | RFC |  | 611 | 5 | Commercial NAICS Cogen | ST | WDS | WWW | MISO | 0 | 0.004 | 2021
Vintage1996 | biomass | TRUE | 56192 | Y | . | Georgia-Pacific Wauna Mill | Georgia-Pacific Consumer Operations LLC-Wauna | 49842 | OR | PACC | WECC |  | 322122 | 7 | Industrial NAICS Cogen | ST | BLQ | WWW | BPAT | 380478 | 84311.976 | 2021
Vintage0 | natural gas steam turbine | FALSE | 56192 | Y | . | Georgia-Pacific Wauna Mill | Georgia-Pacific Consumer Operations LLC-Wauna | 49842 | OR | PACC | WECC |  | 322122 | 7 | Industrial NAICS Cogen | ST | NG | NG | BPAT | 210386 | 46629.772 | 2021
Vintage1996 | biomass | TRUE | 56192 | Y | . | Georgia-Pacific Wauna Mill | Georgia-Pacific Consumer Operations LLC-Wauna | 49842 | OR | PACC | WECC |  | 322122 | 7 | Industrial NAICS Cogen | ST | OBS | ORW | BPAT | 91640 | 20305.252 | 2021
| petroleum | FALSE | 56192 | Y | . | Georgia-Pacific Wauna Mill | Georgia-Pacific Consumer Operations LLC-Wauna | 49842 | OR | PACC | WECC |  | 322122 | 7 | Industrial NAICS Cogen | ST | RFO | RFO | BPAT | 0 | 0 | 2021
| biomass | FALSE | 56192 | Y | . | Georgia-Pacific Wauna Mill | Georgia-Pacific Consumer Operations LLC-Wauna | 49842 | OR | PACC | WECC |  | 322122 | 7 | Industrial NAICS Cogen | ST | SLW | ORW | BPAT | 0 | 0 | 2021
Vintage2005 | petroleum | TRUE | 56194 | N | . | Dike City Power Plant | City of Dike | 5155 | IA | WNC | MRO |  | 22 | 1 | Electric Utility | IC | DFO | DFO | MISO | 3051 | 311 | 2021
Vintage2003 | onshore wind | TRUE | 56195 | N | . | Combine Hills I | Eurus Combine Hills I LLC | 49844 | OR | PACC | WECC |  | 22 | 2 | NAICS-22 Non-Cogen | WT | WND | WND | PACW | 916406 | 103619 | 2021
| petroleum | FALSE | 56196 | N | . | 500MW CC | New York Power Authority | 15296 | NY | MAT | NPCC |  | 22 | 1 | Electric Utility | CA | DFO | DFO | NYIS | 0 | 2718.605 | 2021
| natural gas combined cycle | FALSE | 56196 | N | . | 500MW CC | New York Power Authority | 15296 | NY | MAT | NPCC |  | 22 | 1 | Electric Utility | CA | NG | NG | NYIS | 0 | 1015618.4 | 2021
Vintage0 | petroleum | FALSE | 56196 | N | . | 500MW CC | New York Power Authority | 15296 | NY | MAT | NPCC |  | 22 | 1 | Electric Utility | CT | DFO | DFO | NYIS | 57052 | 4781.595 | 2021
Vintage2005 | natural gas combined cycle | TRUE | 56196 | N | . | 500MW CC | New York Power Authority | 15296 | NY | MAT | NPCC |  | 22 | 1 | Electric Utility | CT | NG | NG | NYIS | 20345945 | 1728457.4 | 2021
Vintage2003 | onshore wind | TRUE | 56199 | N | . | TG Windfarm LLC | TG Windfarm LLC | 61141 | MN | WNC | MRO |  | 22 | 2 | NAICS-22 Non-Cogen | WT | WND | WND | MISO | 29334 | 3317 | 2021
Vintage2003 | onshore wind | TRUE | 56200 | N | . | CG Windfarm LLC | CG Windfarm LLC | 61140 | MN | WNC | MRO |  | 22 | 2 | NAICS-22 Non-Cogen | WT | WND | WND | MISO | 14663 | 1658 | 2021
Vintage2003 | onshore wind | TRUE | 56201 | N | . | Bisson Windfarm LLC | Bisson Windfarm LLC | 61139 | MN | WNC | MRO |  | 22 | 2 | NAICS-22 Non-Cogen | WT | WND | WND | MISO | 29334 | 3317 | 2021
Vintage2003 | onshore wind | TRUE | 56202 | N | . | Tofteland Windfarm LLC | Tofteland Windfarm LLC | 49867 | MN | WNC | MRO |  | 22 | 2 | NAICS-22 Non-Cogen | WT | WND | WND | MISO | 29334 | 3317 | 2021
Vintage2003 | onshore wind | TRUE | 56203 | N | . | Westridge Windfarm LLC | Westridge Windfarm LLC | 61142 | MN | WNC | MRO |  | 22 | 2 | NAICS-22 Non-Cogen | WT | WND | WND | MISO | 14663 | 1658 | 2021
Vintage2003 | onshore wind | TRUE | 56204 | N | . | Fey Windfarm LLC | Fey Windfarm LLC | 49869 | MN | WNC | MRO |  | 22 | 2 | NAICS-22 Non-Cogen | WT | WND | WND | MISO | 40416 | 4570 | 2021
Vintage2003 | onshore wind | TRUE | 56205 | N | . | Windcurrent Farms LLC | Windcurrent Farms LLC | 49870 | MN | WNC | MRO |  | 22 | 2 | NAICS-22 Non-Cogen | WT | WND | WND | MISO | 35757 | 4043 | 2021
Vintage2003 | onshore wind | TRUE | 56206 | N | . | K-Brink Windfarm LLC | K-brink Windfarm, LLC | 61120 | MN | WNC | MRO |  | 22 | 2 | NAICS-22 Non-Cogen | WT | WND | WND | MISO | 38277 | 4328 | 2021
Vintage2003 | onshore wind | TRUE | 56207 | N | . | DL Windy Acres LLC | Brewster | 56800 | MN | WNC | MRO |  | 22 | 2 | NAICS-22 Non-Cogen | WT | WND | WND | MISO | 9561 | 1081 | 2021
Vintage2003 | onshore wind | TRUE | 56208 | N | . | S&P Windfarm LLC | Brewster | 56800 | MN | WNC | MRO |  | 22 | 2 | NAICS-22 Non-Cogen | WT | WND | WND | MISO | 9561 | 1081 | 2021
Vintage2003 | onshore wind | TRUE | 56209 | N | . | Boeve Windfarm LLC | Boeve Windfarm LLC | 49874 | MN | WNC | MRO |  | 22 | 2 | NAICS-22 Non-Cogen | WT | WND | WND | MISO | 43956 | 4970 | 2021
Vintage2003 | onshore wind | TRUE | 56210 | N | . | B&K Energy Systems LLC | Brewster | 56800 | MN | WNC | MRO |  | 22 | 2 | NAICS-22 Non-Cogen | WT | WND | WND | MISO | 9561 | 1081 | 2021
Vintage2003 | onshore wind | TRUE | 56211 | N | . | Sweetwater Wind 1 LLC | Leeward Asset Management, LLC | 50123 | TX | WSC | TRE |  | 22 | 2 | NAICS-22 Non-Cogen | WT | WND | WND | ERCO | 1229979 | 139075 | 2021
Vintage2005 | onshore wind | TRUE | 56212 | N | . | Sweetwater Wind 2 LLC | Leeward Asset Management, LLC | 50123 | TX | WSC | TRE |  | 22 | 2 | NAICS-22 Non-Cogen | WT | WND | WND | ERCO | 3267945 | 369510 | 2021
Vintage2020 | onshore wind | TRUE | 56215 | N | . | Allendorf | E&E Enterprises LLC | 57202 | IA | WNC | MRO |  | 22 | 2 | NAICS-22 Non-Cogen | WT | WND | WND | MISO | 8492 | 960 | 2021
Vintage0 | petroleum | FALSE | 56224 | N | . | TS Power Plant | Nevada Gold Energy, LLC | 49896 | NV | MTN | WECC |  | 22 | 2 | NAICS-22 Non-Cogen | ST | DFO | DFO | NEVP | 24365 | 2333.398 | 2021
Vintage2008 | hard coal | TRUE | 56224 | N | . | TS Power Plant | Nevada Gold Energy, LLC | 49896 | NV | MTN | WECC |  | 22 | 2 | NAICS-22 Non-Cogen | ST | SUB | COL | NEVP | 11911606 | 1190007.6 | 2021
| onshore wind | FALSE | 56225 | N | . | Aeolus Wind Facility | Aeolus Wind LLC | 49903 | TX | WSC | MRO |  | 22 | 2 | NAICS-22 Non-Cogen | WT | WND | WND | SWPP | 0 | 0 | 2021
Vintage2004 | onshore wind | TRUE | 56226 | N | . | Bowling Green Wind | American Mun Power-Ohio, Inc | 40577 | OH | ENC | RFC |  | 22 | 1 | Electric Utility | WT | WND | WND | PJM | 59758 | 6757 | 2021
Vintage2007 | natural gas combined cycle | TRUE | 56227 | N | . | Port Westward | Portland General Electric Co | 15248 | OR | PACC | WECC |  | 22 | 1 | Electric Utility | CA | NG | NG | PGE | 527527 | 1063019 | 2021
Vintage2007 | natural gas combined cycle | TRUE | 56227 | N | . | Port Westward | Portland General Electric Co | 15248 | OR | PACC | WECC |  | 22 | 1 | Electric Utility | CT | NG | NG | PGE | 19861127 | 1855622 | 2021
Vintage2002 | solar pv | TRUE | 56228 | N | . | Prescott Airport | Arizona Public Service Co | 803 | AZ | MTN | WECC |  | 22 | 1 | Electric Utility | PV | SUN | SUN | AZPS | 40426 | 4571 | 2021
Vintage2002 | natural gas combined cycle | FALSE | 56229 | Y | . | Cogeneration 1 | University of Arizona | 49913 | AZ | MTN | WECC |  | 611 | 5 | Commercial NAICS Cogen | CS | NG | NG | TEPC | 228780 | 50731 | 2021
Vintage2005 | petroleum | FALSE | 56231 | N | . | Emory Hillandale Hospital | DeKalb Regional Health System | 50109 | GA | SAT | SERC |  | 622 | 4 | Commercial NAICS Non-Cogen | IC | DFO | DFO | SOCO | 208 | 8.82 | 2021
Vintage2009 | natural gas peaker | TRUE | 56232 | N | . | Miramar Energy Facility | San Diego Gas & Electric Co | 16609 | CA | PACC | WECC |  | 22 | 1 | Electric Utility | GT | NG | NG | CISO | 209078 | 20179 | 2021
| natural gas combined cycle | FALSE | 56233 | N | . | EG178 Facility | Kinder Morgan Production Company LP | 49949 | TX | WSC | TRE |  | 211 | 6 | Industrial NAICS Non-Cogen | CA | NG | NG | ERCO | 0 | 126981 | 2021
Vintage2005 | natural gas combined cycle | FALSE | 56233 | N | . | EG178 Facility | Kinder Morgan Production Company LP | 49949 | TX | WSC | TRE |  | 211 | 6 | Industrial NAICS Non-Cogen | CT | NG | NG | ERCO | 6154963 | 639854 | 2021
| petroleum | FALSE | 56234 | N | . | Caithness Long Island Energy Center | Caithness Long Island, LLC | 49950 | NY | MAT | NPCC |  | 22 | 2 | NAICS-22 Non-Cogen | CA | DFO | DFO | NYIS | 0 | 824.494 | 2021
Vintage2009 | natural gas combined cycle | TRUE | 56234 | N | . | Caithness Long Island Energy Center | Caithness Long Island, LLC | 49950 | NY | MAT | NPCC |  | 22 | 2 | NAICS-22 Non-Cogen | CA | NG | NG | NYIS | 1544129 | 997649.51 | 2021
Vintage0 | petroleum | FALSE | 56234 | N | . | Caithness Long Island Energy Center | Caithness Long Island, LLC | 49950 | NY | MAT | NPCC |  | 22 | 2 | NAICS-22 Non-Cogen | CT | DFO | DFO | NYIS | 16081 | 1426.381 | 2021
Vintage2009 | natural gas combined cycle | TRUE | 56234 | N | . | Caithness Long Island Energy Center | Caithness Long Island, LLC | 49950 | NY | MAT | NPCC |  | 22 | 2 | NAICS-22 Non-Cogen | CT | NG | NG | NYIS | 16798774 | 1480865.6 | 2021
| natural gas combined cycle | FALSE | 56237 | N | . | Lake Side Power Plant | PacifiCorp | 14354 | UT | MTN | WECC |  | 22 | 1 | Electric Utility | CA | NG | NG | PACE | 0 | 2343425 | 2021
Vintage2014 | natural gas combined cycle | TRUE | 56237 | N | . | Lake Side Power Plant | PacifiCorp | 14354 | UT | MTN | WECC |  | 22 | 1 | Electric Utility | CT | NG | NG | PACE | 46350434 | 4045930 | 2021
Vintage2008 | natural gas peaker | TRUE | 56238 | N | . | Groton Generation Station | Basin Electric Power Coop | 1307 | SD | WNC | MRO |  | 22 | 1 | Electric Utility | GT | NG | NG | SWPP | 1838938 | 180712 | 2021
Vintage2005 | natural gas peaker | TRUE | 56239 | N | . | Malaga Power LLC | CalPeak Power, LLC | 59527 | CA | PACC | WECC |  | 22 | 2 | NAICS-22 Non-Cogen | GT | NG | NG | CISO | 249928 | 23893 | 2021
Vintage2006 | onshore wind | TRUE | 56240 | N | . | Buffalo Gap Wind Farm | AES Wind Generation Inc | 19740 | TX | WSC | TRE |  | 22 | 2 | NAICS-22 Non-Cogen | WT | WND | WND | ERCO | 2569173 | 290499 | 2021
| petroleum | FALSE | 56241 | N | . | Cannon Falls Energy Center | Invenergy Services LLC | 49893 | MN | WNC | MRO |  | 22 | 2 | NAICS-22 Non-Cogen | GT | DFO | DFO | MISO | 0 | 0 | 2021
Vintage2008 | natural gas peaker | TRUE | 56241 | N | . | Cannon Falls Energy Center | Invenergy Services LLC | 49893 | MN | WNC | MRO |  | 22 | 2 | NAICS-22 Non-Cogen | GT | NG | NG | MISO | 4078265 | 379024 | 2021
Vintage2001 | petroleum | FALSE | 56242 | N | . | Kindred School | Kindred Public School | 49991 | ND | WNC | MRO |  | 611 | 4 | Commercial NAICS Non-Cogen | IC | DFO | DFO | MISO | 1931 | 450 | 2021
Vintage2001 | petroleum | FALSE | 56244 | N | . | State Auto Insurance | SLB Milbank LLC | 64173 | SD | WNC | MRO |  | 521 | 4 | Commercial NAICS Non-Cogen | IC | DFO | DFO | MISO | 108 | 6 | 2021
Vintage2004 | petroleum | FALSE | 56245 | N | . | Stevens Community Medical Center | Stevens Community Medical Center | 49993 | MN | WNC | MRO |  | 622 | 4 | Commercial NAICS Non-Cogen | IC | DFO | DFO | MISO | 325 | 20 | 2021
Vintage2004 | petroleum | FALSE | 56247 | N | . | West Group Data Center F | Thomson Corp | 18981 | MN | WNC | MRO |  | 518 | 4 | Commercial NAICS Non-Cogen | IC | DFO | DFO | MISO | 3098 | 314 | 2021
Vintage2002 | natural gas peaker | FALSE | 56248 | Y | . | Shell Chemical | Shell Chemical LP - Geismar | 63888 | LA | WSC | SERC |  | 32512 | 7 | Industrial NAICS Cogen | GT | NG | NG | MISO | 2453105 | 538350 | 2021
Vintage0 | petroleum | FALSE | 56249 | N | . | Anson County Generation Facility | North Carolina El Member Corp | 13683 | NC | SAT | SERC |  | 22 | 1 | Electric Utility | GT | DFO | DFO | CPLE | 7831 | 667.824 | 2021
Vintage2007 | natural gas peaker | TRUE | 56249 | N | . | Anson County Generation Facility | North Carolina El Member Corp | 13683 | NC | SAT | SERC |  | 22 | 1 | Electric Utility | GT | NG | NG | CPLE | 1341608 | 114426.18 | 2021
Vintage2013 | biomass | TRUE | 56250 | N | . | Ontario LFGTE | Seneca Energy II | 17283 | NY | MAT | NPCC |  | 22 | 2 | NAICS-22 Non-Cogen | IC | LFG | MLG | NYIS | 1009618 | 81320 | 2021
Vintage2005 | onshore wind | TRUE | 56251 | N | . | Intrepid | MidAmerican Energy Co | 12341 | IA | WNC | MRO |  | 22 | 1 | Electric Utility | WT | WND | WND | MISO | 4662369 | 527179 | 2021
Vintage2007 | onshore wind | TRUE | 56252 | N | . | Century | MidAmerican Energy Co | 12341 | IA | WNC | MRO |  | 22 | 1 | Electric Utility | WT | WND | WND | MISO | 5044441 | 570380 | 2021
Vintage2010 | natural gas peaker | TRUE | 56253 | N | . | Millcreek Power Generation | City of St George | 17874 | UT | MTN | WECC |  | 22 | 1 | Electric Utility | GT | NG | NG | PACE | 1258723 | 127654 | 2021
Vintage2008 | onshore wind | TRUE | 56255 | N | . | Hopkins Ridge Wind | Puget Sound Energy Inc | 15500 | WA | PACC | WECC |  | 22 | 1 | Electric Utility | WT | WND | WND | BPAT | 3680325 | 416138 | 2021
Vintage2002 | petroleum | TRUE | 56258 | N | . | Kapaia Power Station | Kauai Island Utility Cooperative | 10071 | HI | PACN |  |  | 22 | 1 | Electric Utility | GT | DFO | DFO |  | 29013 | 3095.94 | 2021
| petroleum | FALSE | 56258 | N | . | Kapaia Power Station | Kauai Island Utility Cooperative | 10071 | HI | PACN |  |  | 22 | 1 | Electric Utility | GT | JF | WOO |  | 0 | 0 | 2021
Vintage2002 | petroleum | TRUE | 56258 | N | . | Kapaia Power Station | Kauai Island Utility Cooperative | 10071 | HI | PACN |  |  | 22 | 1 | Electric Utility | GT | WO | WOO |  | 1342998 | 143381.06 | 2021
| petroleum | FALSE | 56259 | Y | . | Empire Generating Co LLC | Empire Generating Co LLC | 56480 | NY | MAT | NPCC |  | 22 | 3 | NAICS-22 Cogen | CA | DFO | DFO | NYIS | 0 | 134.346 | 2021
Vintage2010 | natural gas combined cycle | TRUE | 56259 | Y | . | Empire Generating Co LLC | Empire Generating Co LLC | 56480 | NY | MAT | NPCC |  | 22 | 3 | NAICS-22 Cogen | CA | NG | NG | NYIS | 1592311 | 1341752.7 | 2021
Vintage0 | petroleum | FALSE | 56259 | Y | . | Empire Generating Co LLC | Empire Generating Co LLC | 56480 | NY | MAT | NPCC |  | 22 | 3 | NAICS-22 Cogen | CT | DFO | DFO | NYIS | 2748 | 231.731 | 2021
Vintage2010 | natural gas combined cycle | TRUE | 56259 | Y | . | Empire Generating Co LLC | Empire Generating Co LLC | 56480 | NY | MAT | NPCC |  | 22 | 3 | NAICS-22 Cogen | CT | NG | NG | NYIS | 24150566 | 2121446.3 | 2021
Vintage2005 | petroleum | TRUE | 56260 | N | . | High Point, Pump Station Rd | North Carolina Mun Power Agny #1 | 13630 | NC | SAT | SERC |  | 22 | 1 | Electric Utility | IC | DFO | DFO | DUK | 1960 | 129 | 2021
Vintage2005 | petroleum | FALSE | 56261 | N | . | Lexington | North Carolina Mun Power Agny #1 | 13630 | NC | SAT | SERC |  | 22 | 1 | Electric Utility | IC | DFO | DFO | DUK | 74 | -50 | 2021
Vintage2005 | petroleum | TRUE | 56262 | N | . | Gastonia, Tulip Drive | North Carolina Mun Power Agny #1 | 13630 | NC | SAT | SERC |  | 22 | 1 | Electric Utility | IC | DFO | DFO | DUK | 1842 | 101 | 2021
Vintage2006 | petroleum | TRUE | 56263 | N | . | Albemarle Prime Power Park | North Carolina Mun Power Agny #1 | 13630 | NC | SAT | SERC |  | 22 | 1 | Electric Utility | IC | DFO | DFO | DUK | 1823 | 99 | 2021
Vintage2005 | hydro | TRUE | 56265 | N | . | South Fork | Alaska Power and Telephone Co | 219 | AK | PACN |  |  | 22 | 1 | Electric Utility | HY | WAT | HYC |  | 54886 | 6206 | 2021
Vintage2005 | petroleum | TRUE | 56269 | N | . | IBM West | Rochester Public Utilities | 16181 | MN | WNC | MRO |  | 22 | 1 | Electric Utility | IC | DFO | DFO | MISO | 323 | 29 | 2021
Vintage2005 | onshore wind | TRUE | 56270 | N | . | Callahan Divide Wind Energy Center | FPL Energy Callahan Wind, LLC | 50012 | TX | WSC | TRE |  | 22 | 2 | NAICS-22 Non-Cogen | WT | WND | WND | ERCO | 3598357 | 406870 | 2021
Vintage2004 | onshore wind | TRUE | 56271 | N | . | Diablo Winds LLC | Huntsman Wind | 64407 | CA | PACC | WECC |  | 22 | 2 | NAICS-22 Non-Cogen | WT | WND | WND | CISO | 438723 | 49607 | 2021
Vintage2005 | onshore wind | TRUE | 56273 | N | . | Weatherford Wind Energy Center | FPL Energy Weatherford, LLC | 50014 | OK | WSC | MRO |  | 22 | 2 | NAICS-22 Non-Cogen | WT | WND | WND | SWPP | 5506169 | 622588 | 2021
Vintage2004 | petroleum | TRUE | 56274 | N | . | Valley Queen Cheese | Valley Queen Cheese Factory, Inc. | 49988 | SD | WNC | MRO |  | 22 | 2 | NAICS-22 Non-Cogen | IC | DFO | DFO | MISO | 254 | 25 | 2021
Vintage1986 | onshore wind | TRUE | 56275 | N | . | Helzel & Schwarzhoff 86 | Wind Stream Operations LLC | 56899 | CA | PACC | WECC |  | 22 | 2 | NAICS-22 Non-Cogen | WT | WND | WND | CISO | 34846 | 3940 | 2021
Vintage1985 | onshore wind | TRUE | 56276 | N | . | ZCO | Wind Stream Operations LLC | 56899 | CA | PACC | WECC |  | 22 | 2 | NAICS-22 Non-Cogen | WT | WND | WND | CISO | 16741 | 1893 | 2021
Vintage2016 | biomass | TRUE | 56277 | N | . | Bavarian LFGTE | East Kentucky Power Coop, Inc | 5580 | KY | ESC | SERC |  | 22 | 1 | Electric Utility | IC | LFG | MLG | PJM | 375503 | 31066 | 2021
Vintage2003 | biomass | TRUE | 56278 | N | . | Green Valley LFGTE | East Kentucky Power Coop, Inc | 5580 | KY | ESC | SERC |  | 22 | 1 | Electric Utility | IC | LFG | MLG | PJM | 180503 | 15675 | 2021
Vintage2006 | biomass | TRUE | 56279 | N | . | Laurel Ridge LFGTE | East Kentucky Power Coop, Inc | 5580 | KY | ESC | SERC |  | 22 | 1 | Electric Utility | IC | LFG | MLG | PJM | 159002 | 13290 | 2021
Vintage2006 | biomass | TRUE | 56280 | N | . | Hardin County LFGTE | East Kentucky Power Coop, Inc | 5580 | KY | ESC | SERC |  | 22 | 1 | Electric Utility | IC | LFG | MLG | PJM | 135004 | 10341 | 2021
Vintage2006 | natural gas peaker | TRUE | 56283 | N | . | Hargis-Hebert Electric Generating | Lafayette Utilities System | 50111 | LA | WSC | SERC |  | 22 | 1 | Electric Utility | GT | NG | NG | MISO | 372115 | 29.999 | 2021
Vintage0 | natural gas steam turbine | FALSE | 56284 | N | . | Santa Maria EPG | Phillips 66 Company | 50045 | CA | PACC | WECC |  | 32411 | 6 | Industrial NAICS Non-Cogen | ST | NG | NG | CISO | 4905 | 194.71 | 2021
Vintage1995 | other | FALSE | 56284 | N | . | Santa Maria EPG | Phillips 66 Company | 50045 | CA | PACC | WECC |  | 32411 | 6 | Industrial NAICS Non-Cogen | ST | OG | OOG | CISO | 20561 | 816.29 | 2021
Vintage2003 | petroleum | FALSE | 56288 | N | . | Salem Water Plant | City of Salem - (VA) | 16558 | VA | SAT | RFC |  | 22131 | 4 | Commercial NAICS Non-Cogen | IC | DFO | DFO | PJM | 840 | 86 | 2021
Vintage2005 | petroleum | FALSE | 56289 | N | . | Salem Street Dept | City of Salem - (VA) | 16558 | VA | SAT | RFC |  | 811 | 4 | Commercial NAICS Non-Cogen | IC | DFO | DFO | PJM | 1200 | 116 | 2021
Vintage2006 | onshore wind | TRUE | 56290 | N | . | Maple Ridge Wind Farm | Flat Rock Windpower, LLC | 54684 | NY | MAT | NPCC |  | 22 | 2 | NAICS-22 Non-Cogen | WT | WND | WND | NYIS | 5467962 | 618268 | 2021
Vintage2006 | onshore wind | TRUE | 56291 | N | . | Horse Hollow Wind Energy Center | FPL Energy Horse Hollow LLC | 50063 | TX | WSC | TRE |  | 22 | 2 | NAICS-22 Non-Cogen | WT | WND | WND | ERCO | 20464778 | 2313973 | 2021
| petroleum | FALSE | 56292 | N | . | Hamlet Generating Facility | North Carolina El Member Corp | 13683 | NC | SAT | SERC |  | 22 | 1 | Electric Utility | GT | DFO | DFO | CPLE | 0 | 0 | 2021
Vintage2013 | natural gas peaker | TRUE | 56292 | N | . | Hamlet Generating Facility | North Carolina El Member Corp | 13683 | NC | SAT | SERC |  | 22 | 1 | Electric Utility | GT | NG | NG | CPLE | 1259110 | 116313 | 2021
Vintage2005 | onshore wind | TRUE | 56293 | N | . | Caprock Wind Farm | Leeward Asset Management, LLC | 50123 | NM | MTN | MRO |  | 22 | 2 | NAICS-22 Non-Cogen | WT | WND | WND | SWPP | 2485783 | 281070 | 2021
Vintage1967 | other | FALSE | 56294 | N | . | Bayway Refinery | Phillips 66 | 50095 | NJ | MAT | RFC |  | 32411 | 6 | Industrial NAICS Non-Cogen | OT | WH | OTH | PJM | 219465 | 24815 | 2021
Vintage2005 | onshore wind | TRUE | 56295 | N | . | Kumeyaay Wind | Leeward Asset Management, LLC | 50123 | CA | PACC | WECC |  | 22 | 2 | NAICS-22 Non-Cogen | WT | WND | WND | CISO | 1335391 | 150994 | 2021
Vintage2005 | onshore wind | TRUE | 56296 | N | . | Trimont Area Wind Farm | Avangrid Renewables LLC | 15399 | MN | WNC | MRO |  | 22 | 2 | NAICS-22 Non-Cogen | WT | WND | WND | MISO | 3116926 | 352434 | 2021
Vintage2005 | onshore wind | TRUE | 56297 | N | . | Crescent Ridge | Leeward Asset Management, LLC | 50123 | IL | ENC | RFC |  | 22 | 2 | NAICS-22 Non-Cogen | WT | WND | WND | PJM | 768534 | 86899 | 2021
Vintage2007 | natural gas combined cycle | TRUE | 56298 | N | . | Roseville Energy Park | City of Roseville - (CA) | 16295 | CA | PACC | WECC |  | 22 | 1 | Electric Utility | CA | NG | NG | BANC | 207064 | 191923 | 2021
Vintage2007 | natural gas combined cycle | TRUE | 56298 | N | . | Roseville Energy Park | City of Roseville - (CA) | 16295 | CA | PACC | WECC |  | 22 | 1 | Electric Utility | CT | NG | NG | BANC | 4106924 | 321145 | 2021
Vintage2006 | onshore wind | TRUE | 56299 | N | . | Wind Park Bear Creek | Leeward Asset Management, LLC | 50123 | PA | MAT | RFC |  | 22 | 2 | NAICS-22 Non-Cogen | WT | WND | WND | PJM | 548379 | 62006 | 2021
Vintage2006 | onshore wind | TRUE | 56300 | N | . | Jersey-Atlantic Wind Farm | Leeward Asset Management, LLC | 50123 | NJ | MAT | RFC |  | 22 | 2 | NAICS-22 Non-Cogen | WT | WND | WND | PJM | 174484 | 19729 | 2021
Vintage2006 | onshore wind | TRUE | 56301 | N | . | Wolverine Creek | Invenergy Services LLC | 49893 | ID | MTN | WECC |  | 22 | 2 | NAICS-22 Non-Cogen | WT | WND | WND | PACE | 1492868 | 168800 | 2021
Vintage2004 | onshore wind | TRUE | 56302 | N | . | Oasis Wind | Terra-Gen Operating Co-Wind | 2770 | CA | PACC | WECC |  | 22 | 2 | NAICS-22 Non-Cogen | WT | WND | WND | CISO | 354610 | 40096 | 2021
Vintage2005 | onshore wind | TRUE | 56303 | N | . | Elk River Wind | Avangrid Renewables LLC | 15399 | KS | WNC | MRO |  | 22 | 2 | NAICS-22 Non-Cogen | WT | WND | WND | SWPP | 2642959 | 298842 | 2021
Vintage2005 | onshore wind | TRUE | 56304 | N | . | San Juan Mesa Wind Project LLC | NRG Energy Gas & Wind Holdings Inc | 59883 | NM | MTN | MRO |  | 22 | 2 | NAICS-22 Non-Cogen | WT | WND | WND | SWPP | 2277877 | 257562 | 2021
Vintage2004 | onshore wind | TRUE | 56307 | N | . | Adams Wind Farm | Consolidated Edison Development Inc. | 56769 | MN | WNC | MRO |  | 22 | 2 | NAICS-22 Non-Cogen | WT | WND | WND | MISO | 360624 | 40776 | 2021
Vintage2005 | onshore wind | TRUE | 56308 | N | . | Fossil Gulch | Greenbacker Renewable Energy Corporation | 60025 | ID | MTN | WECC |  | 22 | 2 | NAICS-22 Non-Cogen | WT | WND | WND | IPCO | 234976 | 26569 | 2021
| natural gas combined cycle | FALSE | 56309 | Y | . | Trigen St. Louis | Ashley Energy LLC | 50130 | MO | WNC | SERC |  | 22 | 3 | NAICS-22 Cogen | CA | NG | NG | MISO | 0 | 0 | 2021
| natural gas combined cycle | FALSE | 56309 | Y | . | Trigen St. Louis | Ashley Energy LLC | 50130 | MO | WNC | SERC |  | 22 | 3 | NAICS-22 Cogen | CS | NG | NG | MISO | 0 | 0 | 2021
| petroleum | FALSE | 56309 | Y | . | Trigen St. Louis | Ashley Energy LLC | 50130 | MO | WNC | SERC |  | 22 | 3 | NAICS-22 Cogen | IC | DFO | DFO | MISO | 0 | 0 | 2021
| natural gas steam turbine | FALSE | 56309 | Y | . | Trigen St. Louis | Ashley Energy LLC | 50130 | MO | WNC | SERC |  | 22 | 3 | NAICS-22 Cogen | ST | NG | NG | MISO | 0 | 0 | 2021
Vintage2005 | onshore wind | TRUE | 56311 | N | . | Sweetwater Wind 3 LLC | Leeward Asset Management, LLC | 50123 | TX | WSC | TRE |  | 22 | 2 | NAICS-22 Non-Cogen | WT | WND | WND | ERCO | 4334763 | 490136 | 2021
Vintage2005 | natural gas peaker | FALSE | 56312 | Y | . | Shute Creek Facility | Exxon Mobil Production Co | 6529 | WY | MTN | WECC |  | 211 | 7 | Industrial NAICS Cogen | GT | NG | NG | PACE | 3218883 | 489247 | 2021
Vintage0 | other | FALSE | 56312 | Y | . | Shute Creek Facility | Exxon Mobil Production Co | 6529 | WY | MTN | WECC |  | 211 | 7 | Industrial NAICS Cogen | GT | OG | OOG | PACE | 2283157 | 347014 | 2021
| hydro | FALSE | 56313 | N | . | Coleman Falls | Holcomb Rock Company | 50134 | VA | SAT | RFC |  | 32213 | 6 | Industrial NAICS Non-Cogen | HY | WAT | HYC | PJM | 0 | 0 | 2021
| hydro | FALSE | 56314 | N | . | Holcomb Rock | Holcomb Rock Company | 50134 | VA | SAT | RFC |  | 32213 | 6 | Industrial NAICS Non-Cogen | HY | WAT | HYC | PJM | 0 | 0 | 2021
Vintage2008 | geothermal | TRUE | 56317 | N | . | Raft River Geothermal Power Plant | US Geothermal Inc. | 50147 | ID | MTN | WECC |  | 22 | 2 | NAICS-22 Non-Cogen | BT | GEO | GEO | BPAT | 821972 | 92941 | 2021
Vintage0 | natural gas steam turbine | FALSE | 56319 | N | . | Wygen 2 | Black Hills Power, Inc. | 19545 | WY | MTN | WECC |  | 22 | 1 | Electric Utility | ST | NG | NG | WACM | 36819 | 2868.795 | 2021
Vintage2008 | hard coal | TRUE | 56319 | N | . | Wygen 2 | Black Hills Power, Inc. | 19545 | WY | MTN | WECC |  | 22 | 1 | Electric Utility | ST | SUB | COL | WACM | 7857004 | 646151.21 | 2021
Vintage2006 | onshore wind | TRUE | 56320 | N | . | Spring Canyon | Invenergy Services LLC | 49893 | CO | MTN | WECC |  | 22 | 2 | NAICS-22 Non-Cogen | WT | WND | WND | PSCO | 1119021 | 126529 | 2021
Vintage2005 | geothermal | TRUE | 56321 | N | . | Richard Burdette Geothermal | Ormat Nevada Inc | 34691 | NV | MTN | WECC |  | 22 | 2 | NAICS-22 Non-Cogen | BT | GEO | GEO | NEVP | 1028717 | 116318 | 2021
Vintage2007 | solar pv | TRUE | 56322 | N | . | Wild Horse | Puget Sound Energy Inc | 15500 | WA | PACC | WECC |  | 22 | 1 | Electric Utility | PV | SUN | SUN | PSEI | 4280 | 484 | 2021
Vintage2009 | onshore wind | TRUE | 56322 | N | . | Wild Horse | Puget Sound Energy Inc | 15500 | WA | PACC | WECC |  | 22 | 1 | Electric Utility | WT | WND | WND | PSEI | 6314820 | 714023 | 2021
Vintage2006 | biomass | TRUE | 56323 | N | . | Modern Innovative Energy LLC | Innovative Energy Systems Inc | 50158 | NY | MAT | NPCC |  | 22 | 2 | NAICS-22 Non-Cogen | IC | LFG | MLG | NYIS | 368933 | 32591 | 2021
Vintage2016 | biomass | TRUE | 56324 | N | . | Colonie LFGTE Facility | Innovative Energy Systems Inc | 50158 | NY | MAT | NPCC |  | 22 | 2 | NAICS-22 Non-Cogen | IC | LFG | MLG | NYIS | 451308 | 34490 | 2021
Vintage1976 | petroleum | FALSE | 56325 | N | . | Delta Power | Golden Valley Elec Assn Inc | 7353 | AK | PACN |  |  | 22 | 1 | Electric Utility | GT | DFO | DFO |  | 1026 | -121 | 2021
Vintage2013 | natural gas peaker | TRUE | 56326 | N | . | Mustang Station Unit 4 | Golden Spread Electric Cooperative, Inc | 7349 | TX | WSC | MRO |  | 22 | 1 | Electric Utility | GT | NG | NG | SWPP | 4565315 | 401492 | 2021
Vintage2007 | biomass | TRUE | 56327 | N | . | Pendleton County LFGTE | East Kentucky Power Coop, Inc | 5580 | KY | ESC | SERC |  | 22 | 1 | Electric Utility | IC | LFG | MLG | PJM | 286003 | 23967 | 2021
Vintage2007 | natural gas peaker | TRUE | 56328 | N | . | Harry D Mattison Gas Plant | Southwestern Electric Power Co | 17698 | AR | WSC | MRO |  | 22 | 1 | Electric Utility | GT | NG | NG | SWPP | 824734 | 69062 | 2021
Vintage2009 | petroleum | TRUE | 56329 | N | . | Campbell Industrial Park | Hawaiian Electric Co Inc | 19547 | HI | PACN |  |  | 22 | 1 | Electric Utility | GT | DFO | DFO |  | 1590490 | 95062 | 2021
| biomass | FALSE | 56329 | N | . | Campbell Industrial Park | Hawaiian Electric Co Inc | 19547 | HI | PACN |  |  | 22 | 1 | Electric Utility | GT | OBL | ORW |  | 0 | 0 | 2021
Vintage2001 | hydro | TRUE | 56333 | N | . | Gauley River Power Partners | Central Rivers Power WV, LLC | 64079 | WV | SAT | RFC |  | 22 | 2 | NAICS-22 Non-Cogen | HY | WAT | HYC | PJM | 1233341 | 139455 | 2021
Vintage2005 | onshore wind | TRUE | 56335 | N | . | Blue Canyon Windpower II | Blue Canyon Windpower II LLC | 54707 | OK | WSC | MRO |  | 22 | 2 | NAICS-22 Non-Cogen | WT | WND | WND | SWPP | 2466981 | 278944 | 2021
Vintage2006 | onshore wind | TRUE | 56336 | N | . | Aragonne Wind LLC | Leeward Asset Management, LLC | 50123 | NM | MTN | WECC |  | 22 | 2 | NAICS-22 Non-Cogen | WT | WND | WND | PNM | 513669 | 58081 | 2021
Vintage2007 | onshore wind | TRUE | 56337 | N | . | Sweetwater Wind 4 LLC | Leeward Asset Management, LLC | 50123 | TX | WSC | TRE |  | 22 | 2 | NAICS-22 Non-Cogen | WT | WND | WND | ERCO | 5595538 | 632693 | 2021
Vintage2007 | onshore wind | TRUE | 56338 | N | . | High Trail Wind Farm LLC | High Trail Wind Farm LLC | 54709 | IL | ENC | RFC |  | 22 | 2 | NAICS-22 Non-Cogen | WT | WND | WND | PJM | 4781172 | 540612 | 2021
Vintage2006 | petroleum | TRUE | 56339 | N | . | Albemarle Hospital Unit | North Carolina Mun Power Agny #1 | 13630 | NC | SAT | SERC |  | 22 | 1 | Electric Utility | IC | DFO | DFO | DUK | 1030 | 70 | 2021
Vintage2006 | petroleum | TRUE | 56340 | N | . | Cherryville City Hall | North Carolina Mun Power Agny #1 | 13630 | NC | SAT | SERC |  | 22 | 1 | Electric Utility | IC | DFO | DFO | DUK | 856 | 64 | 2021
Vintage2006 | petroleum | TRUE | 56341 | N | . | Lincolnton High School | North Carolina Mun Power Agny #1 | 13630 | NC | SAT | SERC |  | 22 | 1 | Electric Utility | IC | DFO | DFO | DUK | 938 | 41 | 2021
Vintage2006 | petroleum | TRUE | 56342 | N | . | Maiden Community Center | North Carolina Mun Power Agny #1 | 13630 | NC | SAT | SERC |  | 22 | 1 | Electric Utility | IC | DFO | DFO | DUK | 1048 | 68 | 2021
Vintage2006 | petroleum | TRUE | 56343 | N | . | Monroe Middle School | North Carolina Mun Power Agny #1 | 13630 | NC | SAT | SERC |  | 22 | 1 | Electric Utility | IC | DFO | DFO | DUK | 957 | 54 | 2021
Vintage2006 | petroleum | FALSE | 56344 | N | . | Morganton Station 5 | North Carolina Mun Power Agny #1 | 13630 | NC | SAT | SERC |  | 22 | 1 | Electric Utility | IC | DFO | DFO | DUK | 43 | -31 | 2021
Vintage2006 | petroleum | FALSE | 56345 | N | . | Pineville Delivery 2 | North Carolina Mun Power Agny #1 | 13630 | NC | SAT | SERC |  | 22 | 1 | Electric Utility | IC | DFO | DFO | DUK | 37 | -34 | 2021
Vintage2005 | natural gas peaker | TRUE | 56346 | N | . | Bear Valley Power Plant | Bear Valley Electric Service | 17612 | CA | PACC | WECC |  | 22 | 1 | Electric Utility | IC | NG | NG | CISO | 17521 | 1906 | 2021
Vintage2008 | onshore wind | TRUE | 56347 | N | . | Cedar Ridge | Wisconsin Power & Light Co | 20856 | WI | ENC | MRO |  | 22 | 1 | Electric Utility | WT | WND | WND | MISO | 1456049 | 164637 | 2021
Vintage2006 | petroleum | TRUE | 56348 | N | . | Laverne Diesel Generating Plant | Town of Laverne - (OK) | 10777 | OK | WSC | MRO |  | 22 | 1 | Electric Utility | IC | DFO | DFO | SWPP | 2302 | 277 | 2021
Vintage2008 | natural gas combined cycle | TRUE | 56349 | N | . | Quail Run Energy Center | CER Quail Run Energy Partners LP | 56766 | TX | WSC | TRE |  | 22 | 2 | NAICS-22 Non-Cogen | CA | NG | NG | ERCO | 50484 | 174421 | 2021
Vintage2007 | natural gas combined cycle | TRUE | 56349 | N | . | Quail Run Energy Center | CER Quail Run Energy Partners LP | 56766 | TX | WSC | TRE |  | 22 | 2 | NAICS-22 Non-Cogen | CT | NG | NG | ERCO | 4283944 | 322640 | 2021
Vintage2008 | natural gas combined cycle | TRUE | 56350 | N | . | Colorado Bend Energy Center | CER Colorado Bend Energy Partners LP | 56765 | TX | WSC | TRE |  | 22 | 2 | NAICS-22 Non-Cogen | CA | NG | NG | ERCO | 282114 | 828190 | 2021
Vintage2002 | natural gas combined cycle | TRUE | 56350 | N | . | Colorado Bend Energy Center | CER Colorado Bend Energy Partners LP | 56765 | TX | WSC | TRE |  | 22 | 2 | NAICS-22 Non-Cogen | CT | NG | NG | ERCO | 18047941 | 1302727 | 2021
Vintage2010 | onshore wind | TRUE | 56351 | N | . | Spearville | Evergy Metro | 10000 | KS | WNC | MRO |  | 22 | 1 | Electric Utility | WT | WND | WND | SWPP | 1846628 | 208800 | 2021
Vintage2009 | onshore wind | TRUE | 56355 | N | . | Whispering Willow Wind Farm - East | Interstate Power and Light Co | 9417 | IA | WNC | MRO |  | 22 | 1 | Electric Utility | WT | WND | WND | MISO | 3476416 | 393082 | 2021
| natural gas combined cycle | FALSE | 56356 | Y | . | Clearwater Power Plant | City of Riverside - (CA) | 16088 | CA | PACC | WECC |  | 22 | 1 | Electric Utility | CA | NG | NG | CISO | 0 | 3197 | 2021
Vintage2005 | natural gas combined cycle | TRUE | 56356 | Y | . | Clearwater Power Plant | City of Riverside - (CA) | 16088 | CA | PACC | WECC |  | 22 | 1 | Electric Utility | CT | NG | NG | CISO | 102820 | 10665 | 2021
Vintage2006 | onshore wind | TRUE | 56357 | N | . | FPL Energy Burleigh County Wind | FPL Energy Burleigh County Wind LLC | 54717 | ND | WNC | MRO |  | 22 | 2 | NAICS-22 Non-Cogen | WT | WND | WND | MISO | 1690680 | 191167 | 2021
Vintage2005 | onshore wind | TRUE | 56359 | N | . | Klondike Windpower II | Avangrid Renewables LLC | 15399 | OR | PACC | WECC |  | 22 | 2 | NAICS-22 Non-Cogen | WT | WND | WND | AVRN | 2350435 | 265766 | 2021
Vintage2006 | onshore wind | TRUE | 56360 | N | . | Leaning Juniper | PacifiCorp | 14354 | OR | PACC | WECC |  | 22 | 1 | Electric Utility | WT | WND | WND | BPAT | 2596961 | 293641 | 2021
Vintage2006 | onshore wind | TRUE | 56361 | N | . | Big Horn Wind Project | Avangrid Renewables LLC | 15399 | WA | PACC | WECC |  | 22 | 2 | NAICS-22 Non-Cogen | WT | WND | WND | AVRN | 4926018 | 556990 | 2021
Vintage2006 | onshore wind | TRUE | 56362 | N | . | Shiloh I Wind Project | Avangrid Renewables LLC | 15399 | CA | PACC | WECC |  | 22 | 2 | NAICS-22 Non-Cogen | WT | WND | WND | CISO | 4167311 | 471202 | 2021
Vintage2005 | petroleum | TRUE | 56363 | N | . | Danville New Design Plant | City of Danville - (VA) | 4794 | VA | SAT | RFC |  | 22 | 1 | Electric Utility | IC | DFO | DFO | PJM | 1190 | 109.76 | 2021
Vintage2005 | petroleum | TRUE | 56364 | N | . | Danville Kentuck Road Plant | City of Danville - (VA) | 4794 | VA | SAT | RFC |  | 22 | 1 | Electric Utility | IC | DFO | DFO | PJM | 1006 | 116.62 | 2021
Vintage2004 | petroleum | TRUE | 56367 | N | . | Electric Avenue Facility | Town of Culpeper- (VA) | 4619 | VA | SAT | SERC |  | 22 | 1 | Electric Utility | IC | DFO | DFO | PJM | 4905 | 475 | 2021
Vintage2007 | petroleum | TRUE | 56368 | N | . | Water Treatment Plant Generators | City of Manassas - (VA) | 11560 | VA | SAT | SERC |  | 22 | 1 | Electric Utility | IC | DFO | DFO | PJM | 6 | 1 | 2021
Vintage2007 | onshore wind | TRUE | 56369 | N | . | Casselman Wind Power Project | Avangrid Renewables LLC | 15399 | PA | MAT | RFC |  | 22 | 2 | NAICS-22 Non-Cogen | WT | WND | WND | PJM | 777616 | 87926 | 2021
Vintage2007 | onshore wind | TRUE | 56371 | N | . | Cedar Creek Wind | Leeward Asset Management, LLC | 50123 | CO | MTN | WECC |  | 22 | 2 | NAICS-22 Non-Cogen | WT | WND | WND | PSCO | 4566857 | 516379 | 2021
Vintage2007 | onshore wind | TRUE | 56372 | N | . | Sweetwater Wind 5 | Leeward Asset Management, LLC | 50123 | TX | WSC | TRE |  | 22 | 2 | NAICS-22 Non-Cogen | WT | WND | WND | ERCO | 1527218 | 172684 | 2021
Vintage2006 | natural gas peaker | TRUE | 56374 | Y | . | Robert Mueller Energy Center | Austin Energy | 1015 | TX | WSC | TRE |  | 22 | 1 | Electric Utility | GT | NG | NG | ERCO | 271846 | 23555 | 2021
Vintage2006 | petroleum | TRUE | 56374 | Y | . | Robert Mueller Energy Center | Austin Energy | 1015 | TX | WSC | TRE |  | 22 | 1 | Electric Utility | IC | DFO | DFO | ERCO | 176 | 18 | 2021
Vintage2005 | onshore wind | TRUE | 56376 | N | . | Pike County Wind Power | Illinois Rural Electric Coop | 9209 | IL | ENC | SERC |  | 22 | 1 | Electric Utility | WT | WND | WND | MISO | 18403 | 2081 | 2021
Vintage2005 | onshore wind | TRUE | 56377 | N | . | Judith Gap Wind Energy Center | Invenergy Services LLC | 49893 | MT | MTN | WECC |  | 22 | 2 | NAICS-22 Non-Cogen | WT | WND | WND | NWMT | 4069106 | 460098 | 2021
Vintage2007 | onshore wind | TRUE | 56378 | N | . | Pakini Nui Wind Farm | Apollo Energy Corp | 794 | HI | PACN |  |  | 22 | 2 | NAICS-22 Non-Cogen | WT | WND | WND |  | 1068000 | 120760 | 2021
Vintage2006 | onshore wind | TRUE | 56379 | N | . | Victory Wind Farm | MidAmerican Energy Co | 12341 | IA | WNC | MRO |  | 22 | 1 | Electric Utility | WT | WND | WND | MISO | 3396858 | 384086 | 2021
Vintage2006 | onshore wind | TRUE | 56380 | N | . | Centennial Wind Farm | Oklahoma Gas & Electric Co | 14063 | OK | WSC | MRO |  | 22 | 1 | Electric Utility | WT | WND | WND | SWPP | 1125081 | 127214 | 2021
Vintage2008 | onshore wind | TRUE | 56383 | N | . | Northern Iowa Windpower II | Avangrid Renewables LLC | 15399 | IA | WNC | MRO |  | 22 | 2 | NAICS-22 Non-Cogen | WT | WND | WND | MISO | 944770 | 106826 | 2021
Vintage2008 | onshore wind | TRUE | 56386 | N | . | Top of Iowa Windfarm III | Madison Gas & Electric Co | 11479 | IA | WNC | MRO |  | 22 | 1 | Electric Utility | WT | WND | WND | MISO | 353795 | 40004 | 2021
Vintage2008 | onshore wind | TRUE | 56391 | N | . | Blue Sky Green Field Wind Project | Wisconsin Electric Power Co | 20847 | WI | ENC | RFC |  | 22 | 1 | Electric Utility | WT | WND | WND | MISO | 2649936 | 299631 | 2021
Vintage2006 | onshore wind | TRUE | 56392 | N | . | FPL Energy Oliver Wind I LLC | FPL Energy Oliver County Wind | 55696 | ND | WNC | MRO |  | 22 | 2 | NAICS-22 Non-Cogen | WT | WND | WND | MISO | 1608645 | 181891 | 2021
Vintage2006 | onshore wind | TRUE | 56394 | N | . | Forest Creek Wind Farm LLC | RWE Renewables Americas LLC | 56215 | TX | WSC | TRE |  | 22 | 2 | NAICS-22 Non-Cogen | WT | WND | WND | ERCO | 2400263 | 271400 | 2021
Vintage2007 | onshore wind | TRUE | 56395 | N | . | Mesquite Wind Power LLC | Mesquite Wind LLC | 54759 | TX | WSC | TRE |  | 22 | 2 | NAICS-22 Non-Cogen | WT | WND | WND | ERCO | 4216006 | 476708 | 2021
Vintage2000 | natural gas peaker | TRUE | 56397 | N | . | Hunlock Unit 4 | Hunlock Energy, LLC | 61319 | PA | MAT | RFC |  | 22 | 2 | NAICS-22 Non-Cogen | GT | NG | NG | PJM | 349250 | 34870.999 | 2021
Vintage2008 | onshore wind | TRUE | 56399 | N | . | Lempster Wind LLC | Avangrid Renewables LLC | 15399 | NH | NEW | NPCC |  | 22 | 2 | NAICS-22 Non-Cogen | WT | WND | WND | ISNE | 546551 | 61799 | 2021
| petroleum | FALSE | 56400 | N | . | Treasure Coast Energy Center | Fort Pierce Utilities Authority | 6616 | FL | SAT | SERC |  | 22 | 1 | Electric Utility | CA | DFO | DFO | FMPP | 0 | 0 | 2021
Vintage2008 | natural gas combined cycle | TRUE | 56400 | N | . | Treasure Coast Energy Center | Fort Pierce Utilities Authority | 6616 | FL | SAT | SERC |  | 22 | 1 | Electric Utility | CA | NG | NG | FMPP | 504351 | 713431 | 2021
| petroleum | FALSE | 56400 | N | . | Treasure Coast Energy Center | Fort Pierce Utilities Authority | 6616 | FL | SAT | SERC |  | 22 | 1 | Electric Utility | CT | DFO | DFO | FMPP | 0 | 0 | 2021
Vintage2008 | natural gas combined cycle | TRUE | 56400 | N | . | Treasure Coast Energy Center | Fort Pierce Utilities Authority | 6616 | FL | SAT | SERC |  | 22 | 1 | Electric Utility | CT | NG | NG | FMPP | 12842952 | 1125687 | 2021
Vintage2006 | biomass | TRUE | 56404 | N | . | Noble Hill Landfill | City Utilities of Springfield - (MO) | 17833 | MO | WNC | MRO |  | 22 | 1 | Electric Utility | IC | LFG | MLG | SWPP | 127867 | 12573 | 2021
Vintage0 | natural gas steam turbine | FALSE | 56405 | N | . | Nevada Solar One | Acciona Solar Power | 55744 | NV | MTN | WECC |  | 22 | 2 | NAICS-22 Non-Cogen | ST | NG | NG | NEVP | 25665 | 2024 | 2021
Vintage2007 | solar thermal | TRUE | 56405 | N | . | Nevada Solar One | Acciona Solar Power | 55744 | NV | MTN | WECC |  | 22 | 2 | NAICS-22 Non-Cogen | ST | SUN | SUN | NEVP | 846449 | 95709 | 2021
Vintage2007 | biomass | TRUE | 56406 | Y | . | Sierra Pacific Burlington Facility | Sierra Pacific Industries | 17164 | WA | PACC | WECC |  | 321 | 7 | Industrial NAICS Cogen | ST | WDS | WWW | PSEI | 696214 | 153223 | 2021
| petroleum | FALSE | 56407 | N | . | West County Energy Center | Florida Power & Light Co | 6452 | FL | SAT | SERC |  | 22 | 1 | Electric Utility | CA | DFO | DFO | FPL | 0 | 5033.956 | 2021
| natural gas combined cycle | FALSE | 56407 | N | . | West County Energy Center | Florida Power & Light Co | 6452 | FL | SAT | SERC |  | 22 | 1 | Electric Utility | CA | NG | NG | FPL | 0 | 7311673 | 2021
Vintage0 | petroleum | FALSE | 56407 | N | . | West County Energy Center | Florida Power & Light Co | 6452 | FL | SAT | SERC |  | 22 | 1 | Electric Utility | CT | DFO | DFO | FPL | 98835 | 9059.841 | 2021
Vintage2011 | natural gas combined cycle | TRUE | 56407 | N | . | West County Energy Center | Florida Power & Light Co | 6452 | FL | SAT | SERC |  | 22 | 1 | Electric Utility | CT | NG | NG | FPL | 141480876 | 13001237 | 2021
Vintage2007 | onshore wind | TRUE | 56408 | N | . | Agriwind | AgriWind Project, LLC | 54789 | IL | ENC | RFC |  | 22 | 2 | NAICS-22 Non-Cogen | WT | WND | WND | MISO | 123885 | 14008 | 2021
Vintage2004 | onshore wind | TRUE | 56409 | N | . | Stahl Wind Energy | Longroad Energy Services LLC | 61219 | MN | WNC | MRO |  | 22 | 2 | NAICS-22 Non-Cogen | WT | WND | WND | MISO | 42539 | 4810 | 2021
Vintage2004 | onshore wind | TRUE | 56410 | N | . | Carstensen Wind | Longroad Energy Services LLC | 61219 | MN | WNC | MRO |  | 22 | 2 | NAICS-22 Non-Cogen | WT | WND | WND | MISO | 32776 | 3706 | 2021
Vintage2004 | onshore wind | TRUE | 56411 | N | . | Northern Lights Wind LLC | Longroad Energy Services LLC | 61219 | MN | WNC | MRO |  | 22 | 2 | NAICS-22 Non-Cogen | WT | WND | WND | MISO | 40000 | 4523 | 2021
Vintage2004 | onshore wind | TRUE | 56412 | N | . | Lucky Wind | Longroad Energy Services LLC | 61219 | MN | WNC | MRO |  | 22 | 2 | NAICS-22 Non-Cogen | WT | WND | WND | MISO | 38434 | 4346 | 2021
Vintage2004 | onshore wind | TRUE | 56413 | N | . | Greenback Energy | Longroad Energy Services LLC | 61219 | MN | WNC | MRO |  | 22 | 2 | NAICS-22 Non-Cogen | WT | WND | WND | MISO | 36137 | 4086 | 2021
Vintage2005 | onshore wind | TRUE | 56414 | N | . | Redwood Falls Wind | Southern Minnesota Mun P Agny | 40580 | MN | WNC | MRO |  | 22 | 1 | Electric Utility | WT | WND | WND | MISO | 83469 | 9438 | 2021
Vintage2005 | onshore wind | TRUE | 56415 | N | . | Fairmont Wind | Southern Minnesota Mun P Agny | 40580 | MN | WNC | MRO |  | 22 | 1 | Electric Utility | WT | WND | WND | MISO | 122321 | 13831 | 2021
Vintage2008 | onshore wind | TRUE | 56416 | N | . | Michigan Wind 1 | Michigan Wind 1, LLC | 54800 | MI | ENC | RFC |  | 22 | 2 | NAICS-22 Non-Cogen | WT | WND | WND | MISO | 1312042 | 148354 | 2021
Vintage2008 | biomass | TRUE | 56419 | N | . | Beecher Gas Recovery | Will County Energy LLC | 60539 | IL | ENC | RFC |  | 22 | 2 | NAICS-22 Non-Cogen | IC | LFG | MLG | PJM | 114355 | 5515 | 2021
Vintage2006 | petroleum | TRUE | 56420 | N | . | Renick Run Pumping Station 03-04 | City of Columbus - (OH) | 4065 | OH | ENC | RFC |  | 22 | 1 | Electric Utility | IC | DFO | DFO | PJM | 78 | 9.8 | 2021
Vintage2008 | petroleum | TRUE | 56421 | N | . | PS ST-8 Engine No 1 | City of Columbus - (OH) | 4065 | OH | ENC | RFC |  | 22 | 1 | Electric Utility | IC | DFO | DFO | PJM | 54 | 6.86 | 2021
Vintage2008 | petroleum | TRUE | 56422 | N | . | ST-1/1A Engine No 1 | City of Columbus - (OH) | 4065 | OH | ENC | RFC |  | 22 | 1 | Electric Utility | IC | DFO | DFO | PJM | 60 | 1.96 | 2021
Vintage2008 | petroleum | TRUE | 56423 | N | . | Dodge Park Engine No 1 | City of Columbus - (OH) | 4065 | OH | ENC | RFC |  | 22 | 1 | Electric Utility | IC | DFO | DFO | PJM | 78 | 6.86 | 2021
Vintage2006 | onshore wind | TRUE | 56424 | N | . | Mower County Wind Energy Center | Northern States Power Co - Minnesota | 13781 | MN | WNC | MRO |  | 22 | 1 | Electric Utility | WT | WND | WND | MISO | 239424 | 27072 | 2021
Vintage2010 | biomass | TRUE | 56426 | N | . | Ameresco Chicopee Energy | AMERESCO Chicopee Energy LLC | 54812 | MA | NEW | NPCC |  | 22 | 2 | NAICS-22 Non-Cogen | IC | LFG | MLG | ISNE | 293566 | 26223 | 2021
Vintage2004 | biomass | TRUE | 56427 | N | . | Ameresco Janesville | AMERESCO Janesville LLC | 54813 | WI | ENC | MRO |  | 22 | 2 | NAICS-22 Non-Cogen | IC | LFG | MLG | MISO | 139011 | 9016 | 2021
Vintage2006 | biomass | TRUE | 56428 | N | . | Ameresco Santa Cruz Energy | AMERESCO Santa Cruz Energy LLC | 54814 | CA | PACC | WECC |  | 22 | 2 | NAICS-22 Non-Cogen | IC | LFG | MLG | CISO | 226141 | 18546 | 2021
Vintage2010 | biomass | TRUE | 56429 | N | . | Ameresco Delaware South | AMERESCO Delaware South | 54815 | DE | SAT | RFC |  | 22 | 2 | NAICS-22 Non-Cogen | IC | LFG | MLG | PJM | 343285 | 32160 | 2021
Vintage2014 | biomass | TRUE | 56430 | N | . | Ameresco Delaware Central | AMERESCO Delaware Central | 54816 | DE | SAT | RFC |  | 22 | 2 | NAICS-22 Non-Cogen | IC | LFG | MLG | PJM | 328841 | 30241 | 2021
Vintage2007 | onshore wind | TRUE | 56432 | N | . | Wildorado Wind LLC | Wildorado Wind, LLC | 64668 | TX | WSC | MRO |  | 22 | 2 | NAICS-22 Non-Cogen | WT | WND | WND | SWPP | 6071787 | 686543 | 2021
Vintage2009 | onshore wind | TRUE | 56433 | N | . | Pine Tree Wind Power Project | Los Angeles Department of Water & Power | 11208 | CA | PACC | WECC |  | 22 | 1 | Electric Utility | WT | WND | WND | LDWP | 1907677 | 215703 | 2021
Vintage2011 | onshore wind | TRUE | 56434 | N | . | Burley Butte Windpark | Idaho Wind Partners 1 LLC | 56592 | ID | MTN | WECC |  | 22 | 2 | NAICS-22 Non-Cogen | WT | WND | WND | IPCO | 568890 | 64325 | 2021
Vintage2011 | onshore wind | TRUE | 56435 | N | . | Golden Valley Wind Park LLC | Idaho Wind Partners 1 LLC | 56592 | ID | MTN | WECC |  | 22 | 2 | NAICS-22 Non-Cogen | WT | WND | WND | IPCO | 310042 | 35057 | 2021
Vintage2011 | onshore wind | TRUE | 56437 | N | . | Milner Dam Wind Park LLC | Idaho Wind Partners 1 LLC | 56592 | ID | MTN | WECC |  | 22 | 2 | NAICS-22 Non-Cogen | WT | WND | WND | IPCO | 521459 | 58962 | 2021
Vintage2011 | onshore wind | TRUE | 56439 | N | . | Oregon Trail Wind Park | Idaho Wind Partners 1 LLC | 56592 | ID | MTN | WECC |  | 22 | 2 | NAICS-22 Non-Cogen | WT | WND | WND | IPCO | 364275 | 41189 | 2021
Vintage2011 | onshore wind | TRUE | 56440 | N | . | Pilgrim Stage Wind Park | Idaho Wind Partners 1 LLC | 56592 | ID | MTN | WECC |  | 22 | 2 | NAICS-22 Non-Cogen | WT | WND | WND | IPCO | 313051 | 35397 | 2021
Vintage2011 | onshore wind | TRUE | 56441 | N | . | Salmon Falls Wind Park | Idaho Wind Partners 1 LLC | 56592 | ID | MTN | WECC |  | 22 | 2 | NAICS-22 Non-Cogen | WT | WND | WND | IPCO | 585737 | 66230 | 2021
Vintage2011 | onshore wind | TRUE | 56442 | N | . | Thousand Springs Wind Park | Idaho Wind Partners 1 LLC | 56592 | ID | MTN | WECC |  | 22 | 2 | NAICS-22 Non-Cogen | WT | WND | WND | IPCO | 303589 | 34327 | 2021
Vintage2011 | onshore wind | TRUE | 56443 | N | . | Tuana Gulch Wind Park | Idaho Wind Partners 1 LLC | 56592 | ID | MTN | WECC |  | 22 | 2 | NAICS-22 Non-Cogen | WT | WND | WND | IPCO | 286475 | 32392 | 2021
| petroleum | FALSE | 56445 | N | . | Spindle Hill Energy Center | Invenergy Services LLC | 49893 | CO | MTN | WECC |  | 22 | 2 | NAICS-22 Non-Cogen | GT | DFO | DFO | PSCO | 0 | 0 | 2021
Vintage2007 | natural gas peaker | TRUE | 56445 | N | . | Spindle Hill Energy Center | Invenergy Services LLC | 49893 | CO | MTN | WECC |  | 22 | 2 | NAICS-22 Non-Cogen | GT | NG | NG | PSCO | 2753272 | 237968 | 2021
Vintage2006 | onshore wind | TRUE | 56446 | N | . | Buena Vista Energy LLC | Leeward Asset Management, LLC | 50123 | CA | PACC | WECC |  | 22 | 2 | NAICS-22 Non-Cogen | WT | WND | WND | CISO | 903980 | 102214 | 2021
| onshore wind | FALSE | 56447 | N | . | Hawi Wind Farm | EDF Renewable Asset Holdings, Inc. | 57170 | HI | PACN |  |  | 22 | 2 | NAICS-22 Non-Cogen | WT | WND | WND |  | 0 | 0 | 2021
Vintage2007 | onshore wind | TRUE | 56448 | N | . | Mars Hill Wind Farm Project | Evergreen Wind, LLC | 59155 | ME | NEW | NPCC |  | 22 | 2 | NAICS-22 Non-Cogen | WT | WND | WND | NBSO | 1025045 | 115903 | 2021
Vintage2006 | onshore wind | TRUE | 56449 | N | . | Kaheawa Pastures Wind Farm Hybrid | Evergreen Wind, LLC | 59155 | HI | PACN |  |  | 22 | 2 | NAICS-22 Non-Cogen | WT | WND | WND |  | 975466 | 110297 | 2021
Vintage2007 | onshore wind | TRUE | 56450 | N | . | GSG LLC | Leeward Asset Management, LLC | 50123 | IL | ENC | RFC |  | 22 | 2 | NAICS-22 Non-Cogen | WT | WND | WND | PJM | 903981 | 102214 | 2021
Vintage2007 | onshore wind | TRUE | 56451 | N | . | Allegheny Ridge Wind Farm | Leeward Asset Management, LLC | 50123 | PA | MAT | RFC |  | 22 | 2 | NAICS-22 Non-Cogen | WT | WND | WND | PJM | 1736129 | 196306 | 2021
Vintage0 | petroleum | FALSE | 56456 | N | . | Plum Point Energy Station | NRG Energy Services - Plum Point | 58905 | AR | WSC | SERC |  | 22 | 2 | NAICS-22 Non-Cogen | ST | DFO | DFO | MISO | 118621 | 11891.168 | 2021
Vintage2010 | hard coal | TRUE | 56456 | N | . | Plum Point Energy Station | NRG Energy Services - Plum Point | 58905 | AR | WSC | SERC |  | 22 | 2 | NAICS-22 Non-Cogen | ST | SUB | COL | MISO | 40237121 | 4034327.8 | 2021
Vintage2006 | onshore wind | TRUE | 56457 | N | . | Post Wind Farm LP | FPL Energy Red Canyon LLC | 54870 | TX | WSC | TRE |  | 22 | 2 | NAICS-22 Non-Cogen | WT | WND | WND | ERCO | 1734351 | 196105 | 2021
Vintage2008 | natural gas combined cycle | TRUE | 56458 | N | . | Hobbs Generating Station | Lea Power Partners LLC | 54874 | NM | MTN | MRO |  | 22 | 2 | NAICS-22 Non-Cogen | CA | NG | NG | SWPP | 1121484 | 1284761 | 2021
Vintage2008 | natural gas combined cycle | TRUE | 56458 | N | . | Hobbs Generating Station | Lea Power Partners LLC | 54874 | NM | MTN | MRO |  | 22 | 2 | NAICS-22 Non-Cogen | CT | NG | NG | SWPP | 24277713 | 2090138 | 2021
| natural gas peaker | FALSE | 56458 | N | . | Hobbs Generating Station | Lea Power Partners LLC | 54874 | NM | MTN | MRO |  | 22 | 2 | NAICS-22 Non-Cogen | GT | NG | NG | SWPP | 0 | 0 | 2021
Vintage2008 | onshore wind | TRUE | 56459 | N | . | MinnDakota Wind LLC | Avangrid Renewables LLC | 15399 | MN | WNC | MRO |  | 22 | 2 | NAICS-22 Non-Cogen | WT | WND | WND | MISO | 2612341 | 295380 | 2021
Vintage2007 | onshore wind | TRUE | 56460 | N | . | Twin Buttes Wind Project | Avangrid Renewables LLC | 15399 | CO | MTN | WECC |  | 22 | 2 | NAICS-22 Non-Cogen | WT | WND | WND | PSCO | 1513784 | 171165 | 2021
Vintage2007 | biomass | TRUE | 56461 | N | . | Dry Creek LFG to Energy Project | Oregon Environmental Industries LLC | 54878 | OR | PACC | WECC |  | 562212 | 4 | Commercial NAICS Non-Cogen | IC | LFG | MLG | PACW | 265091 | 20724 | 2021
| natural gas peaker | FALSE | 56461 | N | . | Dry Creek LFG to Energy Project | Oregon Environmental Industries LLC | 54878 | OR | PACC | WECC |  | 562212 | 4 | Commercial NAICS Non-Cogen | IC | NG | NG | PACW | 0 | 0 | 2021
| petroleum | FALSE | 56462 | N | . | Geneva Generation Facility | City of Geneva- (IL) | 7096 | IL | ENC | RFC |  | 22 | 1 | Electric Utility | IC | DFO | DFO | PJM | 0 | 0 | 2021
Vintage2005 | natural gas peaker | TRUE | 56462 | N | . | Geneva Generation Facility | City of Geneva- (IL) | 7096 | IL | ENC | RFC |  | 22 | 1 | Electric Utility | IC | NG | NG | PJM | 37477 | 4355 | 2021
Vintage2003 | biomass | TRUE | 56463 | N | . | Oak Ridge LFGTE | Wabash Valley Power Assn, Inc | 40211 | IN | ENC | RFC |  | 22 | 1 | Electric Utility | IC | LFG | MLG | MISO | 289169 | 23367 | 2021
Vintage2005 | biomass | TRUE | 56464 | N | . | Jay County LFGTE | Wabash Valley Power Assn, Inc | 40211 | IN | ENC | RFC |  | 22 | 1 | Electric Utility | IC | LFG | MLG | PJM | 246519 | 19921 | 2021
Vintage2017 | biomass | TRUE | 56465 | N | . | Liberty I & II LFGTE | Wabash Valley Power Assn, Inc | 40211 | IN | ENC | RFC |  | 22 | 1 | Electric Utility | IC | LFG | MLG | MISO | 1000792 | 88914 | 2021
Vintage2008 | onshore wind | TRUE | 56466 | N | . | Marengo Wind Plant | PacifiCorp | 14354 | WA | PACC | WECC |  | 22 | 1 | Electric Utility | WT | WND | WND | PACW | 6476321 | 732284 | 2021
Vintage2013 | natural gas combined cycle | TRUE | 56467 | N | . | Russell City Energy Center | Russell City Energy Company LLC | 54890 | CA | PACC | WECC |  | 22 | 2 | NAICS-22 Non-Cogen | CA | NG | NG | CISO | 48270 | 115504 | 2021
Vintage2013 | natural gas combined cycle | TRUE | 56467 | N | . | Russell City Energy Center | Russell City Energy Company LLC | 54890 | CA | PACC | WECC |  | 22 | 2 | NAICS-22 Non-Cogen | CT | NG | NG | CISO | 2697793 | 235811 | 2021
Vintage2008 | onshore wind | TRUE | 56468 | N | . | Klondike Windpower III | Avangrid Renewables LLC | 15399 | OR | PACC | WECC |  | 22 | 2 | NAICS-22 Non-Cogen | WT | WND | WND | AVRN | 7545568 | 853185 | 2021
Vintage2010 | biomass | TRUE | 56469 | Y | . | Roseburg Forest Products Biomass | Roseburg Forest Products | 54894 | CA | PACC | WECC |  | 321 | 7 | Industrial NAICS Cogen | ST | WDS | WWW | PACW | 242170 | 48390 | 2021
Vintage2007 | onshore wind | TRUE | 56470 | N | . | Locust Ridge | Avangrid Renewables LLC | 15399 | PA | MAT | RFC |  | 22 | 2 | NAICS-22 Non-Cogen | WT | WND | WND | PJM | 492540 | 55692 | 2021
Vintage2012 | natural gas peaker | TRUE | 56471 | N | . | McGrath Peaker | Southern California Edison Co | 17609 | CA | PACC | WECC |  | 22 | 1 | Electric Utility | GT | NG | NG | CISO | 111611 | 10637.999 | 2021
| other | FALSE | 56472 | N | . | Grapeland Hybrid | Southern California Edison Co | 17609 | CA | PACC | WECC |  | 22 | 1 | Electric Utility | BA | MWH | OTH | CISO | 0 | 0 | 2021
Vintage2007 | natural gas peaker | TRUE | 56472 | N | . | Grapeland Hybrid | Southern California Edison Co | 17609 | CA | PACC | WECC |  | 22 | 1 | Electric Utility | GT | NG | NG | CISO | 251392 | 22503.999 | 2021
Vintage2007 | natural gas peaker | TRUE | 56473 | N | . | Mira Loma Peaker | Southern California Edison Co | 17609 | CA | PACC | WECC |  | 22 | 1 | Electric Utility | GT | NG | NG | CISO | 245218 | 23935 | 2021
Vintage2007 | natural gas peaker | TRUE | 56474 | N | . | Barre Peaker | Southern California Edison Co | 17609 | CA | PACC | WECC |  | 22 | 1 | Electric Utility | GT | NG | NG | CISO | 285165 | 28002.998 | 2021
| other | FALSE | 56475 | N | . | Center Hybrid | Southern California Edison Co | 17609 | CA | PACC | WECC |  | 22 | 1 | Electric Utility | BA | MWH | OTH | CISO | 0 | 0 | 2021
Vintage2007 | natural gas peaker | TRUE | 56475 | N | . | Center Hybrid | Southern California Edison Co | 17609 | CA | PACC | WECC |  | 22 | 1 | Electric Utility | GT | NG | NG | CISO | 255357 | 22631.002 | 2021
Vintage2009 | natural gas combined cycle | TRUE | 56476 | N | . | Gateway Generating Station | Pacific Gas & Electric Co. | 14328 | CA | PACC | WECC |  | 22 | 1 | Electric Utility | CA | NG | NG | CISO | 1202034 | 1274022 | 2021
| biomass | FALSE | 56476 | N | . | Gateway Generating Station | Pacific Gas & Electric Co. | 14328 | CA | PACC | WECC |  | 22 | 1 | Electric Utility | CA | OBG | ORW | CISO | 0 | 0 | 2021
Vintage2009 | natural gas combined cycle | TRUE | 56476 | N | . | Gateway Generating Station | Pacific Gas & Electric Co. | 14328 | CA | PACC | WECC |  | 22 | 1 | Electric Utility | CT | NG | NG | CISO | 23645304 | 2159156 | 2021
| biomass | FALSE | 56476 | N | . | Gateway Generating Station | Pacific Gas & Electric Co. | 14328 | CA | PACC | WECC |  | 22 | 1 | Electric Utility | CT | OBG | ORW | CISO | 0 | 0 | 2021
Vintage2007 | natural gas peaker | TRUE | 56478 | Y | . | MJMEUC Generating Station #1 | Missouri Jnt Muni.Pwr Elec. Ut. Comm. | 12670 | MO | WNC | SERC |  | 22 | 1 | Electric Utility | GT | NG | NG | MISO | 283786 | 66837.96 | 2021
Vintage2007 | onshore wind | TRUE | 56479 | N | . | Sand Bluff Wind Farm | RWE Renewables Americas LLC | 56215 | TX | WSC | TRE |  | 22 | 2 | NAICS-22 Non-Cogen | WT | WND | WND | ERCO | 526756 | 59561 | 2021
Vintage0 | petroleum | FALSE | 56480 | N | . | Marshfield Utilities Gas Plant | City of Marshfield - (WI) | 11740 | WI | ENC | MRO |  | 22 | 1 | Electric Utility | GT | DFO | DFO | MISO | 2254 | 202.903 | 2021
Vintage2011 | natural gas peaker | TRUE | 56480 | N | . | Marshfield Utilities Gas Plant | City of Marshfield - (WI) | 11740 | WI | ENC | MRO |  | 22 | 1 | Electric Utility | GT | NG | NG | MISO | 76890 | 6923.099 | 2021
Vintage2007 | solar pv | TRUE | 56481 | N | . | SunE Alamosa | SunE Alamosa1 LLC | 54902 | CO | MTN | WECC |  | 22 | 2 | NAICS-22 Non-Cogen | PV | SUN | SUN | PSCO | 108966 | 12321 | 2021
Vintage2008 | natural gas peaker | TRUE | 56482 | N | . | Black Mountain Generating Station | UNS Electric, Inc | 19728 | AZ | MTN | WECC |  | 22 | 1 | Electric Utility | GT | NG | NG | TEPC | 1321661 | 127687 | 2021
Vintage2008 | onshore wind | TRUE | 56483 | N | . | Post Oak Wind LLC | Mesquite Wind LLC | 54759 | TX | WSC | TRE |  | 22 | 2 | NAICS-22 Non-Cogen | WT | WND | WND | ERCO | 4225540 | 477786 | 2021
Vintage2007 | onshore wind | TRUE | 56484 | N | . | Buffalo Gap 2 Wind Farm | AES Wind Generation Inc | 19740 | TX | WSC | TRE |  | 22 | 2 | NAICS-22 Non-Cogen | WT | WND | WND | ERCO | 4104537 | 464104 | 2021
Vintage2010 | onshore wind | TRUE | 56485 | N | . | Biglow Canyon Wind Farm | Portland General Electric Co | 15248 | OR | PACC | WECC |  | 22 | 1 | Electric Utility | WT | WND | WND | PGE | 9872077 | 1116246 | 2021
Vintage2007 | onshore wind | TRUE | 56487 | N | . | White Creek Wind Farm | White Creek Wind 1 LLC | 55907 | WA | PACC | WECC |  | 22 | 2 | NAICS-22 Non-Cogen | WT | WND | WND | BPAT | 5112078 | 578028 | 2021
Vintage2008 | onshore wind | TRUE | 56488 | N | . | Smoky Hills Wind Project Phase I | Smoky Hills Wind Farm I LLC | 55886 | KS | WNC | MRO |  | 22 | 2 | NAICS-22 Non-Cogen | WT | WND | WND | SWPP | 2662125 | 301009 | 2021
Vintage2013 | natural gas peaker | TRUE | 56489 | N | . | Elkins Generating Center | Arkansas Electric Coop Corp | 807 | AR | WSC | SERC |  | 22 | 1 | Electric Utility | GT | NG | NG | SWPP | 29545 | 2597 | 2021
Vintage2004 | onshore wind | TRUE | 56493 | N | . | Buffalo Mountain Energy Center | Invenergy Services LLC | 49893 | TN | ESC | SERC |  | 22 | 2 | NAICS-22 Non-Cogen | WT | WND | WND | TVA | 249277 | 28186 | 2021
Vintage2007 | onshore wind | TRUE | 56494 | N | . | Prairie Star Wind Farm | High Prairie Wind Farm II LLC | 54904 | MN | WNC | MRO |  | 22 | 2 | NAICS-22 Non-Cogen | WT | WND | WND | MISO | 2163357 | 244613 | 2021
Vintage2008 | onshore wind | TRUE | 56495 | N | . | NedPower Mount Storm | Clearway Energy Operating LLC | 64536 | WV | SAT | RFC |  | 22 | 2 | NAICS-22 Non-Cogen | WT | WND | WND | PJM | 5012799 | 566802 | 2021
Vintage0 | natural gas steam turbine | FALSE | 56496 | N | . | Phillips 66 Billings Refinery | Phillips 66 Billings Refinery | 54916 | MT | MTN | WECC |  | 32411 | 6 | Industrial NAICS Non-Cogen | ST | NG | NG | NWMT | 28197 | 261.168 | 2021
Vintage2007 | other | FALSE | 56496 | N | . | Phillips 66 Billings Refinery | Phillips 66 Billings Refinery | 54916 | MT | MTN | WECC |  | 32411 | 6 | Industrial NAICS Non-Cogen | ST | OG | OOG | NWMT | 124917 | 1156.972 | 2021
| petroleum | FALSE | 56496 | N | . | Phillips 66 Billings Refinery | Phillips 66 Billings Refinery | 54916 | MT | MTN | WECC |  | 32411 | 6 | Industrial NAICS Non-Cogen | ST | RFO | RFO | NWMT | 0 | 0 | 2021
Vintage2016 | natural gas peaker | TRUE | 56497 | N | . | Goodman Energy Center | Midwest Energy Inc | 12524 | KS | WNC | MRO |  | 22 | 1 | Electric Utility | IC | NG | NG | SWPP | 808117 | 88301 | 2021
Vintage2006 | hydro | TRUE | 56498 | N | . | Mora Drop Hydroelectric Project | Boise-Kuna Irrigation District | 1932 | ID | MTN | WECC |  | 22 | 2 | NAICS-22 Non-Cogen | HY | WAT | HYC | IPCO | 35077 | 3966 | 2021
Vintage2004 | hydro | TRUE | 56499 | N | . | Tiber Dam Hydroelectric Plant | Tiber Montana LLC | 55704 | MT | MTN | WECC |  | 22 | 2 | NAICS-22 Non-Cogen | HY | WAT | HYC | WAUW | 445090 | 50327 | 2021
Vintage2005 | natural gas peaker | FALSE | 56500 | N | . | Western 102 Power Plant | Nevada Gold Mines | 55710 | NV | MTN | WECC |  | 2122 | 6 | Industrial NAICS Non-Cogen | IC | NG | NG | NEVP | 2935055 | 335079 | 2021
Vintage2007 | solar pv | FALSE | 56500 | N | . | Western 102 Power Plant | Nevada Gold Mines | 55710 | NV | MTN | WECC |  | 2122 | 6 | Industrial NAICS Non-Cogen | PV | SUN | SUN | NEVP | 19536 | 2209 | 2021
Vintage2011 | onshore wind | TRUE | 56501 | N | . | Pomeroy Wind Farm | MidAmerican Energy Co | 12341 | IA | WNC | MRO |  | 22 | 1 | Electric Utility | WT | WND | WND | MISO | 8316006 | 940299 | 2021
Vintage2009 | natural gas peaker | TRUE | 56502 | N | . | Emporia Energy Center | Evergy Kansas Central, Inc | 22500 | KS | WNC | MRO |  | 22 | 1 | Electric Utility | GT | NG | NG | SWPP | 3646757 | 311844 | 2021
Vintage2006 | natural gas peaker | TRUE | 56503 | N | . | Riley Generating Station | City of Zeeland - (MI) | 21158 | MI | ENC | RFC |  | 22 | 1 | Electric Utility | IC | NG | NG | MISO | 7067 | 457 | 2021
Vintage2002 | natural gas peaker | TRUE | 56504 | N | . | Municipal Power Plant | City of Zeeland - (MI) | 21158 | MI | ENC | RFC |  | 22 | 1 | Electric Utility | IC | NG | NG | MISO | 1798 | 149 | 2021
Vintage0 | petroleum | FALSE | 56505 | N | . | Jonesboro City Water & Light Plant | City Water and Light Plant | 9879 | AR | WSC | SERC |  | 22 | 1 | Electric Utility | GT | DFO | DFO | MISO | 337 | 34.734 | 2021
Vintage2007 | natural gas peaker | TRUE | 56505 | N | . | Jonesboro City Water & Light Plant | City Water and Light Plant | 9879 | AR | WSC | SERC |  | 22 | 1 | Electric Utility | GT | NG | NG | MISO | 335427 | 34104.267 | 2021
Vintage2007 | onshore wind | TRUE | 56506 | N | . | Scurry County Wind LP | Invenergy Services LLC | 49893 | TX | WSC | TRE |  | 22 | 2 | NAICS-22 Non-Cogen | WT | WND | WND | ERCO | 2231402 | 252307 | 2021
Vintage2004 | natural gas peaker | FALSE | 56509 | Y | . | Tesoro SLC Cogeneration Plant | Tesoro Refng Marketing Co Mntn Region | 54911 | UT | MTN | WECC |  | 32411 | 7 | Industrial NAICS Cogen | GT | NG | NG | PACE | 2170047 | 192156.25 | 2021
Vintage0 | other | FALSE | 56509 | Y | . | Tesoro SLC Cogeneration Plant | Tesoro Refng Marketing Co Mntn Region | 54911 | UT | MTN | WECC |  | 32411 | 7 | Industrial NAICS Cogen | GT | OG | OOG | PACE | 59812 | 5271.748 | 2021
Vintage2006 | biomass | TRUE | 56510 | Y | . | Frey Farm Landfill | EPP Renewable Energy | 57249 | PA | MAT | RFC |  | 22 | 3 | NAICS-22 Cogen | IC | LFG | MLG | PJM | 193668 | 18207 | 2021
Vintage2004 | biomass | TRUE | 56511 | N | . | Pennsauken Landfill | EPP Renewable Energy | 57249 | NJ | MAT | RFC |  | 22 | 2 | NAICS-22 Non-Cogen | IC | LFG | MLG | PJM | 62299 | 5370 | 2021
Vintage2007 | biomass | TRUE | 56512 | N | . | GLRA Landfill | EPP Renewable Energy | 57249 | PA | MAT | RFC |  | 22 | 2 | NAICS-22 Non-Cogen | IC | LFG | MLG | PJM | 142522 | 13164 | 2021
Vintage2007 | natural gas peaker | TRUE | 56513 | N | . | Whitemarsh Central Utility Plant | EPP Renewable Energy | 57249 | PA | MAT | RFC |  | 22 | 2 | NAICS-22 Non-Cogen | IC | NG | NG | PJM | 7686 | 732 | 2021
Vintage2008 | natural gas peaker | TRUE | 56516 | N | . | Plains End II LLC | Plains End Operating Services LLC | 15142 | CO | MTN | WECC |  | 22 | 2 | NAICS-22 Non-Cogen | IC | NG | NG | PSCO | 120041 | 12836 | 2021
| petroleum | FALSE | 56517 | N | . | West Diesel Generation Unit | City of Pocahontas - (IA) | 15180 | IA | WNC | MRO |  | 22 | 1 | Electric Utility | IC | DFO | DFO | MISO | 18 | 0 | 2021
Vintage2009 | natural gas peaker | FALSE | 56518 | Y | . | South Energy Center | Gainesville Regional Utilities | 6909 | FL | SAT | SERC |  | 622 | 5 | Commercial NAICS Cogen | GT | NG | NG | GVL | 22695 | 5202 | 2021
| petroleum | FALSE | 56518 | Y | . | South Energy Center | Gainesville Regional Utilities | 6909 | FL | SAT | SERC |  | 622 | 5 | Commercial NAICS Cogen | IC | DFO | DFO | GVL | 0 | 0 | 2021
Vintage2017 | natural gas peaker | FALSE | 56518 | Y | . | South Energy Center | Gainesville Regional Utilities | 6909 | FL | SAT | SERC |  | 622 | 5 | Commercial NAICS Cogen | IC | NG | NG | GVL | 167452 | 38383 | 2021
Vintage2007 | petroleum | TRUE | 56519 | N | . | Salem Electric Department | City of Salem - (VA) | 16558 | VA | SAT | RFC |  | 22 | 1 | Electric Utility | IC | DFO | DFO | PJM | 684 | 67 | 2021
Vintage2007 | biomass | TRUE | 56520 | N | . | Deertrack Park Gas Recovery | WM Renewable Energy LLC | 54842 | WI | ENC | RFC |  | 22 | 2 | NAICS-22 Non-Cogen | IC | LFG | MLG | MISO | 425426 | 34544 | 2021
Vintage2006 | biomass | TRUE | 56521 | N | . | Lake Mills Gas Recovery | WM Renewable Energy LLC | 54842 | IA | WNC | MRO |  | 22 | 2 | NAICS-22 Non-Cogen | IC | LFG | MLG | MISO | 159181 | 13205 | 2021
Vintage2006 | biomass | TRUE | 56522 | N | . | Springhill Gas Recovery Plant | WM Renewable Energy LLC | 54842 | FL | SAT | SERC |  | 22 | 2 | NAICS-22 Non-Cogen | IC | LFG | MLG | AEC | 472294 | 38489 | 2021
Vintage2017 | biomass | TRUE | 56523 | N | . | Two Pine Landfill Gas Recovery | WM Renewable Energy LLC | 54842 | AR | WSC | SERC |  | 22 | 2 | NAICS-22 Non-Cogen | IC | LFG | MLG | MISO | 330786 | 25593 | 2021
Vintage2007 | biomass | TRUE | 56524 | N | . | Austin Gas Recovery | WM Renewable Energy LLC | 54842 | TX | WSC | TRE |  | 22 | 2 | NAICS-22 Non-Cogen | IC | LFG | MLG | ERCO | 346038 | 29167 | 2021
Vintage2007 | biomass | TRUE | 56525 | N | . | Timberline Trail Gas Recovery | WM Renewable Energy LLC | 54842 | WI | ENC | MRO |  | 22 | 2 | NAICS-22 Non-Cogen | IC | LFG | MLG | MISO | 245107 | 18471 | 2021
Vintage2009 | biomass | TRUE | 56526 | N | . | Chaffee Gas Recovery | WM Renewable Energy LLC | 54842 | NY | MAT | NPCC |  | 22 | 2 | NAICS-22 Non-Cogen | IC | LFG | MLG | NYIS | 446733 | 37097 | 2021
Vintage2009 | biomass | TRUE | 56527 | N | . | Fitchburg Gas Recovery | WM Renewable Energy LLC | 54842 | MA | NEW | NPCC |  | 22 | 2 | NAICS-22 Non-Cogen | IC | LFG | MLG | ISNE | 411396 | 37241 | 2021
Vintage2008 | biomass | TRUE | 56529 | N | . | Five Oaks Gas Recovery | WM Renewable Energy LLC | 54842 | IL | ENC | SERC |  | 22 | 2 | NAICS-22 Non-Cogen | IC | LFG | MLG | MISO | 264881 | 21044 | 2021
Vintage2008 | biomass | TRUE | 56530 | N | . | DADS Gas Recovery | WM Renewable Energy LLC | 54842 | CO | MTN | WECC |  | 22 | 2 | NAICS-22 Non-Cogen | IC | LFG | MLG | PSCO | 252997 | 20939 | 2021
Vintage2008 | biomass | TRUE | 56531 | N | . | Waste Management Bethel LFGTE | WM Renewable Energy LLC | 54842 | VA | SAT | SERC |  | 22 | 2 | NAICS-22 Non-Cogen | IC | LFG | MLG | PJM | 436097 | 35869 | 2021
Vintage2010 | natural gas combined cycle | TRUE | 56532 | N | . | Colusa Generating Station | Pacific Gas & Electric Co. | 14328 | CA | PACC | WECC |  | 22 | 1 | Electric Utility | CA | NG | NG | CISO | 1117204 | 861058 | 2021
| biomass | FALSE | 56532 | N | . | Colusa Generating Station | Pacific Gas & Electric Co. | 14328 | CA | PACC | WECC |  | 22 | 1 | Electric Utility | CA | OBG | ORW | CISO | 0 | 0 | 2021
Vintage2010 | natural gas combined cycle | TRUE | 56532 | N | . | Colusa Generating Station | Pacific Gas & Electric Co. | 14328 | CA | PACC | WECC |  | 22 | 1 | Electric Utility | CT | NG | NG | CISO | 14858081 | 1331975 | 2021
| biomass | FALSE | 56532 | N | . | Colusa Generating Station | Pacific Gas & Electric Co. | 14328 | CA | PACC | WECC |  | 22 | 1 | Electric Utility | CT | OBG | ORW | CISO | 0 | 0 | 2021
Vintage2008 | onshore wind | TRUE | 56536 | N | . | Cow Branch | Cow Branch Wind Power, LLC | 55734 | MO | WNC | SERC |  | 22 | 2 | NAICS-22 Non-Cogen | WT | WND | WND | AECI | 794935 | 89884 | 2021
Vintage2008 | onshore wind | TRUE | 56537 | N | . | Conception | CR Clearing, LLC | 55735 | MO | WNC | SERC |  | 22 | 2 | NAICS-22 Non-Cogen | WT | WND | WND | AECI | 849882 | 96097 | 2021
Vintage2008 | onshore wind | TRUE | 56538 | N | . | Loess Hills | Loess Hills Wind Farm LLC | 55736 | MO | WNC | SERC |  | 22 | 2 | NAICS-22 Non-Cogen | WT | WND | WND | AECI | 59768 | 6758 | 2021
Vintage2007 | geothermal | TRUE | 56540 | N | . | Galena 2 Geothermal Power Plant | Ormat Nevada Inc | 34691 | NV | MTN | WECC |  | 22 | 2 | NAICS-22 Non-Cogen | BT | GEO | GEO | NEVP | 313839 | 35486 | 2021
Vintage2008 | geothermal | TRUE | 56541 | N | . | Galena 3 Geothermal Power Plant | Ormat Nevada Inc | 34691 | NV | MTN | WECC |  | 22 | 2 | NAICS-22 Non-Cogen | BT | GEO | GEO | NEVP | 886126 | 100195 | 2021
Vintage2008 | hydro | TRUE | 56542 | N | . | Kasidaya Creek Hydro | Alaska Power and Telephone Co | 219 | AK | PACN |  |  | 22 | 1 | Electric Utility | HY | WAT | HYC |  | 61040 | 6902 | 2021
Vintage2006 | onshore wind | TRUE | 56543 | N | . | Eastridge Wind Project | Eastridge Wind Project | 62005 | MN | WNC | MRO |  | 22 | 2 | NAICS-22 Non-Cogen | WT | WND | WND | MISO | 167779 | 18971 | 2021
Vintage2006 | onshore wind | TRUE | 56544 | N | . | Windom Wind Project | Midwest Power Partners LLC | 60661 | MN | WNC | MRO |  | 22 | 2 | NAICS-22 Non-Cogen | WT | WND | WND | MISO | 254379 | 28763 | 2021
Vintage2004 | petroleum | TRUE | 56545 | N | . | Seneca City of | City of Seneca - (SC) | 16921 | SC | SAT | SERC |  | 22 | 1 | Electric Utility | IC | DFO | DFO | DUK | 15079 | 1586 | 2021
Vintage2007 | petroleum | FALSE | 56546 | N | . | Cornelius Delivery No 1 | North Carolina Mun Power Agny #1 | 13630 | NC | SAT | SERC |  | 22 | 1 | Electric Utility | IC | DFO | DFO | DUK | 43 | -43 | 2021
Vintage2007 | petroleum | FALSE | 56547 | N | . | Bostic Delivery No 2 | North Carolina Mun Power Agny #1 | 13630 | NC | SAT | SERC |  | 22 | 1 | Electric Utility | IC | DFO | DFO | DUK | 12 | -13 | 2021
Vintage2007 | petroleum | TRUE | 56548 | N | . | Drexel Operations Center | North Carolina Mun Power Agny #1 | 13630 | NC | SAT | SERC |  | 22 | 1 | Electric Utility | IC | DFO | DFO | DUK | 1005 | 53 | 2021
Vintage2007 | petroleum | TRUE | 56549 | N | . | Granite Falls Walmart | North Carolina Mun Power Agny #1 | 13630 | NC | SAT | SERC |  | 22 | 1 | Electric Utility | IC | DFO | DFO | DUK | 975 | 47 | 2021
Vintage2007 | petroleum | FALSE | 56550 | N | . | Huntersville Delivery No 2 | North Carolina Mun Power Agny #1 | 13630 | NC | SAT | SERC |  | 22 | 1 | Electric Utility | IC | DFO | DFO | DUK | 55 | -42 | 2021
Vintage2007 | petroleum | FALSE | 56551 | N | . | Landis Delivery No 2 | North Carolina Mun Power Agny #1 | 13630 | NC | SAT | SERC |  | 22 | 1 | Electric Utility | IC | DFO | DFO | DUK | 25 | -46 | 2021
Vintage2007 | petroleum | FALSE | 56552 | N | . | Statesville Delivery No 3 | North Carolina Mun Power Agny #1 | 13630 | NC | SAT | SERC |  | 22 | 1 | Electric Utility | IC | DFO | DFO | DUK | 55 | -50 | 2021
Vintage2009 | petroleum | FALSE | 56553 | N | . | Catawba River Pollution Control | City of Morganton - (NC) | 12944 | NC | SAT | SERC |  | 22132 | 4 | Commercial NAICS Non-Cogen | IC | DFO | DFO | DUK | 596 | 4 | 2021
Vintage2006 | biomass | TRUE | 56554 | N | . | Salt Lake Energy Systems | EPP Renewable Energy | 57249 | UT | MTN | WECC |  | 22 | 2 | NAICS-22 Non-Cogen | IC | LFG | MLG | PACE | 345585 | 26091 | 2021
Vintage2007 | onshore wind | TRUE | 56555 | N | . | Bluegrass Ridge | Wind Capital Holdings, LLC | 55737 | MO | WNC | SERC |  | 22 | 2 | NAICS-22 Non-Cogen | WT | WND | WND | AECI | 925090 | 104601 | 2021
Vintage2010 | natural gas peaker | TRUE | 56556 | N | . | PPS Power Plant No 1 | Paducah Power System | 55772 | KY | ESC | SERC |  | 22 | 1 | Electric Utility | GT | NG | NG | LGEE | 269369 | 21107 | 2021
Vintage2008 | onshore wind | TRUE | 56560 | N | . | Porterhouse Wind (4) LLC | Stockyard Wind | 64408 | TX | WSC | MRO |  | 22 | 2 | NAICS-22 Non-Cogen | WT | WND | WND | SWPP | 196596 | 22229 | 2021
Vintage2006 | onshore wind | TRUE | 56561 | N | . | Filet Wind (5) LLC | Stockyard Wind | 64408 | TX | WSC | MRO |  | 22 | 2 | NAICS-22 Non-Cogen | WT | WND | WND | SWPP | 2495 | 282 | 2021
Vintage2007 | onshore wind | TRUE | 56562 | N | . | Tenderloin Wind (6) LLC | Stockyard Wind | 64408 | TX | WSC | MRO |  | 22 | 2 | NAICS-22 Non-Cogen | WT | WND | WND | SWPP | 14192 | 1605 | 2021
Vintage2007 | onshore wind | TRUE | 56563 | N | . | Peetz Table Wind Energy | FPL Peetz Table Wind Energy | 55785 | CO | MTN | WECC |  | 22 | 2 | NAICS-22 Non-Cogen | WT | WND | WND | PSCO | 5515588 | 623653 | 2021
Vintage0 | natural gas steam turbine | FALSE | 56564 | N | . | John W Turk Jr Power Plant | Southwestern Electric Power Co | 17698 | AR | WSC | MRO |  | 22 | 1 | Electric Utility | ST | NG | NG | SWPP | 117784 | 12465.046 | 2021
Vintage2012 | hard coal | TRUE | 56564 | N | . | John W Turk Jr Power Plant | Southwestern Electric Power Co | 17698 | AR | WSC | MRO |  | 22 | 1 | Electric Utility | ST | SUB | COL | SWPP | 31235433 | 3409130 | 2021
| natural gas combined cycle | FALSE | 56565 | N | . | J Lamar Stall Unit | Southwestern Electric Power Co | 17698 | LA | WSC | MRO |  | 22 | 1 | Electric Utility | CA | NG | NG | SWPP | 0 | 968216 | 2021
Vintage2010 | natural gas combined cycle | TRUE | 56565 | N | . | J Lamar Stall Unit | Southwestern Electric Power Co | 17698 | LA | WSC | MRO |  | 22 | 1 | Electric Utility | CT | NG | NG | SWPP | 20453877 | 1800501 | 2021
Vintage2007 | solar pv | FALSE | 56568 | N | . | Nellis Air Force Base Solar Array | Solar Star NAFB LLC | 56203 | NV | MTN | WECC |  | 928 | 4 | Commercial NAICS Non-Cogen | PV | SUN | SUN | NEVP | 169629 | 19180 | 2021
Vintage2008 | natural gas peaker | TRUE | 56569 | N | . | Niland Gas Turbine Plant | Imperial Irrigation District | 9216 | CA | PACC | WECC |  | 22 | 1 | Electric Utility | GT | NG | NG | IID | 901468 | 89257 | 2021
Vintage1984 | onshore wind | TRUE | 56570 | N | . | Terra-Gen VG Wind LLC | Terra-Gen Operating Co-Wind | 2770 | CA | PACC | WECC |  | 22 | 2 | NAICS-22 Non-Cogen | WT | WND | WND | CISO | 103440 | 11696 | 2021
Vintage2006 | biomass | TRUE | 56571 | N | . | Eastern Landfill Gas LLC | Energy Power Partners | 62884 | MD | SAT | RFC |  | 22 | 2 | NAICS-22 Non-Cogen | IC | LFG | MLG | PJM | 184124 | 14181 | 2021
Vintage2007 | onshore wind | TRUE | 56573 | N | . | FPL Energy Oliver Wind II LLC | FPL Energy Oliver County Wind II LLC | 54799 | ND | WNC | MRO |  | 22 | 2 | NAICS-22 Non-Cogen | WT | WND | WND | MISO | 1697995 | 191994 | 2021
Vintage2007 | onshore wind | TRUE | 56575 | N | . | Steel Winds Wind Farm | Evergreen Wind, LLC | 59155 | NY | MAT | NPCC |  | 22 | 2 | NAICS-22 Non-Cogen | WT | WND | WND | NYIS | 542268 | 61315 | 2021
Vintage2006 | onshore wind | TRUE | 56577 | N | . | Shane's Wind Machine | Shane's Wind Machine LLC | 55832 | MN | WNC | MRO |  | 22 | 2 | NAICS-22 Non-Cogen | WT | WND | WND | MISO | 54560 | 6169 | 2021
| onshore wind | FALSE | 56580 | N | . | Blue Breezes LLC | Moore 1 | 56807 | MN | WNC | MRO |  | 22 | 2 | NAICS-22 Non-Cogen | WT | WND | WND | MISO | 0 | 0 | 2021
| onshore wind | FALSE | 56581 | N | . | Blue Breezes II LLC | Moore 1 | 56807 | MN | WNC | MRO |  | 22 | 2 | NAICS-22 Non-Cogen | WT | WND | WND | MISO | 0 | 0 | 2021
Vintage2006 | onshore wind | TRUE | 56586 | N | . | Sunset Breeze LLC | Midwest Power Partners LLC | 60661 | MN | WNC | MRO |  | 22 | 2 | NAICS-22 Non-Cogen | WT | WND | WND | MISO | 22880 | 2587 | 2021
Vintage2006 | onshore wind | TRUE | 56587 | N | . | Minnesota Breeze LLC | Midwest Power Partners LLC | 60661 | MN | WNC | MRO |  | 22 | 2 | NAICS-22 Non-Cogen | WT | WND | WND | MISO | 22880 | 2587 | 2021
Vintage2006 | onshore wind | TRUE | 56588 | N | . | G Flow Wind LLC | Midwest Power Partners LLC | 60661 | MN | WNC | MRO |  | 22 | 2 | NAICS-22 Non-Cogen | WT | WND | WND | MISO | 22880 | 2587 | 2021
Vintage2006 | onshore wind | TRUE | 56589 | N | . | Wolf Wind Enterprises LLC | Midwest Power Partners LLC | 60661 | MN | WNC | MRO |  | 22 | 2 | NAICS-22 Non-Cogen | WT | WND | WND | MISO | 22880 | 2587 | 2021
Vintage2006 | onshore wind | TRUE | 56590 | N | . | Green Acres Breeze LLC | Midwest Power Partners LLC | 60661 | MN | WNC | MRO |  | 22 | 2 | NAICS-22 Non-Cogen | WT | WND | WND | MISO | 22880 | 2587 | 2021
Vintage2006 | onshore wind | TRUE | 56591 | N | . | Horseshoe Bend Wind Park | Cycle Power Partners | 61185 | MT | MTN | WECC |  | 22 | 2 | NAICS-22 Non-Cogen | WT | WND | WND | NWMT | 236400 | 26730 | 2021
Vintage2008 | onshore wind | TRUE | 56592 | N | . | Champion Wind Farm LLC | RWE Renewables Americas LLC | 56215 | TX | WSC | TRE |  | 22 | 2 | NAICS-22 Non-Cogen | WT | WND | WND | ERCO | 2775096 | 313783 | 2021
Vintage2008 | onshore wind | TRUE | 56593 | N | . | Roscoe Wind Farm LLC | RWE Renewables Americas LLC | 56215 | TX | WSC | TRE |  | 22 | 2 | NAICS-22 Non-Cogen | WT | WND | WND | ERCO | 4233472 | 478683 | 2021
Vintage2007 | onshore wind | TRUE | 56594 | N | . | Munnsville Wind Farm LLC | RWE Renewables Americas LLC | 56215 | NY | MAT | NPCC |  | 22 | 2 | NAICS-22 Non-Cogen | WT | WND | WND | NYIS | 699710 | 79117 | 2021
Vintage0 | natural gas steam turbine | FALSE | 56596 | N | . | Wygen III | Black Hills Power, Inc. | 19545 | WY | MTN | WECC |  | 22 | 1 | Electric Utility | ST | NG | NG | WACM | 16115 | 1382.665 | 2021
Vintage2010 | hard coal | TRUE | 56596 | N | . | Wygen III | Black Hills Power, Inc. | 19545 | WY | MTN | WECC |  | 22 | 1 | Electric Utility | ST | SUB | COL | WACM | 9518957 | 830520.34 | 2021
Vintage2002 | petroleum | TRUE | 56597 | N | . | Elm Street Substation Generators | City of Farmington - (MO) | 6205 | MO | WNC | SERC |  | 22 | 1 | Electric Utility | IC | DFO | DFO | MISO | 596 | 58 | 2021
Vintage2003 | petroleum | TRUE | 56598 | N | . | Walton Street Substation | City of Farmington - (MO) | 6205 | MO | WNC | SERC |  | 22 | 1 | Electric Utility | IC | DFO | DFO | MISO | 72 | 6 | 2021
Vintage2003 | petroleum | TRUE | 56600 | N | . | Overall Road Station | City of Farmington - (MO) | 6205 | MO | WNC | SERC |  | 22 | 1 | Electric Utility | IC | DFO | DFO | MISO | 596 | 54 | 2021
Vintage2007 | onshore wind | TRUE | 56602 | N | . | Snyder Wind Farm | Snyder Wind Farm LLC | 55847 | TX | WSC | TRE |  | 22 | 2 | NAICS-22 Non-Cogen | WT | WND | WND | ERCO | 13602 | 1538 | 2021
| petroleum | FALSE | 56603 | N | . | San Jacinto County Peaking Facility | East Texas Electric Coop, Inc | 39347 | TX | WSC | SERC |  | 22 | 1 | Electric Utility | GT | DFO | DFO | MISO | 0 | 0 | 2021
Vintage2001 | natural gas peaker | TRUE | 56603 | N | . | San Jacinto County Peaking Facility | East Texas Electric Coop, Inc | 39347 | TX | WSC | SERC |  | 22 | 1 | Electric Utility | GT | NG | NG | MISO | 2162918 | 168113 | 2021
Vintage2001 | natural gas peaker | TRUE | 56604 | N | . | Hardin County Peaking Facility | Entergy Texas Inc. | 55937 | TX | WSC | SERC |  | 22 | 1 | Electric Utility | GT | NG | NG | MISO | 218474 | 16837 | 2021
Vintage2007 | onshore wind | TRUE | 56605 | N | . | Langdon Renewables, LLC | FPL Energy Langdon Wind LLC | 55799 | ND | WNC | MRO |  | 22 | 2 | NAICS-22 Non-Cogen | WT | WND | WND | MISO | 4464159 | 504767 | 2021
Vintage2010 | natural gas peaker | TRUE | 56606 | N | . | Culbertson Generation Station | Basin Electric Power Coop | 1307 | MT | MTN | MRO |  | 22 | 1 | Electric Utility | GT | NG | NG | SWPP | 1240213 | 117554 | 2021
Vintage2009 | onshore wind | TRUE | 56607 | N | . | Prairie Winds ND1 | Basin Electric Power Coop | 1307 | ND | WNC | MRO |  | 22 | 1 | Electric Utility | WT | WND | WND | SWPP | 2944530 | 332941 | 2021
Vintage2011 | onshore wind | TRUE | 56608 | N | . | Prairie Winds SD1 | Basin Electric Power Coop | 1307 | SD | WNC | MRO |  | 22 | 1 | Electric Utility | WT | WND | WND | SWPP | 3321809 | 375600 | 2021
Vintage2011 | hard coal | TRUE | 56609 | N | . | Dry Fork Station | Basin Electric Power Coop | 1307 | WY | MTN | WECC |  | 22 | 1 | Electric Utility | ST | SUB | COL | WACM | 32945807 | 2940688.9 | 2021
Vintage0 | petroleum | FALSE | 56609 | N | . | Dry Fork Station | Basin Electric Power Coop | 1307 | WY | MTN | WECC |  | 22 | 1 | Electric Utility | ST | WO | WOO | WACM | 34239 | 3102.114 | 2021
Vintage2012 | natural gas combined cycle | TRUE | 56610 | N | . | Deer Creek Station | Basin Electric Power Coop | 1307 | SD | WNC | MRO |  | 22 | 1 | Electric Utility | CA | NG | NG | SWPP | 307422 | 212294 | 2021
Vintage2012 | natural gas combined cycle | TRUE | 56610 | N | . | Deer Creek Station | Basin Electric Power Coop | 1307 | SD | WNC | MRO |  | 22 | 1 | Electric Utility | CT | NG | NG | SWPP | 4298416 | 373194 | 2021
| natural gas steam turbine | FALSE | 56611 | N | . | Sandy Creek Energy Station | Sandy Creek Energy Associates LP | 55861 | TX | WSC | TRE |  | 22 | 2 | NAICS-22 Non-Cogen | ST | NG | NG | ERCO | 0 | 0 | 2021
Vintage2013 | hard coal | TRUE | 56611 | N | . | Sandy Creek Energy Station | Sandy Creek Energy Associates LP | 55861 | TX | WSC | TRE |  | 22 | 2 | NAICS-22 Non-Cogen | ST | SUB | COL | ERCO | 51672434 | 5385695 | 2021
Vintage2007 | onshore wind | TRUE | 56613 | N | . | Logan Wind Energy | Logan Wind Energy LLC | 55862 | CO | MTN | WECC |  | 22 | 2 | NAICS-22 Non-Cogen | WT | WND | WND | PSCO | 3432720 | 388141 | 2021
Vintage2007 | onshore wind | TRUE | 56614 | N | . | Old Trail Wind Farm | Old Trail Wind Farm LLC | 55866 | IL | ENC | RFC |  | 22 | 2 | NAICS-22 Non-Cogen | WT | WND | WND | PJM | 4951074 | 559823 | 2021
Vintage2007 | hydro | TRUE | 56615 | N | . | Rancho Penasquitos | San Diego County Water Auth | 27075 | CA | PACC | WECC |  | 22 | 2 | NAICS-22 Non-Cogen | HY | WAT | HYC | CISO | 88069 | 9958 | 2021
Vintage0 | natural gas steam turbine | FALSE | 56616 | N | . | Novo BioPower Plant | Novo Biopower LLC | 55925 | AZ | MTN | WECC |  | 22 | 2 | NAICS-22 Non-Cogen | ST | NG | NG | AZPS | 1421 | 94.535 | 2021
Vintage2008 | biomass | TRUE | 56616 | N | . | Novo BioPower Plant | Novo Biopower LLC | 55925 | AZ | MTN | WECC |  | 22 | 2 | NAICS-22 Non-Cogen | ST | WDS | WWW | AZPS | 2884913 | 190646.47 | 2021
Vintage2007 | onshore wind | TRUE | 56617 | N | . | Fenton Wind Farm | EDF Renewable Asset Holdings, Inc. | 57170 | MN | WNC | MRO |  | 22 | 2 | NAICS-22 Non-Cogen | WT | WND | WND | MISO | 2729878 | 308670 | 2021
Vintage2008 | onshore wind | TRUE | 56618 | N | . | Clinton | Valcour Operating Services, LLC | 63858 | NY | MAT | NPCC |  | 22 | 2 | NAICS-22 Non-Cogen | WT | WND | WND | NYIS | 1338806 | 151380 | 2021
Vintage2008 | onshore wind | TRUE | 56619 | N | . | Ellenburg | Valcour Operating Services, LLC | 63858 | NY | MAT | NPCC |  | 22 | 2 | NAICS-22 Non-Cogen | WT | WND | WND | NYIS | 1255104 | 141916 | 2021
Vintage2008 | onshore wind | TRUE | 56620 | N | . | Bliss | Valcour Operating Services, LLC | 63858 | NY | MAT | NPCC |  | 22 | 2 | NAICS-22 Non-Cogen | WT | WND | WND | NYIS | 1552095 | 175497 | 2021
Vintage2007 | onshore wind | TRUE | 56621 | N | . | Sleeping Bear LLC | NRG Energy Gas & Wind Holdings Inc | 59883 | OK | WSC | MRO |  | 22 | 2 | NAICS-22 Non-Cogen | WT | WND | WND | SWPP | 804505 | 90966 | 2021
Vintage2008 | onshore wind | TRUE | 56622 | N | . | Providence Heights Wind LLC | Avangrid Renewables LLC | 15399 | IL | ENC | RFC |  | 22 | 2 | NAICS-22 Non-Cogen | WT | WND | WND | PJM | 1534664 | 173526 | 2021
Vintage2007 | onshore wind | TRUE | 56623 | N | . | Elkhorn Valley Wind Farm | Telocaset Wind Power Partners | 55880 | OR | PACC | WECC |  | 22 | 2 | NAICS-22 Non-Cogen | WT | WND | WND | IPCO | 3047075 | 344536 | 2021
Vintage2008 | onshore wind | TRUE | 56626 | N | . | Ewington Energy Systems, LLC | Ewington Wind Project | 57158 | MN | WNC | MRO |  | 22 | 2 | NAICS-22 Non-Cogen | WT | WND | WND | MISO | 43548 | 4924 | 2021
| petroleum | FALSE | 56629 | N | . | Waterbury Generation | Engie North America | 56201 | CT | NEW | NPCC |  | 22 | 2 | NAICS-22 Non-Cogen | GT | DFO | DFO | ISNE | 0 | 0 | 2021
| other | FALSE | 56629 | N | . | Waterbury Generation | Engie North America | 56201 | CT | NEW | NPCC |  | 22 | 2 | NAICS-22 Non-Cogen | GT | KER | WOO | ISNE | 0 | 0 | 2021
Vintage2009 | natural gas peaker | TRUE | 56629 | N | . | Waterbury Generation | Engie North America | 56201 | CT | NEW | NPCC |  | 22 | 2 | NAICS-22 Non-Cogen | GT | NG | NG | ISNE | 75426 | 7080 | 2021
Vintage2008 | onshore wind | TRUE | 56630 | N | . | Taconite Ridge 1 Wind Energy Center | ALLETE, Inc. | 12647 | MN | WNC | MRO |  | 22 | 1 | Electric Utility | WT | WND | WND | MISO | 487995 | 55178 | 2021
Vintage2009 | onshore wind | TRUE | 56633 | N | . | Dutch Hill Wind Project | Evergreen Wind, LLC | 59155 | NY | MAT | NPCC |  | 22 | 2 | NAICS-22 Non-Cogen | WT | WND | WND | NYIS | 445155 | 50334 | 2021
Vintage2009 | onshore wind | TRUE | 56634 | N | . | Cohocton Wind Project | Evergreen Wind, LLC | 59155 | NY | MAT | NPCC |  | 22 | 2 | NAICS-22 Non-Cogen | WT | WND | WND | NYIS | 1038692 | 117446 | 2021
Vintage2008 | onshore wind | TRUE | 56635 | N | . | Harvest | Harvest Windfarm, LLC | 55873 | MI | ENC | RFC |  | 22 | 2 | NAICS-22 Non-Cogen | WT | WND | WND | MISO | 973777 | 110106 | 2021
Vintage2008 | onshore wind | TRUE | 56636 | N | . | Mountain Home | Hot Springs Windfarm, LLC | 55891 | ID | MTN | WECC |  | 22 | 2 | NAICS-22 Non-Cogen | WT | WND | WND | IPCO | 306136 | 34615 | 2021
Vintage2008 | onshore wind | TRUE | 56637 | N | . | Bennett Creek Windfarm LLC - Mountain Home | Bennett Creek Windfarm LLC | 55890 | ID | MTN | WECC |  | 22 | 2 | NAICS-22 Non-Cogen | WT | WND | WND | IPCO | 364947 | 41265 | 2021
Vintage2008 | onshore wind | TRUE | 56638 | N | . | Buffalo Gap 3 Wind Farm | AES Wind Generation Inc | 19740 | TX | WSC | TRE |  | 22 | 2 | NAICS-22 Non-Cogen | WT | WND | WND | ERCO | 2858184 | 323178 | 2021
Vintage2009 | natural gas peaker | TRUE | 56639 | N | . | Midway Peaking LLC | CalPeak Power, LLC | 59527 | CA | PACC | WECC |  | 22 | 2 | NAICS-22 Non-Cogen | GT | NG | NG | CISO | 275426 | 23848.999 | 2021
Vintage2007 | onshore wind | TRUE | 56640 | N | . | Camp Grove Wind Farm | Orion Energy Group LLC | 55931 | IL | ENC | RFC |  | 22 | 2 | NAICS-22 Non-Cogen | WT | WND | WND | PJM | 3614081 | 408648 | 2021
| biomass | FALSE | 56643 | Y | . | St Paul Cogeneration | St Paul Cogeneration LLC | 55893 | MN | WNC | MRO |  | 22 | 3 | NAICS-22 Cogen | ST | AB | ORW | MISO | 0 | 0 | 2021
Vintage0 | natural gas steam turbine | FALSE | 56643 | Y | . | St Paul Cogeneration | St Paul Cogeneration LLC | 55893 | MN | WNC | MRO |  | 22 | 3 | NAICS-22 Cogen | ST | NG | NG | MISO | 264504 | 32680.786 | 2021
Vintage2003 | biomass | TRUE | 56643 | Y | . | St Paul Cogeneration | St Paul Cogeneration LLC | 55893 | MN | WNC | MRO |  | 22 | 3 | NAICS-22 Cogen | ST | WDS | WWW | MISO | 984157 | 121523.21 | 2021
Vintage2008 | onshore wind | TRUE | 56644 | N | . | Stanton Wind Energy LLC | Invenergy Services LLC | 49893 | TX | WSC | TRE |  | 22 | 2 | NAICS-22 Non-Cogen | WT | WND | WND | ERCO | 1990730 | 225094 | 2021
Vintage2008 | onshore wind | TRUE | 56645 | N | . | Osceola Windpower LLC | Osceola Windpower LLC | 55901 | IA | WNC | MRO |  | 22 | 2 | NAICS-22 Non-Cogen | WT | WND | WND | SWPP | 3250666 | 367556 | 2021
Vintage2009 | onshore wind | TRUE | 56647 | N | . | Butler Ridge | Butler Ridge Wind Energy Center | 56484 | WI | ENC | MRO |  | 22 | 2 | NAICS-22 Non-Cogen | WT | WND | WND | MISO | 1164242 | 131642 | 2021
Vintage2009 | onshore wind | TRUE | 56648 | N | . | Majestic 1 Wind Farm | NextEra Energy Majestic Wind | 58353 | TX | WSC | MRO |  | 22 | 2 | NAICS-22 Non-Cogen | WT | WND | WND | SWPP | 3120755 | 352867 | 2021
Vintage2009 | onshore wind | TRUE | 56649 | N | . | South Trent Wind Farm | NRG Energy Inc | 55397 | TX | WSC | TRE |  | 22 | 2 | NAICS-22 Non-Cogen | WT | WND | WND | ERCO | 2161457 | 244398 | 2021
Vintage2009 | onshore wind | TRUE | 56650 | N | . | Wessington Springs | Wessington Wind | 59102 | SD | WNC | MRO |  | 22 | 2 | NAICS-22 Non-Cogen | WT | WND | WND | SWPP | 1927373 | 217930 | 2021
Vintage2009 | onshore wind | TRUE | 56651 | N | . | North Allegheny Windpower Project | Duke Energy DEGS North Allegheny | 56385 | PA | MAT | RFC |  | 22 | 2 | NAICS-22 Non-Cogen | WT | WND | WND | PJM | 1264541 | 142983 | 2021
Vintage2010 | onshore wind | TRUE | 56654 | N | . | Hatchet Ridge Wind Project | Pattern Operators LP | 56545 | CA | PACC | WECC |  | 22 | 2 | NAICS-22 Non-Cogen | WT | WND | WND | CISO | 2516841 | 284582 | 2021
Vintage2011 | onshore wind | TRUE | 56659 | N | . | Michigan Wind 2 | Michigan Wind 2, LLC | 56951 | MI | ENC | RFC |  | 22 | 2 | NAICS-22 Non-Cogen | WT | WND | WND | MISO | 2813781 | 318157 | 2021
Vintage2008 | onshore wind | TRUE | 56661 | N | . | Pattern Gulf Wind | Pattern Operators LP | 56545 | TX | WSC | TRE |  | 22 | 2 | NAICS-22 Non-Cogen | WT | WND | WND | ERCO | 5002688 | 565659 | 2021
Vintage2012 | onshore wind | TRUE | 56665 | N | . | Dempsey Ridge Wind Farm | Acciona Wind Energy USA LLC | 55918 | OK | WSC | MRO |  | 22 | 2 | NAICS-22 Non-Cogen | WT | WND | WND | SWPP | 2578619 | 291567 | 2021
Vintage2008 | onshore wind | TRUE | 56666 | N | . | Goodnoe Hills | PacifiCorp | 14354 | WA | PACC | WECC |  | 22 | 1 | Electric Utility | WT | WND | WND | BPAT | 2619981 | 296244 | 2021
Vintage2018 | natural gas peaker | FALSE | 56668 | N | . | NIH Cogeneration Facility | National Institutes of Health | 55917 | MD | SAT | RFC |  | 622 | 4 | Commercial NAICS Non-Cogen | GT | NG | NG | PJM | 1457452 | 119529 | 2021
Vintage2008 | onshore wind | TRUE | 56669 | N | . | Tatanka Wind Power LLC | Acciona Wind Energy USA LLC | 55918 | ND | WNC | MRO |  | 22 | 2 | NAICS-22 Non-Cogen | WT | WND | WND | MISO | 1428607 | 161425 | 2021
Vintage2005 | onshore wind | TRUE | 56670 | N | . | Velva Windfarm LLC | Acciona Wind Energy USA LLC | 55918 | ND | WNC | MRO |  | 22 | 2 | NAICS-22 Non-Cogen | WT | WND | WND | MISO | 246324 | 27852 | 2021
Vintage2011 | hard coal | TRUE | 56671 | N | . | Longview Power Plant | Longview Power, LLC | 55924 | WV | SAT | RFC |  | 22 | 2 | NAICS-22 Non-Cogen | ST | BIT | COL | PJM | 48869871 | 5536801 | 2021
Vintage0 | natural gas steam turbine | FALSE | 56671 | N | . | Longview Power Plant | Longview Power, LLC | 55924 | WV | SAT | RFC |  | 22 | 2 | NAICS-22 Non-Cogen | ST | NG | NG | PJM | 135685 | 14996.973 | 2021
Vintage2007 | onshore wind | TRUE | 56673 | N | . | Whirlwind Energy Center | Whirlwind Energy LLC | 55922 | TX | WSC | TRE |  | 22 | 2 | NAICS-22 Non-Cogen | WT | WND | WND | ERCO | 1597439 | 180624 | 2021
Vintage2010 | natural gas peaker | TRUE | 56674 | N | . | Winchester Power Park | Lower Colorado River Authority | 11269 | TX | WSC | TRE |  | 22 | 1 | Electric Utility | GT | NG | NG | ERCO | 738952 | 70975 | 2021
Vintage2008 | onshore wind | TRUE | 56677 | N | . | Charles City Wind Farm | MidAmerican Energy Co | 12341 | IA | WNC | MRO |  | 22 | 1 | Electric Utility | WT | WND | WND | MISO | 2252699 | 254715 | 2021
Vintage2008 | onshore wind | TRUE | 56679 | N | . | Benton County Wind Farm | Orion Energy Group LLC | 55931 | IN | ENC | RFC |  | 22 | 2 | NAICS-22 Non-Cogen | WT | WND | WND | MISO | 2949661 | 333521 | 2021
Vintage0 | petroleum | FALSE | 56680 | N | . | Wicomico | Industrial Power Generating Company LLC | 55938 | MD | SAT | RFC |  | 22 | 2 | NAICS-22 Non-Cogen | IC | DFO | DFO | PJM | 9808 | 784.465 | 2021
Vintage2007 | biomass | TRUE | 56680 | N | . | Wicomico | Industrial Power Generating Company LLC | 55938 | MD | SAT | RFC |  | 22 | 2 | NAICS-22 Non-Cogen | IC | LFG | MLG | PJM | 148608 | 11888.535 | 2021
Vintage0 | petroleum | FALSE | 56681 | N | . | Amelia | Industrial Power Generating Company LLC | 55938 | VA | SAT | SERC |  | 22 | 2 | NAICS-22 Non-Cogen | IC | DFO | DFO | PJM | 13548 | 1064.227 | 2021
Vintage2001 | biomass | TRUE | 56681 | N | . | Amelia | Industrial Power Generating Company LLC | 55938 | VA | SAT | SERC |  | 22 | 2 | NAICS-22 Non-Cogen | IC | LFG | MLG | PJM | 414668 | 32572.773 | 2021
| petroleum | FALSE | 56681 | N | . | Amelia | Industrial Power Generating Company LLC | 55938 | VA | SAT | SERC |  | 22 | 2 | NAICS-22 Non-Cogen | IC | WO | WOO | PJM | 0 | 0 | 2021
Vintage0 | petroleum | FALSE | 56682 | N | . | Brunswick Landfill Gas | Industrial Power Generating Company LLC | 55938 | VA | SAT | SERC |  | 22 | 2 | NAICS-22 Non-Cogen | IC | DFO | DFO | PJM | 14098 | 1152.661 | 2021
Vintage2007 | biomass | TRUE | 56682 | N | . | Brunswick Landfill Gas | Industrial Power Generating Company LLC | 55938 | VA | SAT | SERC |  | 22 | 2 | NAICS-22 Non-Cogen | IC | LFG | MLG | PJM | 493330 | 40338.339 | 2021
Vintage0 | petroleum | FALSE | 56683 | N | . | Charles City | Industrial Power Generating Company LLC | 55938 | VA | SAT | SERC |  | 22 | 2 | NAICS-22 Non-Cogen | IC | DFO | DFO | PJM | 34714 | 3007.562 | 2021
Vintage2003 | biomass | TRUE | 56683 | N | . | Charles City | Industrial Power Generating Company LLC | 55938 | VA | SAT | SERC |  | 22 | 2 | NAICS-22 Non-Cogen | IC | LFG | MLG | PJM | 767160 | 66466.438 | 2021
| petroleum | FALSE | 56683 | N | . | Charles City | Industrial Power Generating Company LLC | 55938 | VA | SAT | SERC |  | 22 | 2 | NAICS-22 Non-Cogen | IC | WO | WOO | PJM | 0 | 0 | 2021
Vintage0 | petroleum | FALSE | 56684 | N | . | Chesterfield Landfill Gas | Industrial Power Generating Company LLC | 55938 | VA | SAT | SERC |  | 22 | 2 | NAICS-22 Non-Cogen | IC | DFO | DFO | PJM | 33743 | 2852.103 | 2021
Vintage2004 | biomass | TRUE | 56684 | N | . | Chesterfield Landfill Gas | Industrial Power Generating Company LLC | 55938 | VA | SAT | SERC |  | 22 | 2 | NAICS-22 Non-Cogen | IC | LFG | MLG | PJM | 749317 | 63334.897 | 2021
Vintage0 | petroleum | FALSE | 56686 | N | . | King & Queen | Industrial Power Generating Company LLC | 55938 | VA | SAT | SERC |  | 22 | 2 | NAICS-22 Non-Cogen | IC | DFO | DFO | PJM | 24884 | 2096.518 | 2021
Vintage2008 | biomass | TRUE | 56686 | N | . | King & Queen | Industrial Power Generating Company LLC | 55938 | VA | SAT | SERC |  | 22 | 2 | NAICS-22 Non-Cogen | IC | LFG | MLG | PJM | 683529 | 57587.482 | 2021
Vintage0 | petroleum | FALSE | 56687 | N | . | Mountain View | Industrial Power Generating Company LLC | 55938 | PA | MAT | RFC |  | 22 | 2 | NAICS-22 Non-Cogen | IC | DFO | DFO | PJM | 15106 | 1261.621 | 2021
Vintage2003 | biomass | TRUE | 56687 | N | . | Mountain View | Industrial Power Generating Company LLC | 55938 | PA | MAT | RFC |  | 22 | 2 | NAICS-22 Non-Cogen | IC | LFG | MLG | PJM | 371204 | 30999.379 | 2021
| petroleum | FALSE | 56687 | N | . | Mountain View | Industrial Power Generating Company LLC | 55938 | PA | MAT | RFC |  | 22 | 2 | NAICS-22 Non-Cogen | IC | WO | WOO | PJM | 0 | 0 | 2021
Vintage0 | petroleum | FALSE | 56688 | N | . | New Bern | Industrial Power Generating Company LLC | 55938 | NC | SAT | SERC |  | 22 | 2 | NAICS-22 Non-Cogen | IC | DFO | DFO | CPLE | 5633 | 458.143 | 2021
Vintage2011 | biomass | TRUE | 56688 | N | . | New Bern | Industrial Power Generating Company LLC | 55938 | NC | SAT | SERC |  | 22 | 2 | NAICS-22 Non-Cogen | IC | LFG | MLG | CPLE | 194304 | 15809.857 | 2021
Vintage2008 | petroleum | TRUE | 56690 | N | . | Pine Grove | Industrial Power Generating Company LLC | 55938 | PA | MAT | RFC |  | 22 | 2 | NAICS-22 Non-Cogen | IC | DFO | DFO | PJM | 648 | 55.699 | 2021
Vintage0 | biomass | FALSE | 56690 | N | . | Pine Grove | Industrial Power Generating Company LLC | 55938 | PA | MAT | RFC |  | 22 | 2 | NAICS-22 Non-Cogen | IC | LFG | MLG | PJM | 387 | 33.301 | 2021
Vintage2000 | petroleum | TRUE | 56692 | N | . | Rockville 1 & 2 | Industrial Power Generating Company LLC | 55938 | VA | SAT | SERC |  | 22 | 2 | NAICS-22 Non-Cogen | IC | DFO | DFO | PJM | 572 | 16 | 2021
| petroleum | FALSE | 56692 | N | . | Rockville 1 & 2 | Industrial Power Generating Company LLC | 55938 | VA | SAT | SERC |  | 22 | 2 | NAICS-22 Non-Cogen | IC | WO | WOO | PJM | 0 | 0 | 2021
Vintage0 | petroleum | FALSE | 56693 | N | . | Virginia Beach | Industrial Power Generating Company LLC | 55938 | VA | SAT | SERC |  | 22 | 2 | NAICS-22 Non-Cogen | IC | DFO | DFO | PJM | 4152 | 273.5 | 2021
Vintage2001 | biomass | TRUE | 56693 | N | . | Virginia Beach | Industrial Power Generating Company LLC | 55938 | VA | SAT | SERC |  | 22 | 2 | NAICS-22 Non-Cogen | IC | LFG | MLG | PJM | 15009 | 988.5 | 2021
| petroleum | FALSE | 56693 | N | . | Virginia Beach | Industrial Power Generating Company LLC | 55938 | VA | SAT | SERC |  | 22 | 2 | NAICS-22 Non-Cogen | IC | WO | WOO | PJM | 0 | 0 | 2021
Vintage1982 | hydro | TRUE | 56694 | N | . | Russell D Smith | Columbia Basin Hydropower | 55939 | WA | PACC | WECC |  | 22 | 1 | Electric Utility | HY | WAT | HYC | BPAT | 139904 | 15819 | 2021
Vintage1985 | hydro | TRUE | 56695 | N | . | Summer Falls Power Plant | Columbia Basin Hydropower | 55939 | WA | PACC | WECC |  | 22 | 1 | Electric Utility | HY | WAT | HYC | AVA | 3510510 | 396937 | 2021
Vintage1983 | hydro | TRUE | 56696 | N | . | Eltopia Branch Canal 4.6 | Columbia Basin Hydropower | 55939 | WA | PACC | WECC |  | 22 | 1 | Electric Utility | HY | WAT | HYC | BPAT | 72467 | 8194 | 2021
Vintage1985 | hydro | TRUE | 56697 | N | . | Potholes East Canal 66.0 | Columbia Basin Hydropower | 55939 | WA | PACC | WECC |  | 22 | 1 | Electric Utility | HY | WAT | HYC | BPAT | 55945 | 6326 | 2021
Vintage1987 | hydro | TRUE | 56698 | N | . | Main Canal Headworks | Columbia Basin Hydropower | 55939 | WA | PACC | WECC |  | 22 | 1 | Electric Utility | HY | WAT | HYC | AVA | 948891 | 107292 | 2021
Vintage2008 | onshore wind | TRUE | 56699 | N | . | Forward Windpower LLC | Forward Windpower, LLC | 64632 | PA | MAT | RFC |  | 22 | 2 | NAICS-22 Non-Cogen | WT | WND | WND | PJM | 519550 | 58746 | 2021
Vintage2008 | onshore wind | TRUE | 56700 | N | . | Lookout Windpower LLC | Lookout Windpower, LLC | 64650 | PA | MAT | RFC |  | 22 | 2 | NAICS-22 Non-Cogen | WT | WND | WND | PJM | 879970 | 99499 | 2021
Vintage2004 | natural gas peaker | TRUE | 56701 | N | . | Haworth Water Treatment Plant | EPP Renewable Energy | 57249 | NJ | MAT | RFC |  | 22 | 2 | NAICS-22 Non-Cogen | IC | NG | NG | PJM | 199806 | 17029 | 2021
Vintage2009 | onshore wind | TRUE | 56702 | N | . | Tuolumne Wind Project | Turlock Irrigation District | 19281 | WA | PACC | WECC |  | 22 | 1 | Electric Utility | WT | WND | WND | BPAT | 3548654 | 401250 | 2021
Vintage1974 | hydro | TRUE | 56703 | N | . | Lyons Falls Hydroelectric | Northbrook Lyons Falls LLC | 55941 | NY | MAT | NPCC |  | 22 | 2 | NAICS-22 Non-Cogen | HY | WAT | HYC | NYIS | 214466 | 24250 | 2021
Vintage1953 | hydro | TRUE | 56704 | N | . | Gouldtown | Northbrook Lyons Falls LLC | 55941 | NY | MAT | NPCC |  | 22 | 2 | NAICS-22 Non-Cogen | HY | WAT | HYC | NYIS | 61059 | 6904 | 2021
Vintage1958 | hydro | TRUE | 56705 | N | . | Kosterville | Northbrook Lyons Falls LLC | 55941 | NY | MAT | NPCC |  | 22 | 2 | NAICS-22 Non-Cogen | HY | WAT | HYC | NYIS | 25118 | 2840 | 2021
Vintage0 | natural gas steam turbine | FALSE | 56706 | N | . | Ampersand Chowchilla Biomass LLC | Ampersand Chowchilla Biomass LLC | 55953 | CA | PACC | WECC |  | 22 | 2 | NAICS-22 Non-Cogen | ST | NG | NG | CISO | 852 | 38.436 | 2021
Vintage2008 | biomass | TRUE | 56706 | N | . | Ampersand Chowchilla Biomass LLC | Ampersand Chowchilla Biomass LLC | 55953 | CA | PACC | WECC |  | 22 | 2 | NAICS-22 Non-Cogen | ST | WDS | WWW | CISO | 1345020 | 60127.564 | 2021
Vintage0 | other | FALSE | 56707 | N | . | El Nido Facility | Merced Power LLC | 55952 | CA | PACC | WECC |  | 22 | 2 | NAICS-22 Non-Cogen | ST | PG | WOO | CISO | 1794 | 88.243 | 2021
Vintage2008 | biomass | TRUE | 56707 | N | . | El Nido Facility | Merced Power LLC | 55952 | CA | PACC | WECC |  | 22 | 2 | NAICS-22 Non-Cogen | ST | WDS | WWW | CISO | 1101602 | 53912.757 | 2021
Vintage2012 | natural gas steam turbine | FALSE | 56708 | N | . | CFB Power Plant | Formosa Plastics Corp | 6541 | TX | WSC | TRE |  | 325211 | 6 | Industrial NAICS Non-Cogen | ST | NG | NG | ERCO | 15196374 | 963682 | 2021
Vintage2008 | onshore wind | TRUE | 56750 | N | . | Jeffers Wind 20 LLC | Northern States Power Co - Minnesota | 13781 | MN | WNC | MRO |  | 22 | 1 | Electric Utility | WT | WND | WND | MISO | 1532682 | 173302 | 2021
Vintage2008 | onshore wind | TRUE | 56751 | N | . | Spanish Fork Wind Park 2 LLC | Spanish Fork Wind Park 2, LLC | 64661 | UT | MTN | WECC |  | 22 | 2 | NAICS-22 Non-Cogen | WT | WND | WND | PACE | 403500 | 45624 | 2021
Vintage2008 | onshore wind | TRUE | 56752 | N | . | Mountain Wind Power LLC | Mountain Wind Power LLC | 64651 | WY | MTN | WECC |  | 22 | 2 | NAICS-22 Non-Cogen | WT | WND | WND | PACE | 1838695 | 207903 | 2021
Vintage2008 | onshore wind | TRUE | 56753 | N | . | Mountain Wind Power II LLC | Mountain Wind Power II LLC | 64652 | WY | MTN | WECC |  | 22 | 2 | NAICS-22 Non-Cogen | WT | WND | WND | PACE | 1419798 | 160538 | 2021
Vintage2009 | onshore wind | TRUE | 56754 | N | . | Goat Wind LP | Goat Wind LP | 64644 | TX | WSC | TRE |  | 22 | 2 | NAICS-22 Non-Cogen | WT | WND | WND | ERCO | 3429995 | 387833 | 2021
Vintage2008 | onshore wind | TRUE | 56755 | N | . | Odin Wind Farm LLC | NRG Energy Gas & Wind Holdings Inc | 59883 | MN | WNC | MRO |  | 22 | 2 | NAICS-22 Non-Cogen | WT | WND | WND | MISO | 451027 | 50998 | 2021
Vintage2008 | onshore wind | TRUE | 56763 | N | . | Capricorn Ridge Wind LLC | Capricorn Ridge Wind LLC | 55958 | TX | WSC | TRE |  | 22 | 2 | NAICS-22 Non-Cogen | WT | WND | WND | ERCO | 18174324 | 2054989 | 2021
Vintage2008 | onshore wind | TRUE | 56764 | N | . | Winnebago Wind Power Project | Avangrid Renewables LLC | 15399 | IA | WNC | MRO |  | 22 | 2 | NAICS-22 Non-Cogen | WT | WND | WND | MISO | 522168 | 59042 | 2021
Vintage2009 | onshore wind | TRUE | 56765 | N | . | Barton Windpower LLC | Avangrid Renewables LLC | 15399 | IA | WNC | MRO |  | 22 | 2 | NAICS-22 Non-Cogen | WT | WND | WND | MISO | 2941901 | 332644 | 2021
Vintage2009 | onshore wind | TRUE | 56767 | N | . | Farmers City Wind LLC | Avangrid Renewables LLC | 15399 | MO | WNC | SERC |  | 22 | 2 | NAICS-22 Non-Cogen | WT | WND | WND | MISO | 1804254 | 204009 | 2021
Vintage2010 | solar pv | TRUE | 56768 | N | . | CalRenew-1 | CalRenew-1 LLC | 55961 | CA | PACC | WECC |  | 22 | 2 | NAICS-22 Non-Cogen | PV | SUN | SUN | CISO | 46590 | 5268 | 2021
Vintage2009 | onshore wind | TRUE | 56770 | N | . | Locust Ridge II LLC | Avangrid Renewables LLC | 15399 | PA | MAT | RFC |  | 22 | 2 | NAICS-22 Non-Cogen | WT | WND | WND | PJM | 1682959 | 190294 | 2021
Vintage2008 | onshore wind | TRUE | 56771 | N | . | Silver Star I Wind Power Project | Silver Star I Power Partners LLC | 62076 | TX | WSC | TRE |  | 22 | 2 | NAICS-22 Non-Cogen | WT | WND | WND | ERCO | 1863210 | 210675 | 2021
Vintage2008 | onshore wind | TRUE | 56773 | N | . | McAdoo Wind Energy LLC | Invenergy Services LLC | 49893 | TX | WSC | TRE |  | 22 | 2 | NAICS-22 Non-Cogen | WT | WND | WND | ERCO | 3612306 | 408447 | 2021
Vintage2008 | onshore wind | TRUE | 56774 | N | . | Turkey Track Wind Energy LLC | Invenergy Services LLC | 49893 | TX | WSC | TRE |  | 22 | 2 | NAICS-22 Non-Cogen | WT | WND | WND | ERCO | 3101345 | 350672 | 2021
Vintage2007 | onshore wind | TRUE | 56775 | N | . | Scurry County Wind II | Invenergy Services LLC | 49893 | TX | WSC | TRE |  | 22 | 2 | NAICS-22 Non-Cogen | WT | WND | WND | ERCO | 1892448 | 213981 | 2021
Vintage2016 | onshore wind | TRUE | 56776 | N | . | Gunsight Mountain Wind Energy LLC | Invenergy Services LLC | 49893 | TX | WSC | TRE |  | 22 | 2 | NAICS-22 Non-Cogen | WT | WND | WND | ERCO | 4134861 | 467533 | 2021
Vintage2009 | onshore wind | TRUE | 56777 | N | . | Fowler Ridge Wind Farm LLC | AE Power Services LLC | 55963 | IN | ENC | RFC |  | 22 | 2 | NAICS-22 Non-Cogen | WT | WND | WND | PJM | 9688594 | 1095499 | 2021
| onshore wind | FALSE | 56779 | N | . | Sherbino I Wind Farm | Sherbino Mesa I Windfarm LLC | 62811 | TX | WSC | TRE |  | 22 | 2 | NAICS-22 Non-Cogen | WT | WND | WND | ERCO | 0 | 0 | 2021
Vintage2007 | biomass | TRUE | 56781 | Y | . | Evergreen BioPower LLC | Evergreen BioPower LLC | 55968 | OR | PACC | WECC |  | 321 | 7 | Industrial NAICS Cogen | ST | WDS | WWW | PACW | 259076 | 54504 | 2021
Vintage2007 | onshore wind | TRUE | 56782 | N | . | Diamond Willow Wind Facility | Montana-Dakota Utilities Co | 12199 | MT | MTN | MRO |  | 22 | 1 | Electric Utility | WT | WND | WND | MISO | 818265 | 92522 | 2021
Vintage2008 | onshore wind | TRUE | 56783 | N | . | Elbow Creek Wind Project LLC | Elbow Creek Wind Project LLC | 55981 | TX | WSC | TRE |  | 22 | 2 | NAICS-22 Non-Cogen | WT | WND | WND | ERCO | 3731142 | 421884 | 2021
Vintage2008 | onshore wind | TRUE | 56784 | N | . | Cloud County Wind Farm | Cloud County Windfarm, LLC | 55990 | KS | WNC | MRO |  | 22 | 2 | NAICS-22 Non-Cogen | WT | WND | WND | SWPP | 2934306 | 331785 | 2021
| hard coal | FALSE | 56785 | Y | . | Virginia Tech Power Plant | Virginia Polytechnic Inst and State Unv | 55988 | VA | SAT | RFC |  | 611 | 5 | Commercial NAICS Cogen | ST | BIT | COL | PJM | 0 | 0 | 2021
| petroleum | FALSE | 56785 | Y | . | Virginia Tech Power Plant | Virginia Polytechnic Inst and State Unv | 55988 | VA | SAT | RFC |  | 611 | 5 | Commercial NAICS Cogen | ST | DFO | DFO | PJM | 0 | -6.077 | 2021
| natural gas steam turbine | FALSE | 56785 | Y | . | Virginia Tech Power Plant | Virginia Polytechnic Inst and State Unv | 55988 | VA | SAT | RFC |  | 611 | 5 | Commercial NAICS Cogen | ST | NG | NG | PJM | 0 | -4323.923 | 2021
| biomass | FALSE | 56785 | Y | . | Virginia Tech Power Plant | Virginia Polytechnic Inst and State Unv | 55988 | VA | SAT | RFC |  | 611 | 5 | Commercial NAICS Cogen | ST | WDS | WWW | PJM | 0 | 0 | 2021
| lignite | FALSE | 56786 | Y | . | Spiritwood Station | Great River Energy | 7570 | ND | WNC | MRO |  | 22 | 1 | Electric Utility | ST | LIG | COL | MISO | 0 | 0 | 2021
Vintage0 | natural gas steam turbine | FALSE | 56786 | Y | . | Spiritwood Station | Great River Energy | 7570 | ND | WNC | MRO |  | 22 | 1 | Electric Utility | ST | NG | NG | MISO | 480298 | 57784.54 | 2021
| other | FALSE | 56786 | Y | . | Spiritwood Station | Great River Energy | 7570 | ND | WNC | MRO |  | 22 | 1 | Electric Utility | ST | PG | WOO | MISO | 0 | 0 | 2021
Vintage2014 | hard coal | TRUE | 56786 | Y | . | Spiritwood Station | Great River Energy | 7570 | ND | WNC | MRO |  | 22 | 1 | Electric Utility | ST | RC | COL | MISO | 936134 | 114048.46 | 2021
Vintage2000 | natural gas peaker | FALSE | 56787 | Y | . | Geismar Cogen | Air Liquide Large Industries U S LP | 327 | LA | WSC | SERC |  | 325 | 7 | Industrial NAICS Cogen | GT | NG | NG | MISO | 1990161 | 445861.78 | 2021
Vintage2009 | onshore wind | TRUE | 56789 | N | . | Pebble Springs Wind LLC | Avangrid Renewables LLC | 15399 | OR | PACC | WECC |  | 22 | 2 | NAICS-22 Non-Cogen | WT | WND | WND | AVRN | 1991307 | 225159 | 2021
Vintage2009 | onshore wind | TRUE | 56790 | N | . | Hay Canyon Wind Power LLC | Avangrid Renewables LLC | 15399 | OR | PACC | WECC |  | 22 | 2 | NAICS-22 Non-Cogen | WT | WND | WND | AVRN | 1973601 | 223157 | 2021
Vintage2008 | onshore wind | TRUE | 56791 | N | . | Dillon Wind LLC | Avangrid Renewables LLC | 15399 | CA | PACC | WECC |  | 22 | 2 | NAICS-22 Non-Cogen | WT | WND | WND | CISO | 1308407 | 147943 | 2021
Vintage2009 | onshore wind | TRUE | 56792 | N | . | Buffalo Ridge I LLC | Avangrid Renewables LLC | 15399 | SD | WNC | MRO |  | 22 | 2 | NAICS-22 Non-Cogen | WT | WND | WND | MISO | 715763 | 80932 | 2021
Vintage2008 | onshore wind | TRUE | 56793 | N | . | Elm Creek Wind LLC | Avangrid Renewables LLC | 15399 | MN | WNC | MRO |  | 22 | 2 | NAICS-22 Non-Cogen | WT | WND | WND | MISO | 1381593 | 156218 | 2021
Vintage2009 | onshore wind | TRUE | 56794 | N | . | Moraine II Wind LLC | Avangrid Renewables LLC | 15399 | MN | WNC | MRO |  | 22 | 2 | NAICS-22 Non-Cogen | WT | WND | WND | MISO | 830919 | 93953 | 2021
Vintage2009 | onshore wind | TRUE | 56795 | N | . | Penascal Wind Power LLC | Avangrid Renewables LLC | 15399 | TX | WSC | TRE |  | 22 | 2 | NAICS-22 Non-Cogen | WT | WND | WND | ERCO | 2407400 | 272207 | 2021
Vintage2012 | onshore wind | TRUE | 56796 | N | . | South Chestnut LLC | Avangrid Renewables LLC | 15399 | PA | MAT | RFC |  | 22 | 2 | NAICS-22 Non-Cogen | WT | WND | WND | PJM | 847724 | 95853 | 2021
Vintage2008 | onshore wind | TRUE | 56797 | N | . | Pioneer Prairie Wind Farm | Pioneer Prairie Wind Farm I, LLC | 55992 | IA | WNC | MRO |  | 22 | 2 | NAICS-22 Non-Cogen | WT | WND | WND | MISO | 6932032 | 783812 | 2021
| petroleum | FALSE | 56798 | N | . | Kleen Energy Systems Project | Kleen Energy Systems, LLC | 55993 | CT | NEW | NPCC |  | 22 | 2 | NAICS-22 Non-Cogen | CA | DFO | DFO | ISNE | 0 | 2316.146 | 2021
Vintage2011 | natural gas combined cycle | TRUE | 56798 | N | . | Kleen Energy Systems Project | Kleen Energy Systems, LLC | 55993 | CT | NEW | NPCC |  | 22 | 2 | NAICS-22 Non-Cogen | CA | NG | NG | ISNE | 583058 | 922814.85 | 2021
Vintage0 | petroleum | FALSE | 56798 | N | . | Kleen Energy Systems Project | Kleen Energy Systems, LLC | 55993 | CT | NEW | NPCC |  | 22 | 2 | NAICS-22 Non-Cogen | CT | DFO | DFO | ISNE | 45293 | 3701.25 | 2021
Vintage2011 | natural gas combined cycle | TRUE | 56798 | N | . | Kleen Energy Systems Project | Kleen Energy Systems, LLC | 55993 | CT | NEW | NPCC |  | 22 | 2 | NAICS-22 Non-Cogen | CT | NG | NG | ISNE | 16699789 | 1489439.8 | 2021
Vintage0 | petroleum | FALSE | 56799 | N | . | Greenland Energy Center | JEA | 9617 | FL | SAT | SERC |  | 22 | 1 | Electric Utility | GT | DFO | DFO | JEA | 24245 | 2204.891 | 2021
Vintage2011 | natural gas peaker | TRUE | 56799 | N | . | Greenland Energy Center | JEA | 9617 | FL | SAT | SERC |  | 22 | 1 | Electric Utility | GT | NG | NG | JEA | 7711503 | 700915.11 | 2021
Vintage2006 | onshore wind | TRUE | 56800 | N | . | Hull Wind II | Hull Municipal Light Plant | 8797 | MA | NEW | NPCC |  | 22 | 1 | Electric Utility | WT | WND | WND | ISNE | 19475 | 2202 | 2021
Vintage2009 | natural gas peaker | TRUE | 56803 | N | . | Panoche Energy Center | Panoche Energy Center, LLC | 56019 | CA | PACC | WECC |  | 22 | 2 | NAICS-22 Non-Cogen | GT | NG | NG | CISO | 6230413 | 672033 | 2021
Vintage2008 | onshore wind | TRUE | 56804 | N | . | Red Hills Wind Project LLC | Acciona Wind Energy USA LLC | 55918 | OK | WSC | MRO |  | 22 | 2 | NAICS-22 Non-Cogen | WT | WND | WND | SWPP | 2171520 | 245536 | 2021
Vintage2009 | onshore wind | TRUE | 56805 | N | . | EcoGrove Wind LLC | Acciona Wind Energy USA LLC | 55918 | IL | ENC | RFC |  | 22 | 2 | NAICS-22 Non-Cogen | WT | WND | WND | PJM | 2135181 | 241427 | 2021
| natural gas combined cycle | FALSE | 56806 | N | . | Cedar Bayou 4 | NRG Cedar Bayou Development Company LLC | 56020 | TX | WSC | TRE |  | 22 | 2 | NAICS-22 Non-Cogen | CA | NG | NG | ERCO | 0 | 772662 | 2021
Vintage2009 | natural gas combined cycle | TRUE | 56806 | N | . | Cedar Bayou 4 | NRG Cedar Bayou Development Company LLC | 56020 | TX | WSC | TRE |  | 22 | 2 | NAICS-22 Non-Cogen | CT | NG | NG | ERCO | 16814444 | 1428083 | 2021
Vintage0 | petroleum | FALSE | 56807 | N | . | Bear Garden | Virginia Electric & Power Co | 19876 | VA | SAT | SERC |  | 22 | 1 | Electric Utility | CA | DFO | DFO | PJM | 98785 | 9271.55 | 2021
Vintage2011 | natural gas combined cycle | TRUE | 56807 | N | . | Bear Garden | Virginia Electric & Power Co | 19876 | VA | SAT | SERC |  | 22 | 1 | Electric Utility | CA | NG | NG | PJM | 501302 | 47051.45 | 2021
Vintage0 | petroleum | FALSE | 56807 | N | . | Bear Garden | Virginia Electric & Power Co | 19876 | VA | SAT | SERC |  | 22 | 1 | Electric Utility | CT | DFO | DFO | PJM | 137537 | 23690.712 | 2021
Vintage2011 | natural gas combined cycle | TRUE | 56807 | N | . | Bear Garden | Virginia Electric & Power Co | 19876 | VA | SAT | SERC |  | 22 | 1 | Electric Utility | CT | NG | NG | PJM | 21978146 | 3025475.3 | 2021
Vintage2012 | hard coal | TRUE | 56808 | N | . | Virginia City Hybrid Energy Center | Virginia Electric & Power Co | 19876 | VA | SAT | RFC |  | 22 | 1 | Electric Utility | ST | BIT | COL | PJM | 9169905 | 836886.41 | 2021
Vintage0 | petroleum | FALSE | 56808 | N | . | Virginia City Hybrid Energy Center | Virginia Electric & Power Co | 19876 | VA | SAT | RFC |  | 22 | 1 | Electric Utility | ST | DFO | DFO | PJM | 71145 | 6348.904 | 2021
| hard coal | FALSE | 56808 | N | . | Virginia City Hybrid Energy Center | Virginia Electric & Power Co | 19876 | VA | SAT | RFC |  | 22 | 1 | Electric Utility | ST | WC | WOC | PJM | 0 | 0 | 2021
Vintage0 | biomass | FALSE | 56808 | N | . | Virginia City Hybrid Energy Center | Virginia Electric & Power Co | 19876 | VA | SAT | RFC |  | 22 | 1 | Electric Utility | ST | WDS | WWW | PJM | 1230335 | 110467.69 | 2021
Vintage2008 | onshore wind | TRUE | 56809 | N | . | Carroll Wind Farm | MidAmerican Energy Co | 12341 | IA | WNC | MRO |  | 22 | 1 | Electric Utility | WT | WND | WND | MISO | 4822421 | 545276 | 2021
Vintage2008 | onshore wind | TRUE | 56810 | N | . | Adair Wind Farm | MidAmerican Energy Co | 12341 | IA | WNC | MRO |  | 22 | 1 | Electric Utility | WT | WND | WND | MISO | 4372740 | 494430 | 2021
Vintage2008 | onshore wind | TRUE | 56811 | N | . | Walnut Wind Farm | MidAmerican Energy Co | 12341 | IA | WNC | MRO |  | 22 | 1 | Electric Utility | WT | WND | WND | MISO | 4706617 | 532182 | 2021
Vintage2013 | solar thermal | TRUE | 56812 | N | . | Solana Generating Station | Arizona Solar One LLC | 56023 | AZ | MTN | WECC |  | 22 | 2 | NAICS-22 Non-Cogen | CP | SUN | SUN | AZPS | 6142768 | 694569 | 2021
Vintage2007 | solar pv | TRUE | 56813 | N | . | CSU Fresno Solar Project | MMA Fresno Power LP | 56028 | CA | PACC | WECC |  | 22 | 2 | NAICS-22 Non-Cogen | PV | SUN | SUN | CISO | 9367 | 1059 | 2021
| solar pv | FALSE | 56814 | N | . | ELACC Photovoltaic Power Facility | MMA LA Power LP | 56027 | CA | PACC | WECC |  | 22 | 2 | NAICS-22 Non-Cogen | PV | SUN | SUN | CISO | 0 | 0 | 2021
Vintage2008 | solar pv | TRUE | 56815 | N | . | Denver Int Airport | MMA DAS Power | 56026 | CO | MTN | WECC |  | 22 | 2 | NAICS-22 Non-Cogen | PV | SUN | SUN | PSCO | 12938 | 1463 | 2021
Vintage2009 | onshore wind | TRUE | 56818 | N | . | Central Plains Wind Farm | Evergy Kansas Central, Inc | 22500 | KS | WNC | MRO |  | 22 | 1 | Electric Utility | WT | WND | WND | SWPP | 1335966 | 151059 | 2021
Vintage2009 | onshore wind | TRUE | 56819 | N | . | Flat Ridge Wind Farm | Evergy Kansas Central, Inc | 22500 | KS | WNC | MRO |  | 22 | 1 | Electric Utility | WT | WND | WND | SWPP | 420797 | 47580 | 2021
Vintage2008 | onshore wind | TRUE | 56823 | N | . | Hackberry Wind Farm | Hackberry Wind LLC | 56033 | TX | WSC | TRE |  | 22 | 2 | NAICS-22 Non-Cogen | WT | WND | WND | ERCO | 3395990 | 383988 | 2021
Vintage2007 | onshore wind | TRUE | 56824 | N | . | Marshall Wind 2 LLC | Marshall Wind Farm, LLC | 63166 | MN | WNC | MRO |  | 22 | 2 | NAICS-22 Non-Cogen | WT | WND | WND | MISO | 41063 | 4643 | 2021
Vintage2007 | onshore wind | TRUE | 56825 | N | . | Marshall Wind 3 LLC | Marshall Wind Farm, LLC | 63166 | MN | WNC | MRO |  | 22 | 2 | NAICS-22 Non-Cogen | WT | WND | WND | MISO | 41063 | 4643 | 2021
Vintage2007 | onshore wind | TRUE | 56826 | N | . | Marshall Wind 4 LLC | Marshall Wind Farm, LLC | 63166 | MN | WNC | MRO |  | 22 | 2 | NAICS-22 Non-Cogen | WT | WND | WND | MISO | 41063 | 4643 | 2021
Vintage2007 | onshore wind | TRUE | 56827 | N | . | Marshall Wind 5 LLC | Marshall Wind Farm, LLC | 63166 | MN | WNC | MRO |  | 22 | 2 | NAICS-22 Non-Cogen | WT | WND | WND | MISO | 20527 | 2321 | 2021
Vintage2007 | onshore wind | TRUE | 56828 | N | . | Marshall Wind 6 LLC | Marshall Wind Farm, LLC | 63166 | MN | WNC | MRO |  | 22 | 2 | NAICS-22 Non-Cogen | WT | WND | WND | MISO | 20527 | 2321 | 2021
Vintage2010 | onshore wind | TRUE | 56829 | N | . | Kibby Wind Facility | Helix Maine Wind Development, LLC | 61191 | ME | NEW | NPCC |  | 22 | 2 | NAICS-22 Non-Cogen | WT | WND | WND | ISNE | 2707389 | 306127 | 2021
Vintage2009 | onshore wind | TRUE | 56831 | N | . | Crane Creek Wind Energy Center | Wisconsin Public Service Corp | 20860 | IA | WNC | MRO |  | 22 | 1 | Electric Utility | WT | WND | WND | MISO | 2015777 | 227926 | 2021
Vintage2009 | geothermal | TRUE | 56832 | N | . | North Brawley Geothermal Plant | Ormat Nevada Inc | 34691 | CA | PACC | WECC |  | 22 | 2 | NAICS-22 Non-Cogen | BT | GEO | GEO | IID | 399051 | 45121 | 2021
Vintage2006 | other | TRUE | 56833 | N | . | OREG 1 Inc | Ormat Nevada Inc | 34691 | MT | MTN | MRO |  | 22 | 2 | NAICS-22 Non-Cogen | OT | WH | OTH | SWPP | 1382301 | 156298 | 2021
Vintage2008 | onshore wind | TRUE | 56835 | N | . | Ribeye Wind (11) LLC | Stockyard Wind | 64408 | TX | WSC | MRO |  | 22 | 2 | NAICS-22 Non-Cogen | WT | WND | WND | SWPP | 40232 | 4549 | 2021
Vintage2008 | onshore wind | TRUE | 56836 | N | . | T-Bone Wind (10) LLC | Stockyard Wind | 64408 | TX | WSC | MRO |  | 22 | 2 | NAICS-22 Non-Cogen | WT | WND | WND | SWPP | 75244 | 8508 | 2021
Vintage2008 | onshore wind | TRUE | 56837 | N | . | Tri-Tip Wind (9) LLC | Stockyard Wind | 64408 | TX | WSC | MRO |  | 22 | 2 | NAICS-22 Non-Cogen | WT | WND | WND | SWPP | 50587 | 5720 | 2021
Vintage2008 | onshore wind | TRUE | 56838 | N | . | Brisket Wind (8) LLC | Stockyard Wind | 64408 | TX | WSC | MRO |  | 22 | 2 | NAICS-22 Non-Cogen | WT | WND | WND | SWPP | 52065 | 5887 | 2021
Vintage2008 | onshore wind | TRUE | 56839 | N | . | Flat Iron Wind (7) LLC | Stockyard Wind | 64408 | TX | WSC | MRO |  | 22 | 2 | NAICS-22 Non-Cogen | WT | WND | WND | SWPP | 65498 | 7406 | 2021
Vintage2007 | onshore wind | TRUE | 56840 | N | . | Marshall Wind 1 LLC | Marshall Wind Farm, LLC | 63166 | MN | WNC | MRO |  | 22 | 2 | NAICS-22 Non-Cogen | WT | WND | WND | MISO | 20527 | 2321 | 2021
Vintage2009 | onshore wind | TRUE | 56841 | N | . | Glenrock | PacifiCorp | 14354 | WY | MTN | WECC |  | 22 | 1 | Electric Utility | WT | WND | WND | PACE | 4126813 | 466623 | 2021
Vintage2009 | onshore wind | TRUE | 56842 | N | . | Rolling Hills | PacifiCorp | 14354 | WY | MTN | WECC |  | 22 | 1 | Electric Utility | WT | WND | WND | PACE | 2622768 | 296559 | 2021
Vintage2008 | onshore wind | TRUE | 56843 | N | . | Seven Mile Hill | PacifiCorp | 14354 | WY | MTN | WECC |  | 22 | 1 | Electric Utility | WT | WND | WND | PACE | 4233259 | 478659 | 2021
Vintage2017 | natural gas combined cycle | TRUE | 56846 | N | . | CPV St Charles Energy Center | CPV Maryland LLC | 56031 | MD | SAT | RFC |  | 22 | 2 | NAICS-22 Non-Cogen | CA | NG | NG | PJM | 1306282 | 1409226 | 2021
Vintage2017 | natural gas combined cycle | TRUE | 56846 | N | . | CPV St Charles Energy Center | CPV Maryland LLC | 56031 | MD | SAT | RFC |  | 22 | 2 | NAICS-22 Non-Cogen | CT | NG | NG | PJM | 25688433 | 2382858 | 2021
Vintage2013 | biomass | TRUE | 56847 | N | . | Plainfield Renewable Energy LLC | Plainfield Renewable Energy, LLC | 56067 | CT | NEW | NPCC |  | 22 | 2 | NAICS-22 Non-Cogen | ST | OBL | ORW | ISNE | 6151 | 526.821 | 2021
Vintage2013 | biomass | TRUE | 56847 | N | . | Plainfield Renewable Energy LLC | Plainfield Renewable Energy, LLC | 56067 | CT | NEW | NPCC |  | 22 | 2 | NAICS-22 Non-Cogen | ST | WDS | WWW | ISNE | 3367631 | 282855.18 | 2021
| hard coal | FALSE | 56848 | Y | . | Haverhill North Cogeneration Facility | SunCoke Energy, Inc. | 56069 | OH | ENC | RFC |  | 22 | 3 | NAICS-22 Cogen | ST | BIT | COL | PJM | 0 | 0 | 2021
Vintage0 | natural gas steam turbine | FALSE | 56848 | Y | . | Haverhill North Cogeneration Facility | SunCoke Energy, Inc. | 56069 | OH | ENC | RFC |  | 22 | 3 | NAICS-22 Cogen | ST | NG | NG | PJM | 57328 | 12768.567 | 2021
Vintage2008 | other | TRUE | 56848 | Y | . | Haverhill North Cogeneration Facility | SunCoke Energy, Inc. | 56069 | OH | ENC | RFC |  | 22 | 3 | NAICS-22 Cogen | ST | OG | OOG | PJM | 1430846 | 318691.43 | 2021
Vintage2010 | biomass | TRUE | 56850 | N | . | Lanchester Generating Station | EDL Inc | 55858 | PA | MAT | RFC |  | 22 | 2 | NAICS-22 Non-Cogen | IC | LFG | MLG | PJM | 253793 | 17157 | 2021
Vintage2009 | biomass | TRUE | 56851 | N | . | Bryon Center | EDL Inc | 55858 | MI | ENC | RFC |  | 22 | 2 | NAICS-22 Non-Cogen | IC | LFG | MLG | MISO | 240758 | 22477 | 2021
Vintage2009 | biomass | TRUE | 56852 | N | . | Pinconning White Feather | EDL Inc | 55858 | MI | ENC | RFC |  | 22 | 2 | NAICS-22 Non-Cogen | IC | LFG | MLG | MISO | 206236 | 19662 | 2021
Vintage2009 | biomass | TRUE | 56853 | N | . | Trans-Jordan Generating Station | EDL Inc | 55858 | UT | MTN | WECC |  | 22 | 2 | NAICS-22 Non-Cogen | IC | LFG | MLG | PACE | 409684 | 37917 | 2021
Vintage2009 | onshore wind | TRUE | 56854 | N | . | Wheat Field Wind Power Project | Wheat Field Wind Power Project LLC | 56073 | OR | PACC | WECC |  | 22 | 2 | NAICS-22 Non-Cogen | WT | WND | WND | BPAT | 1940561 | 219421 | 2021
Vintage2008 | onshore wind | TRUE | 56855 | N | . | Arlington Wind Power Project | Arlington Wind Power Project LLC | 56074 | OR | PACC | WECC |  | 22 | 2 | NAICS-22 Non-Cogen | WT | WND | WND | BPAT | 2003281 | 226513 | 2021
Vintage2009 | onshore wind | TRUE | 56856 | N | . | Rail Splitter Wind Farm | Rail Splitter Wind Farm LLC | 56075 | IL | ENC | SERC |  | 22 | 2 | NAICS-22 Non-Cogen | WT | WND | WND | MISO | 2410300 | 272535 | 2021
Vintage2012 | onshore wind | TRUE | 56857 | N | . | Marble River Wind Farm | Marble River, LLC | 56072 | NY | MAT | NPCC |  | 22 | 2 | NAICS-22 Non-Cogen | WT | WND | WND | NYIS | 3903548 | 441378 | 2021
Vintage2010 | onshore wind | TRUE | 56858 | N | . | Sagebrush Power Partners | Sagebrush Power Partners, LLC | 56071 | WA | PACC | WECC |  | 22 | 2 | NAICS-22 Non-Cogen | WT | WND | WND | BPAT | 2563442 | 289851 | 2021
Vintage2007 | onshore wind | TRUE | 56859 | N | . | Crosswind Energy Project | Crosswind Energy Project | 64637 | IA | WNC | MRO |  | 22 | 2 | NAICS-22 Non-Cogen | WT | WND | WND | MISO | 607397 | 68679 | 2021
Vintage2007 | onshore wind | TRUE | 56860 | N | . | Hardin Hilltop Wind LLC | Hardin Hilltop Wind, LLC | 64646 | IA | WNC | MRO |  | 22 | 2 | NAICS-22 Non-Cogen | WT | WND | WND | MISO | 379505 | 42911 | 2021
Vintage2008 | solar pv | TRUE | 56862 | N | . | Bolthouse S&P and Rowen Farms Solar | MMA WBF Power LP | 56105 | CA | PACC | WECC |  | 22 | 2 | NAICS-22 Non-Cogen | PV | SUN | SUN | CISO | 13690 | 1548 | 2021
Vintage2005 | biomass | TRUE | 56864 | N | . | Covel Gardens Gas Recovery | EDL Inc | 55858 | TX | WSC | TRE |  | 22 | 2 | NAICS-22 Non-Cogen | IC | LFG | MLG | ERCO | 547546 | 40908 | 2021
Vintage2001 | biomass | TRUE | 56865 | N | . | Ottawa County Project | EDL Inc | 55858 | OH | ENC | RFC |  | 22 | 2 | NAICS-22 Non-Cogen | IC | LFG | MLG | PJM | 56246 | 4818 | 2021
Vintage2012 | biomass | TRUE | 56868 | N | . | Carbon Limestone | EDL Inc | 55858 | OH | ENC | RFC |  | 22 | 2 | NAICS-22 Non-Cogen | IC | LFG | MLG | PJM | 1999722 | 127287 | 2021
Vintage2012 | biomass | TRUE | 56869 | N | . | Loraine County Project | EDL Inc | 55858 | OH | ENC | RFC |  | 22 | 2 | NAICS-22 Non-Cogen | IC | LFG | MLG | PJM | 1568810 | 139964 | 2021
Vintage2011 | biomass | TRUE | 56870 | N | . | Taylor | EDL Inc | 55858 | GA | SAT | SERC |  | 22 | 2 | NAICS-22 Non-Cogen | IC | LFG | MLG | SOCO | 319883 | 25894 | 2021
| biomass | FALSE | 56871 | N | . | Zion Landfill Gas to Energy Facility | EDL Inc | 55858 | IL | ENC | RFC |  | 22 | 2 | NAICS-22 Non-Cogen | IC | LFG | MLG | PJM | 0 | 0 | 2021
| natural gas peaker | FALSE | 56871 | N | . | Zion Landfill Gas to Energy Facility | EDL Inc | 55858 | IL | ENC | RFC |  | 22 | 2 | NAICS-22 Non-Cogen | IC | NG | NG | PJM | 0 | 0 | 2021
Vintage2016 | hydro | TRUE | 56872 | N | . | Meldahl Hydroelectric Project | City of Hamilton - (OH) | 7977 | KY | ESC | SERC |  | 22 | 1 | Electric Utility | HY | WAT | HYC | PJM | 5557144 | 628352 | 2021
Vintage2010 | biomass | TRUE | 56873 | N | . | SECCRA Community Landfill | Southeastern Chester County Refuse Auth | 56081 | PA | MAT | RFC |  | 562212 | 4 | Commercial NAICS Non-Cogen | IC | LFG | MLG | PJM | 55461 | 5830 | 2021
Vintage2009 | onshore wind | TRUE | 56874 | N | . | Shiloh Wind Project 2 LLC | EDF Renewable Asset Holdings, Inc. | 57170 | CA | PACC | WECC |  | 22 | 2 | NAICS-22 Non-Cogen | WT | WND | WND | CISO | 4064879 | 459620 | 2021
| solar pv | FALSE | 56875 | N | . | Sacramento Soleil LLC | EDF Renewable Asset Holdings, Inc. | 57170 | CA | PACC | WECC |  | 22 | 2 | NAICS-22 Non-Cogen | PV | SUN | SUN | BANC | 0 | 0 | 2021
Vintage2009 | onshore wind | TRUE | 56876 | N | . | Wapsipinicon Wind Project | EDF Renewable Asset Holdings, Inc. | 57170 | MN | WNC | MRO |  | 22 | 2 | NAICS-22 Non-Cogen | WT | WND | WND | MISO | 2318138 | 262114 | 2021
Vintage2009 | solar pv | TRUE | 56877 | N | . | Hall's Warehouse Solar Project | Sunlight General Solar Fund II, LLC | 59100 | NJ | MAT | RFC |  | 22 | 2 | NAICS-22 Non-Cogen | PV | SUN | SUN | PJM | 12010 | 1358 | 2021
Vintage2009 | onshore wind | TRUE | 56878 | N | . | Hoosier Wind Project LLC | EDF Renewable Asset Holdings, Inc. | 57170 | IN | ENC | RFC |  | 22 | 2 | NAICS-22 Non-Cogen | WT | WND | WND | MISO | 1913126 | 216319 | 2021
Vintage2009 | onshore wind | TRUE | 56879 | N | . | Flat Ridge Wind Energy LLC | AE Power Services LLC | 55963 | KS | WNC | MRO |  | 22 | 2 | NAICS-22 Non-Cogen | WT | WND | WND | SWPP | 1631267 | 184449 | 2021
Vintage2009 | other | TRUE | 56880 | N | . | OREG 2 Inc | Ormat Nevada Inc | 34691 | MT | MTN | MRO |  | 22 | 2 | NAICS-22 Non-Cogen | OT | WH | OTH | SWPP | 1117704 | 126380 | 2021
Vintage2018 | solar pv | TRUE | 56883 | N | . | Pennsauken Solar | EPP Renewable Energy | 57249 | NJ | MAT | RFC |  | 22 | 2 | NAICS-22 Non-Cogen | PV | SUN | SUN | PJM | 18449 | 2086 | 2021
Vintage2008 | biomass | TRUE | 56884 | N | . | Cumberland County Solid Waste Complex | EPP Renewable Energy | 57249 | NJ | MAT | RFC |  | 22 | 2 | NAICS-22 Non-Cogen | IC | LFG | MLG | PJM | 228132 | 17738 | 2021
Vintage2009 | biomass | TRUE | 56887 | N | . | Cumberland County PA LFG Recovery | EPP Renewable Energy | 57249 | PA | MAT | RFC |  | 22 | 2 | NAICS-22 Non-Cogen | IC | LFG | MLG | PJM | 549477 | 47452 | 2021
Vintage2012 | solar pv | TRUE | 56888 | N | . | Warren County Solar | EPP Renewable Energy | 57249 | NJ | MAT | RFC |  | 22 | 2 | NAICS-22 Non-Cogen | PV | SUN | SUN | PJM | 22907 | 2590 | 2021
Vintage2009 | solar pv | TRUE | 56889 | N | . | PPL Renewable Energy Merck Solar | EPP Renewable Energy | 57249 | NJ | MAT | RFC |  | 22 | 2 | NAICS-22 Non-Cogen | PV | SUN | SUN | PJM | 11134 | 1259 | 2021
Vintage2009 | biomass | TRUE | 56890 | N | . | Norther Tier Landfill | EPP Renewable Energy | 57249 | PA | MAT | RFC |  | 22 | 2 | NAICS-22 Non-Cogen | IC | LFG | MLG | PJM | 113403 | 10045 | 2021
Vintage2008 | biomass | TRUE | 56891 | N | . | Moretown | EPP Renewable Energy | 57249 | VT | NEW | NPCC |  | 22 | 2 | NAICS-22 Non-Cogen | IC | LFG | MLG | ISNE | 78483 | 6683 | 2021
Vintage2014 | hydro | TRUE | 56893 | N | . | Chester Diversion Hydroelectric Project | Fall River Rural Elec Coop Inc | 6169 | ID | MTN | WECC |  | 22 | 1 | Electric Utility | HY | WAT | HYC | BPAT | 54806 | 6197 | 2021
Vintage2009 | biomass | TRUE | 56894 | N | . | Ameresco Stafford | AMERESCO Stafford LLC | 56100 | VA | SAT | SERC |  | 22 | 2 | NAICS-22 Non-Cogen | IC | LFG | MLG | PJM | 66929 | 6013 | 2021
Vintage2008 | biomass | TRUE | 56895 | N | . | Ameresco Ox Mountain | AMERESCO Ox Mountain Energy LLC | 56101 | CA | PACC | WECC |  | 22 | 2 | NAICS-22 Non-Cogen | IC | LFG | MLG | CISO | 898765 | 86713 | 2021
Vintage2009 | biomass | TRUE | 56896 | N | . | Ameresco Jefferson City | AMERESCO Jefferson City LLC | 56102 | MO | WNC | SERC |  | 22 | 2 | NAICS-22 Non-Cogen | IC | LFG | MLG | MISO | 230273 | 22422 | 2021
Vintage2009 | biomass | TRUE | 56897 | N | . | Ameresco Keller Canyon | AMERESCO Keller Canyon LLC | 56103 | CA | PACC | WECC |  | 22 | 2 | NAICS-22 Non-Cogen | IC | LFG | MLG | CISO | 307909 | 29414 | 2021
Vintage2010 | biomass | TRUE | 56898 | N | . | Ameresco Chiquita Canyon | AMERESCO Chiquita Canyon LLC | 56104 | CA | PACC | WECC |  | 22 | 2 | NAICS-22 Non-Cogen | GT | LFG | MLG | CISO | 527547 | 29819 | 2021
| petroleum | FALSE | 56899 | N | . | IRC Generator Facility | Garkane Energy Coop, Inc | 6957 | AZ | MTN | WECC |  | 22 | 1 | Electric Utility | IC | DFO | DFO | WALC | 0 | 0 | 2021
Vintage2008 | solar pv | FALSE | 56900 | N | . | Atlantic City Convention Center | Constellation Solar New Jersey, LLC | 57044 | NJ | MAT | RFC |  | 53 | 4 | Commercial NAICS Non-Cogen | PV | SUN | SUN | PJM | 26407 | 2986 | 2021
Vintage2009 | onshore wind | TRUE | 56901 | N | . | Altona | Valcour Operating Services, LLC | 63858 | NY | MAT | NPCC |  | 22 | 2 | NAICS-22 Non-Cogen | WT | WND | WND | NYIS | 1437089 | 162493 | 2021
Vintage2009 | onshore wind | TRUE | 56902 | N | . | Wethersfield | Valcour Operating Services, LLC | 63858 | NY | MAT | NPCC |  | 22 | 2 | NAICS-22 Non-Cogen | WT | WND | WND | NYIS | 2015467 | 227891 | 2021
Vintage2009 | onshore wind | TRUE | 56904 | N | . | Chateaugay | Valcour Operating Services, LLC | 63858 | NY | MAT | NPCC |  | 22 | 2 | NAICS-22 Non-Cogen | WT | WND | WND | NYIS | 1550283 | 175292 | 2021
Vintage2009 | onshore wind | TRUE | 56905 | N | . | Great Plains Windpark LLC | Great Plains Windpark Legacy LLC | 61671 | TX | WSC | MRO |  | 22 | 2 | NAICS-22 Non-Cogen | WT | WND | WND | SWPP | 1638556 | 185273 | 2021
Vintage0 | petroleum | FALSE | 56908 | N | . | Dave Gates Generating Station | NorthWestern Energy (MT wind/thermal) | 56815 | MT | MTN | WECC |  | 22 | 1 | Electric Utility | GT | DFO | DFO | NWMT | 1044 | 84.811 | 2021
Vintage2011 | natural gas peaker | TRUE | 56908 | N | . | Dave Gates Generating Station | NorthWestern Energy (MT wind/thermal) | 56815 | MT | MTN | WECC |  | 22 | 1 | Electric Utility | GT | NG | NG | NWMT | 3253511 | 263571.19 | 2021
Vintage2008 | solar pv | FALSE | 56909 | N | . | Gap Pacific Distribution Center | Goldman Sachs Renewable Power LLC | 61944 | CA | PACC | WECC |  | 441 | 4 | Commercial NAICS Non-Cogen | PV | SUN | SUN | CISO | 54887 | 6206 | 2021
Vintage2009 | biomass | TRUE | 56911 | N | . | Broad Mountain | UGI Development Co | 19391 | PA | MAT | RFC |  | 22 | 2 | NAICS-22 Non-Cogen | GT | LFG | MLG | PJM | 894628 | 47152 | 2021
Vintage2008 | onshore wind | TRUE | 56912 | N | . | Langdon Wind II LLC | FPL Energy Langdon Wind LLC | 55799 | ND | WNC | MRO |  | 22 | 2 | NAICS-22 Non-Cogen | WT | WND | WND | MISO | 1632622 | 184602 | 2021
Vintage2008 | onshore wind | TRUE | 56913 | N | . | Osceola Windpower II | Osceola Windpower II | 56121 | IA | WNC | MRO |  | 22 | 2 | NAICS-22 Non-Cogen | WT | WND | WND | MISO | 1626455 | 183905 | 2021
Vintage2010 | natural gas peaker | TRUE | 56914 | N | . | Orange Grove Peaking Facility | Orange Grove Energy LP | 56127 | CA | PACC | WECC |  | 22 | 2 | NAICS-22 Non-Cogen | GT | NG | NG | CISO | 168364 | 14858 | 2021
Vintage2010 | solar pv | TRUE | 56915 | N | . | SAS Solar Farm | SAS Institute Inc | 56128 | NC | SAT | SERC |  | 22 | 2 | NAICS-22 Non-Cogen | PV | SUN | SUN | CPLE | 16096 | 1820 | 2021
Vintage2014 | solar pv | TRUE | 56917 | N | . | Imperial Valley Solar, LLC | Imperial Valley Solar, LLC | 56167 | CA | PACC | WECC |  | 22 | 2 | NAICS-22 Non-Cogen | PV | SUN | SUN | CISO | 3284707 | 371405 | 2021
Vintage2008 | onshore wind | TRUE | 56919 | N | . | FPL Energy Ashtabula Wind LLC | FPL Energy Ashtabula Wind LLC | 56122 | ND | WNC | MRO |  | 22 | 2 | NAICS-22 Non-Cogen | WT | WND | WND | MISO | 5320188 | 601559 | 2021
Vintage2008 | onshore wind | TRUE | 56920 | N | . | Panther Creek Wind Farm I | RWE Renewables Americas LLC | 56215 | TX | WSC | TRE |  | 22 | 2 | NAICS-22 Non-Cogen | WT | WND | WND | ERCO | 4676673 | 528796 | 2021
Vintage2008 | onshore wind | TRUE | 56921 | N | . | Panther Creek Wind Farm II | RWE Renewables Americas LLC | 56215 | TX | WSC | TRE |  | 22 | 2 | NAICS-22 Non-Cogen | WT | WND | WND | ERCO | 3622829 | 409637 | 2021
Vintage2009 | solar pv | TRUE | 56922 | N | . | WWRF Solar Plant | SunE U6 Holdings LLC | 56431 | CO | MTN | WECC |  | 22 | 2 | NAICS-22 Non-Cogen | PV | SUN | SUN | PSCO | 17609 | 1991 | 2021
Vintage2008 | onshore wind | TRUE | 56923 | N | . | FPL Energy Crystal Lake Wind LLC | FPL Energy Crystal Lake Wind LLC | 56123 | IA | WNC | MRO |  | 22 | 2 | NAICS-22 Non-Cogen | WT | WND | WND | MISO | 4638272 | 524454 | 2021
Vintage2008 | onshore wind | TRUE | 56924 | N | . | FPL Energy Story Wind LLC | FPL Energy Story Wind LLC | 56119 | IA | WNC | MRO |  | 22 | 2 | NAICS-22 Non-Cogen | WT | WND | WND | MISO | 4898107 | 553834 | 2021
Vintage2009 | onshore wind | TRUE | 56925 | N | . | FPL Energy Crystal Lake Wind II LLC | FPL Energy Crystal Lake Wind II LLC | 56124 | IA | WNC | MRO |  | 22 | 2 | NAICS-22 Non-Cogen | WT | WND | WND | MISO | 6055645 | 684718 | 2021
Vintage2007 | natural gas peaker | FALSE | 56928 | Y | . | Fairfield University CHP Plant | Fairfield University | 56143 | CT | NEW | NPCC |  | 611 | 5 | Commercial NAICS Cogen | GT | NG | NG | ISNE | 155097 | 22147 | 2021
Vintage2009 | solar pv | TRUE | 56929 | N | . | DeSoto Next Generation Solar Energy | Florida Power & Light Co | 6452 | FL | SAT | SERC |  | 22 | 1 | Electric Utility | PV | SUN | SUN | FPL | 386854 | 43742 | 2021
Vintage2010 | solar pv | TRUE | 56930 | N | . | Space Coast Next Gen Solar Energy | Florida Power & Light Co | 6452 | FL | SAT | SERC |  | 22 | 1 | Electric Utility | PV | SUN | SUN | FPL | 145315 | 16431 | 2021
| petroleum | FALSE | 56932 | N | . | Biotech LS 0836 | Washington State University | 22040 | WA | PACC | WECC |  | 611 | 4 | Commercial NAICS Non-Cogen | IC | DFO | DFO | AVA | 0 | 0 | 2021
Vintage2009 | onshore wind | TRUE | 56933 | N | . | Threemile Canyon | Threemile Canyon Wind I, LLC | 56159 | OR | PACC | WECC |  | 22 | 2 | NAICS-22 Non-Cogen | WT | WND | WND | PACW | 202252 | 22869 | 2021
Vintage2009 | onshore wind | TRUE | 56934 | N | . | Cassia Wind | Cassia Wind Farm, LLC | 56158 | ID | MTN | WECC |  | 22 | 2 | NAICS-22 Non-Cogen | WT | WND | WND | IPCO | 167877 | 18982 | 2021
Vintage2009 | onshore wind | TRUE | 56935 | N | . | Cassia Gulch | Cassia Gulch Wind Park, LLC | 56157 | ID | MTN | WECC |  | 22 | 2 | NAICS-22 Non-Cogen | WT | WND | WND | IPCO | 365594 | 41338 | 2021
Vintage1980 | hydro | FALSE | 56936 | N | . | Brookfield Power Glen Falls Hydro | Erie Boulevard Hydropower LP | 5914 | NY | MAT | NPCC |  | 322122 | 6 | Industrial NAICS Non-Cogen | HY | WAT | HYC | NYIS | 503489 | 56930 | 2021
Vintage0 | petroleum | FALSE | 56937 | N | . | Fairbanks Morse Engine | Fairbanks Morse Engine | 56175 | WI | ENC | RFC |  | 339 | 6 | Industrial NAICS Non-Cogen | IC | DFO | DFO | MISO | 78 | 10 | 2021
Vintage2008 | solar pv | TRUE | 56938 | N | . | SunEdison LV Sutton Plant Site | SunE NC Progress 1 LLC | 56183 | NC | SAT | SERC |  | 22 | 2 | NAICS-22 Non-Cogen | PV | SUN | SUN | CPLE | 11763 | 1330 | 2021
Vintage2009 | solar pv | TRUE | 56939 | N | . | Solar Blythe LLC | NRG Solar Blythe | 59399 | CA | PACC | WECC |  | 22 | 2 | NAICS-22 Non-Cogen | PV | SUN | SUN | CISO | 364887 | 41258 | 2021
| petroleum | FALSE | 56940 | N | . | CPV Valley Energy Center | CPV Valley, LLC | 56204 | NY | MAT | NPCC |  | 22 | 2 | NAICS-22 Non-Cogen | CA | DFO | DFO | NYIS | 0 | 10.01 | 2021
Vintage2018 | natural gas combined cycle | TRUE | 56940 | N | . | CPV Valley Energy Center | CPV Valley, LLC | 56204 | NY | MAT | NPCC |  | 22 | 2 | NAICS-22 Non-Cogen | CA | NG | NG | NYIS | 1160305 | 1616362 | 2021
Vintage0 | petroleum | FALSE | 56940 | N | . | CPV Valley Energy Center | CPV Valley, LLC | 56204 | NY | MAT | NPCC |  | 22 | 2 | NAICS-22 Non-Cogen | CT | DFO | DFO | NYIS | 184 | 17.382 | 2021
Vintage2018 | natural gas combined cycle | TRUE | 56940 | N | . | CPV Valley Energy Center | CPV Valley, LLC | 56204 | NY | MAT | NPCC |  | 22 | 2 | NAICS-22 Non-Cogen | CT | NG | NG | NYIS | 29084789 | 2716498.6 | 2021
Vintage2009 | onshore wind | TRUE | 56941 | N | . | Grand Ridge Wind Energy Center | Invenergy Services LLC | 49893 | IL | ENC | RFC |  | 22 | 2 | NAICS-22 Non-Cogen | WT | WND | WND | PJM | 4353574 | 492263 | 2021
Vintage2009 | onshore wind | TRUE | 56942 | N | . | Forward Wind Energy Center | Wisconsin Public Service Corp | 20860 | WI | ENC | MRO |  | 22 | 1 | Electric Utility | WT | WND | WND | MISO | 1128920 | 127648 | 2021
Vintage2008 | solar pv | TRUE | 56944 | N | . | CM10 | Consolidated Edison Development Inc. | 56769 | NV | MTN | WECC |  | 22 | 2 | NAICS-22 Non-Cogen | PV | SUN | SUN | CISO | 165259 | 18686 | 2021
Vintage2009 | onshore wind | TRUE | 56945 | N | . | High Lonesome Mesa LLC | High Lonesome Mesa, LLC | 64648 | NM | MTN | WECC |  | 22 | 2 | NAICS-22 Non-Cogen | WT | WND | WND | PNM | 3351000 | 378901 | 2021
Vintage2008 | onshore wind | TRUE | 56946 | N | . | Buffalo Bear LLC | Buffalo Bear, LLC | 64633 | OK | WSC | MRO |  | 22 | 2 | NAICS-22 Non-Cogen | WT | WND | WND | SWPP | 194876 | 22035 | 2021
Vintage2009 | onshore wind | TRUE | 56947 | N | . | Elkhorn Ridge Wind LLC | Elkhorn Ridge Wind, LLC | 64631 | NE | WNC | MRO |  | 22 | 2 | NAICS-22 Non-Cogen | WT | WND | WND | SWPP | 1473517 | 166612 | 2021
Vintage2011 | natural gas peaker | TRUE | 56948 | N | . | Coolidge Generation Station | Salt River Project | 16572 | AZ | MTN | WECC |  | 22 | 1 | Electric Utility | GT | NG | NG | SRP | 2906721 | 276761 | 2021
Vintage2008 | biomass | TRUE | 56951 | N | . | Enoree Phase II Landfill Gas Recovery | Enerdyne Power Systems Inc | 58523 | SC | SAT | SERC |  | 22 | 2 | NAICS-22 Non-Cogen | IC | LFG | MLG | DUK | 150662 | 11584 | 2021
Vintage2009 | onshore wind | TRUE | 56952 | N | . | Willow Creek Energy Center | Invenergy Services LLC | 49893 | OR | PACC | WECC |  | 22 | 2 | NAICS-22 Non-Cogen | WT | WND | WND | BPAT | 1568668 | 177371 | 2021
Vintage2009 | onshore wind | TRUE | 56953 | N | . | High Sheldon Wind Farm | Invenergy Services LLC | 49893 | NY | MAT | NPCC |  | 22 | 2 | NAICS-22 Non-Cogen | WT | WND | WND | NYIS | 1964951 | 222179 | 2021
Vintage2013 | petroleum | FALSE | 56954 | N | . | Gastonia Prime Power Park | North Carolina Mun Power Agny #1 | 13630 | NC | SAT | SERC |  | 22 | 1 | Electric Utility | IC | DFO | DFO | DUK | 2558 | -37 | 2021
Vintage2008 | onshore wind | TRUE | 56956 | N | . | Bull Creek Wind | Bull Creek Wind LLC | 56222 | TX | WSC | TRE |  | 22 | 2 | NAICS-22 Non-Cogen | WT | WND | WND | ERCO | 2141380 | 242128 | 2021
Vintage2013 | biomass | TRUE | 56957 | N | . | Pioneer Crossing Energy, LLC | Pioneer Crossing Energy LLC | 59880 | PA | MAT | RFC |  | 22 | 2 | NAICS-22 Non-Cogen | IC | LFG | MLG | PJM | 404714 | 33948 | 2021
Vintage2012 | biomass | TRUE | 56958 | N | . | DANC LFGTE Facility | Innovative Energy Systems Inc | 50158 | NY | MAT | NPCC |  | 22 | 2 | NAICS-22 Non-Cogen | IC | LFG | MLG | NYIS | 360019 | 32028 | 2021
Vintage2008 | onshore wind | TRUE | 56959 | N | . | Ocotillo Windpower | Duke Energy DEGS Ocotillo | 56273 | TX | WSC | TRE |  | 22 | 2 | NAICS-22 Non-Cogen | WT | WND | WND | ERCO | 271246 | 30670 | 2021
Vintage2008 | onshore wind | TRUE | 56960 | N | . | Happy Jack Windpower Project | Duke Energy DEGS Happy Jack | 56271 | WY | MTN | WECC |  | 22 | 2 | NAICS-22 Non-Cogen | WT | WND | WND | WAUW | 599145 | 67746 | 2021
| other | FALSE | 56961 | N | . | Notrees Windpower Hybrid | Duke Energy DEGS Notrees | 56272 | TX | WSC | TRE |  | 22 | 2 | NAICS-22 Non-Cogen | BA | MWH | OTH | ERCO | 0 | -2287 | 2021
Vintage2009 | onshore wind | TRUE | 56961 | N | . | Notrees Windpower Hybrid | Duke Energy DEGS Notrees | 56272 | TX | WSC | TRE |  | 22 | 2 | NAICS-22 Non-Cogen | WT | WND | WND | ERCO | 2796562 | 316210 | 2021
Vintage2008 | biomass | TRUE | 56962 | N | . | Iredell County LFG Facility | Iredell Transmission LLC | 56261 | NC | SAT | SERC |  | 22 | 2 | NAICS-22 Non-Cogen | IC | LFG | MLG | DUK | 277771 | 25995 | 2021
Vintage2014 | natural gas combined cycle | TRUE | 56963 | N | . | West Deptford Energy Station | West Deptford Energy LLC | 56236 | NJ | MAT | RFC |  | 22 | 2 | NAICS-22 Non-Cogen | CA | NG | NG | PJM | 365509 | 573722 | 2021
Vintage2014 | natural gas combined cycle | TRUE | 56963 | N | . | West Deptford Energy Station | West Deptford Energy LLC | 56236 | NJ | MAT | RFC |  | 22 | 2 | NAICS-22 Non-Cogen | CT | NG | NG | PJM | 10836919 | 912227 | 2021
Vintage0 | petroleum | FALSE | 56964 | N | . | Bayonne Energy Center | Bayonne Energy Center LLC | 56267 | NJ | MAT | RFC |  | 22 | 2 | NAICS-22 Non-Cogen | GT | DFO | DFO | NYIS | 14424 | 1408.497 | 2021
Vintage2018 | natural gas peaker | TRUE | 56964 | N | . | Bayonne Energy Center | Bayonne Energy Center LLC | 56267 | NJ | MAT | RFC |  | 22 | 2 | NAICS-22 Non-Cogen | GT | NG | NG | NYIS | 6081824 | 594166.5 | 2021
Vintage2013 | solar pv | TRUE | 56966 | N | . | QVC Inc | QVC Inc | 56237 | NC | SAT | SERC |  | 22 | 2 | NAICS-22 Non-Cogen | PV | SUN | SUN | PJM | 28567 | 3230 | 2021
Vintage2009 | onshore wind | TRUE | 56967 | N | . | Butter Creek Power LLC | Echo 3 | 56804 | OR | PACC | WECC |  | 22 | 2 | NAICS-22 Non-Cogen | WT | WND | WND | PACW | 113256 | 12806 | 2021
Vintage2009 | onshore wind | TRUE | 56968 | N | . | Big Top LLC | Echo 3 | 56804 | OR | PACC | WECC |  | 22 | 2 | NAICS-22 Non-Cogen | WT | WND | WND | PACW | 35092 | 3968 | 2021
Vintage2009 | onshore wind | TRUE | 56969 | N | . | Four Corners Windfarm LLC | Echo 2 | 56803 | OR | PACC | WECC |  | 22 | 2 | NAICS-22 Non-Cogen | WT | WND | WND | PACW | 160703 | 18171 | 2021
Vintage2009 | onshore wind | TRUE | 56970 | N | . | Four Mile Canyon Windfarm LLC | Echo 2 | 56803 | OR | PACC | WECC |  | 22 | 2 | NAICS-22 Non-Cogen | WT | WND | WND | PACW | 195419 | 22096 | 2021
Vintage2009 | onshore wind | TRUE | 56971 | N | . | Oregon Trail Windfarm LLC | Echo 1 | 56802 | OR | PACC | WECC |  | 22 | 2 | NAICS-22 Non-Cogen | WT | WND | WND | PACW | 231790 | 26209 | 2021
Vintage2009 | onshore wind | TRUE | 56972 | N | . | Pacific Canyon Windfarm LLC | Echo 1 | 56802 | OR | PACC | WECC |  | 22 | 2 | NAICS-22 Non-Cogen | WT | WND | WND | PACW | 170556 | 19285 | 2021
Vintage2009 | onshore wind | TRUE | 56973 | N | . | Sand Ranch Windfarm LLC | Echo 1 | 56802 | OR | PACC | WECC |  | 22 | 2 | NAICS-22 Non-Cogen | WT | WND | WND | PACW | 219729 | 24845 | 2021
Vintage2009 | onshore wind | TRUE | 56974 | N | . | Wagon Trail LLC | Echo 3 | 56804 | OR | PACC | WECC |  | 22 | 2 | NAICS-22 Non-Cogen | WT | WND | WND | PACW | 67569 | 7640 | 2021
Vintage2009 | onshore wind | TRUE | 56975 | N | . | Ward Butte Windfarm LLC | Echo 1 | 56802 | OR | PACC | WECC |  | 22 | 2 | NAICS-22 Non-Cogen | WT | WND | WND | PACW | 150871 | 17059 | 2021
| hydro | FALSE | 56978 | N | . | Sears Hydroelectric Plant | City of Rock Island | 56268 | IL | ENC | SERC |  | 22 | 2 | NAICS-22 Non-Cogen | HY | WAT | HYC | MISO | 0 | 0 | 2021
Vintage2009 | onshore wind | TRUE | 56979 | N | . | Panther Creek Wind Farm Three | RWE Renewables Americas LLC | 56215 | TX | WSC | TRE |  | 22 | 2 | NAICS-22 Non-Cogen | WT | WND | WND | ERCO | 4687001 | 529964 | 2021
Vintage2009 | onshore wind | TRUE | 56980 | N | . | Stony Creek Wind Farm LLC | RWE Renewables Americas LLC | 56215 | PA | MAT | RFC |  | 22 | 2 | NAICS-22 Non-Cogen | WT | WND | WND | PJM | 1190180 | 134575 | 2021
| other | FALSE | 56981 | N | . | Pyron Wind Farm LLC Hybrid | RWE Renewables Americas LLC | 56215 | TX | WSC | TRE |  | 22 | 2 | NAICS-22 Non-Cogen | BA | MWH | OTH | ERCO | 0 | -1090 | 2021
Vintage2009 | onshore wind | TRUE | 56981 | N | . | Pyron Wind Farm LLC Hybrid | RWE Renewables Americas LLC | 56215 | TX | WSC | TRE |  | 22 | 2 | NAICS-22 Non-Cogen | WT | WND | WND | ERCO | 5792324 | 654944 | 2021
Vintage2009 | geothermal | TRUE | 56982 | N | . | NGP Blue Mountain I LLC | NGP Blue Mountain I LLC | 56249 | NV | MTN | WECC |  | 22 | 2 | NAICS-22 Non-Cogen | BT | GEO | GEO | NEVP | 1971462 | 222915 | 2021
Vintage2009 | onshore wind | TRUE | 56983 | N | . | Papalote Creek I LLC | RWE Renewables Americas LLC | 56215 | TX | WSC | TRE |  | 22 | 2 | NAICS-22 Non-Cogen | WT | WND | WND | ERCO | 3927417 | 444077 | 2021
| other | FALSE | 56984 | N | . | Inadale Wind Farm LLC Hybrid | RWE Renewables Americas LLC | 56215 | TX | WSC | TRE |  | 22 | 2 | NAICS-22 Non-Cogen | BA | MWH | OTH | ERCO | 0 | -1596 | 2021
Vintage2009 | onshore wind | TRUE | 56984 | N | . | Inadale Wind Farm LLC Hybrid | RWE Renewables Americas LLC | 56215 | TX | WSC | TRE |  | 22 | 2 | NAICS-22 Non-Cogen | WT | WND | WND | ERCO | 4091076 | 462582 | 2021
Vintage2008 | onshore wind | TRUE | 56985 | N | . | Smoky Hills Wind Project Phase II | Smoky Hills Wind Project II LLC | 56285 | KS | WNC | MRO |  | 22 | 2 | NAICS-22 Non-Cogen | WT | WND | WND | SWPP | 4024409 | 455044 | 2021
Vintage2009 | biomass | TRUE | 56986 | N | . | Clinton LFGTE Facility | Innovative Energy Systems Inc | 50158 | NY | MAT | NPCC |  | 22 | 2 | NAICS-22 Non-Cogen | IC | LFG | MLG | NYIS | 430169 | 38416 | 2021
Vintage2008 | biomass | TRUE | 56987 | N | . | Hyland LFGTE Facility | Innovative Energy Systems Inc | 50158 | NY | MAT | NPCC |  | 22 | 2 | NAICS-22 Non-Cogen | IC | LFG | MLG | NYIS | 516641 | 36879 | 2021
Vintage2009 | onshore wind | TRUE | 56989 | N | . | Stetson Wind I | Evergreen Wind, LLC | 59155 | ME | NEW | NPCC |  | 22 | 2 | NAICS-22 Non-Cogen | WT | WND | WND | ISNE | 1031264 | 116606 | 2021
Vintage2011 | onshore wind | TRUE | 56990 | N | . | Rollins Wind Project | Evergreen Wind, LLC | 59155 | ME | NEW | NPCC |  | 22 | 2 | NAICS-22 Non-Cogen | WT | WND | WND | ISNE | 1310683 | 148200 | 2021
Vintage2010 | onshore wind | TRUE | 56991 | N | . | Stetson Wind II | Evergreen Wind, LLC | 59155 | ME | NEW | NPCC |  | 22 | 2 | NAICS-22 Non-Cogen | WT | WND | WND | ISNE | 458287 | 51819 | 2021
Vintage2008 | solar pv | TRUE | 56993 | N | . | MF Mesa Lane LLC | MF Mesa Lane LLC | 56284 | PA | MAT | RFC |  | 22 | 2 | NAICS-22 Non-Cogen | PV | SUN | SUN | PJM | 31555 | 3568 | 2021
Vintage2008 | onshore wind | TRUE | 56994 | N | . | Grand Meadow | Northern States Power Co - Minnesota | 13781 | MN | WNC | MRO |  | 22 | 1 | Electric Utility | WT | WND | WND | MISO | 1902494 | 215117 | 2021
| biomass | FALSE | 56995 | N | . | Georgetown LFGTE | South Carolina Public Service Authority | 17543 | SC | SAT | SERC |  | 22 | 1 | Electric Utility | IC | LFG | MLG | SC | 0 | 0 | 2021
Vintage2009 | solar pv | TRUE | 56996 | N | . | Solar Photovoltaic Project #02 | Southern California Edison Co | 17609 | CA | PACC | WECC |  | 22 | 1 | Electric Utility | PV | SUN | SUN | CISO | 10523 | 1190 | 2021
Vintage2010 | hydro | TRUE | 56997 | N | . | Arrowrock Hydroelectric Project | Boise-Kuna Irrigation District | 1932 | ID | MTN | WECC |  | 22 | 2 | NAICS-22 Non-Cogen | HY | WAT | HYC | IPCO | 337849 | 38201 | 2021
Vintage2012 | natural gas combined cycle | TRUE | 56998 | N | . | Pueblo Airport Generating Station | Black Hills Service Company LLC | 56771 | CO | MTN | WECC |  | 22 | 2 | NAICS-22 Non-Cogen | CA | NG | NG | WACM | 192816 | 246521 | 2021
Vintage2012 | natural gas combined cycle | TRUE | 56998 | N | . | Pueblo Airport Generating Station | Black Hills Service Company LLC | 56771 | CO | MTN | WECC |  | 22 | 2 | NAICS-22 Non-Cogen | CT | NG | NG | WACM | 8129564 | 727251 | 2021
Vintage2016 | natural gas peaker | TRUE | 56998 | N | . | Pueblo Airport Generating Station | Black Hills Service Company LLC | 56771 | CO | MTN | WECC |  | 22 | 2 | NAICS-22 Non-Cogen | GT | NG | NG | WACM | 3159823 | 250891 | 2021
Vintage2010 | natural gas peaker | TRUE | 57001 | N | . | El Cajon Energy Center | Wellhead Services, Inc | 20323 | CA | PACC | WECC |  | 22 | 2 | NAICS-22 Non-Cogen | GT | NG | NG | CISO | 72440 | 6659 | 2021
Vintage2015 | onshore wind | TRUE | 57002 | N | . | Oakfield Wind Project | Onward Energy | 60453 | ME | NEW | NPCC |  | 22 | 2 | NAICS-22 Non-Cogen | WT | WND | WND | ISNE | 3032847 | 342927 | 2021
Vintage2010 | biomass | TRUE | 57003 | N | . | Fulton LFGTE Facility | Innovative Energy Systems Inc | 50158 | NY | MAT | NPCC |  | 22 | 2 | NAICS-22 Non-Cogen | IC | LFG | MLG | NYIS | 154000 | 13368 | 2021
Vintage2007 | solar pv | TRUE | 57004 | N | . | SunEdison Walgreens Moreno Valley | SunE WG113 Moreno Valley LLC | 56294 | CA | PACC | WECC |  | 22 | 2 | NAICS-22 Non-Cogen | PV | SUN | SUN | CISO | 11790 | 1333 | 2021
Vintage2008 | solar pv | TRUE | 57005 | N | . | Mariani Packing Vacaville Solar | SunE U6 Holdings LLC | 56431 | CA | PACC | WECC |  | 22 | 2 | NAICS-22 Non-Cogen | PV | SUN | SUN | CISO | 13848 | 1566 | 2021
Vintage2007 | solar pv | TRUE | 57006 | N | . | Walgreens Woodland Distribution Center | SunE WG45 Woodland LLC | 56296 | CA | PACC | WECC |  | 22 | 2 | NAICS-22 Non-Cogen | PV | SUN | SUN | CISO | 10498 | 1187 | 2021
Vintage2008 | solar pv | TRUE | 57007 | N | . | SunEdison Ironwood State Prison | SunE CPA CDC2 LLC | 56297 | CA | PACC | WECC |  | 22 | 2 | NAICS-22 Non-Cogen | PV | SUN | SUN | CISO | 15133 | 1711 | 2021
Vintage2009 | solar pv | TRUE | 57008 | N | . | SunEdison Procter & Gamble Oxnard | SunE U6 Holdings LLC | 56431 | CA | PACC | WECC |  | 22 | 2 | NAICS-22 Non-Cogen | PV | SUN | SUN | CISO | 15566 | 1760 | 2021
Vintage2007 | solar pv | TRUE | 57009 | N | . | Kohls San Bernardino Solar Facility | Longroad Energy Services LLC | 61219 | CA | PACC | WECC |  | 22 | 2 | NAICS-22 Non-Cogen | PV | SUN | SUN | CISO | 12868 | 1455 | 2021
Vintage2008 | solar pv | TRUE | 57010 | N | . | SunEdison Anheuser Busch Fairfield | SunE M5 Holdings LLC | 56434 | CA | PACC | WECC |  | 22 | 2 | NAICS-22 Non-Cogen | PV | SUN | SUN | CISO | 15037 | 1700 | 2021
Vintage2006 | solar pv | TRUE | 57011 | N | . | Chuckawalla Valley State Prison | SunE CPA CDC1 LLC | 56302 | CA | PACC | WECC |  | 22 | 2 | NAICS-22 Non-Cogen | PV | SUN | SUN | CISO | 13080 | 1479 | 2021
Vintage2009 | solar pv | TRUE | 57012 | N | . | SunEdison Walmart Apple Valley DC | SunE M5 Holdings LLC | 56434 | CA | PACC | WECC |  | 22 | 2 | NAICS-22 Non-Cogen | PV | SUN | SUN | CISO | 15999 | 1809 | 2021
Vintage2009 | biomass | TRUE | 57014 | N | . | Waste Management Arden LFGTE | WM Renewable Energy LLC | 54842 | PA | MAT | RFC |  | 22 | 2 | NAICS-22 Non-Cogen | IC | LFG | MLG | PJM | 472022 | 39486 | 2021
Vintage2014 | biomass | TRUE | 57015 | N | . | Waste Management Columbia Ridge LFGTE | WM Renewable Energy LLC | 54842 | OR | PACC | WECC |  | 22 | 2 | NAICS-22 Non-Cogen | IC | LFG | MLG | BPAT | 1120994 | 93619 | 2021
Vintage2009 | biomass | TRUE | 57016 | N | . | Waste Management Crossroads LFGTE | WM Renewable Energy LLC | 54842 | ME | NEW | NPCC |  | 22 | 2 | NAICS-22 Non-Cogen | IC | LFG | MLG | ISNE | 201370 | 21733 | 2021
Vintage2010 | biomass | TRUE | 57017 | N | . | Spruce Ridge Gas Recovery | WM Renewable Energy LLC | 54842 | MN | WNC | MRO |  | 22 | 2 | NAICS-22 Non-Cogen | IC | LFG | MLG | MISO | 200683 | 15854 | 2021
Vintage2009 | biomass | TRUE | 57018 | N | . | Waste Management Middle Peninsula LFGTE | WM Renewable Energy LLC | 54842 | VA | SAT | SERC |  | 22 | 2 | NAICS-22 Non-Cogen | IC | LFG | MLG | PJM | 558528 | 49705 | 2021
Vintage2010 | biomass | TRUE | 57019 | N | . | Riverbend Landfill | WM Renewable Energy LLC | 54842 | OR | PACC | WECC |  | 22 | 2 | NAICS-22 Non-Cogen | IC | LFG | MLG | BPAT | 358086 | 28526 | 2021
Vintage2010 | biomass | TRUE | 57020 | N | . | Westside Landfill Gas Recovery | WM Renewable Energy LLC | 54842 | TX | WSC | TRE |  | 22 | 2 | NAICS-22 Non-Cogen | IC | LFG | MLG | ERCO | 133484 | 11889 | 2021
Vintage2009 | biomass | TRUE | 57021 | N | . | Waste Management Madison County LFGTE | WM Renewable Energy LLC | 54842 | NY | MAT | NPCC |  | 22 | 2 | NAICS-22 Non-Cogen | IC | LFG | MLG | NYIS | 45959 | 3612 | 2021
Vintage2011 | biomass | TRUE | 57022 | N | . | Waste Management King George LFGTE | WM Renewable Energy LLC | 54842 | VA | SAT | SERC |  | 22 | 2 | NAICS-22 Non-Cogen | GT | LFG | MLG | PJM | 1265628 | 67534 | 2021
Vintage2010 | biomass | TRUE | 57023 | N | . | Waste Management Rolling Meadows LFGTE | WM Renewable Energy LLC | 54842 | KS | WNC | MRO |  | 22 | 2 | NAICS-22 Non-Cogen | IC | LFG | MLG | SWPP | 556375 | 46897 | 2021
Vintage2010 | biomass | TRUE | 57024 | N | . | Waste Management Northern Oaks LFGTE | WM Renewable Energy LLC | 54842 | MI | ENC | RFC |  | 22 | 2 | NAICS-22 Non-Cogen | IC | LFG | MLG | MISO | 18021 | 1483 | 2021
Vintage2010 | biomass | TRUE | 57025 | N | . | Waste Management Eco Vista LFGTE | WM Renewable Energy LLC | 54842 | AR | WSC | SERC |  | 22 | 2 | NAICS-22 Non-Cogen | IC | LFG | MLG | MISO | 378671 | 31356 | 2021
Vintage2009 | biomass | TRUE | 57026 | N | . | Superior Landfill Gas Recovery | WM Renewable Energy LLC | 54842 | GA | SAT | SERC |  | 22 | 2 | NAICS-22 Non-Cogen | IC | LFG | MLG | SOCO | 587797 | 47415 | 2021
Vintage2011 | natural gas peaker | TRUE | 57027 | N | . | Canyon Power Plant | City of Anaheim - (CA) | 590 | CA | PACC | WECC |  | 22 | 1 | Electric Utility | GT | NG | NG | CISO | 697041 | 67679 | 2021
| natural gas combined cycle | FALSE | 57028 | N | . | Langley Gulch Power Plant | Idaho Power Co | 9191 | ID | MTN | WECC |  | 22 | 1 | Electric Utility | CA | NG | NG | IPCO | 0 | 688331 | 2021
Vintage2012 | natural gas combined cycle | TRUE | 57028 | N | . | Langley Gulch Power Plant | Idaho Power Co | 9191 | ID | MTN | WECC |  | 22 | 1 | Electric Utility | CT | NG | NG | IPCO | 13625694 | 1238776 | 2021
Vintage0 | petroleum | FALSE | 57029 | N | . | Cleveland Cnty Generating Facility | Southern Power Co | 17650 | NC | SAT | SERC |  | 22 | 2 | NAICS-22 Non-Cogen | GT | DFO | DFO | DUK | 38583 | 3660.135 | 2021
Vintage2012 | natural gas peaker | TRUE | 57029 | N | . | Cleveland Cnty Generating Facility | Southern Power Co | 17650 | NC | SAT | SERC |  | 22 | 2 | NAICS-22 Non-Cogen | GT | NG | NG | DUK | 9524599 | 903513.87 | 2021
Vintage2006 | petroleum | FALSE | 57030 | N | . | Pacolet Diesel Generation Facility | Lockhart Power Co | 11118 | SC | SAT | SERC |  | 22 | 1 | Electric Utility | IC | DFO | DFO | DUK | 265 | -103 | 2021
Vintage2009 | onshore wind | TRUE | 57031 | N | . | Luverne Wind Energy Center | Otter Tail Power Co | 14232 | ND | WNC | MRO |  | 22 | 1 | Electric Utility | WT | WND | WND | MISO | 1546451 | 174859 | 2021
Vintage2008 | onshore wind | TRUE | 57032 | N | . | Ashtabula Wind Energy Center | Otter Tail Power Co | 14232 | ND | WNC | MRO |  | 22 | 1 | Electric Utility | WT | WND | WND | MISO | 1232668 | 139379 | 2021
Vintage2007 | onshore wind | TRUE | 57033 | N | . | Langdon Wind Energy Center | Otter Tail Power Co | 14232 | ND | WNC | MRO |  | 22 | 1 | Electric Utility | WT | WND | WND | MISO | 1274448 | 144103 | 2021
Vintage2000 | petroleum | TRUE | 57034 | N | . | Willmar Municipal East Substation | Willmar Municipal Utilities | 20737 | MN | WNC | MRO |  | 22 | 1 | Electric Utility | IC | DFO | DFO | MISO | 660 | 52 | 2021
Vintage2000 | petroleum | TRUE | 57035 | N | . | Willmar Municipal SW Substation | Willmar Municipal Utilities | 20737 | MN | WNC | MRO |  | 22 | 1 | Electric Utility | IC | DFO | DFO | MISO | 595 | 48 | 2021
Vintage2013 | natural gas combined cycle | TRUE | 57036 | N | . | Southcentral Power Project | Chugach Electric Assn Inc | 3522 | AK | PACN |  |  | 22 | 1 | Electric Utility | CA | NG | NG |  | 1 | 239180 | 2021
Vintage2013 | natural gas combined cycle | TRUE | 57036 | N | . | Southcentral Power Project | Chugach Electric Assn Inc | 3522 | AK | PACN |  |  | 22 | 1 | Electric Utility | CT | NG | NG |  | 8073093 | 802514 | 2021
Vintage2014 | natural gas combined cycle | TRUE | 57037 | N | . | Ratcliffe | Mississippi Power Co | 12686 | MS | ESC | SERC |  | 22 | 1 | Electric Utility | CA | NG | NG | SOCO | 1636440 | 1451902 | 2021
Vintage2014 | natural gas combined cycle | TRUE | 57037 | N | . | Ratcliffe | Mississippi Power Co | 12686 | MS | ESC | SERC |  | 22 | 1 | Electric Utility | CT | NG | NG | SOCO | 27315296 | 2539086 | 2021
Vintage2012 | onshore wind | TRUE | 57038 | N | . | Bison I Wind Energy Center | ALLETE, Inc. | 12647 | ND | WNC | MRO |  | 22 | 1 | Electric Utility | WT | WND | WND | MISO | 1913619 | 216375 | 2021
Vintage2009 | onshore wind | TRUE | 57039 | N | . | McFadden Ridge | PacifiCorp | 14354 | WY | MTN | WECC |  | 22 | 1 | Electric Utility | WT | WND | WND | PACE | 906714 | 102523 | 2021
Vintage2009 | onshore wind | TRUE | 57040 | N | . | High Plains | PacifiCorp | 14354 | WY | MTN | WECC |  | 22 | 1 | Electric Utility | WT | WND | WND | PACE | 2952994 | 333898 | 2021
Vintage2009 | solar pv | TRUE | 57041 | N | . | Vaca Dixon Solar Station | Pacific Gas & Electric Co. | 14328 | CA | PACC | WECC |  | 22 | 1 | Electric Utility | PV | SUN | SUN | CISO | 27357 | 3093 | 2021
Vintage0 | other | FALSE | 57042 | Y | . | CSU East Bay | Pacific Gas & Electric Co. | 14328 | CA | PACC | WECC |  | 22 | 1 | Electric Utility | FC | NG | NG | CISO | 8414 | 1307 | 2021
Vintage0 | other | FALSE | 57043 | Y | . | SF State University | Pacific Gas & Electric Co. | 14328 | CA | PACC | WECC |  | 22 | 1 | Electric Utility | FC | NG | NG | CISO | 20961 | 3686 | 2021
Vintage2009 | onshore wind | TRUE | 57044 | N | . | Armenia Mountain Wind Farm | Allete Clean Energy | 59496 | PA | MAT | RFC |  | 22 | 2 | NAICS-22 Non-Cogen | WT | WND | WND | PJM | 2092338 | 236583 | 2021
| other | FALSE | 57045 | N | . | Rolling Thunder Wind Farm Hybrid | AE Power Services LLC | 55963 | SD | WNC | MRO |  | 22 | 2 | NAICS-22 Non-Cogen | BA | MWH | OTH | SWPP | 0 | 0 | 2021
Vintage2009 | onshore wind | TRUE | 57045 | N | . | Rolling Thunder Wind Farm Hybrid | AE Power Services LLC | 55963 | SD | WNC | MRO |  | 22 | 2 | NAICS-22 Non-Cogen | WT | WND | WND | SWPP | 789292 | 89246 | 2021
| biomass | FALSE | 57046 | Y | . | Archer Daniels Midland Columbus | Archer Daniels Midland Co | 772 | NE | WNC | MRO |  | 311 | 7 | Industrial NAICS Cogen | ST | AB | ORW | SWPP | 0 | 0 | 2021
| hard coal | FALSE | 57046 | Y | . | Archer Daniels Midland Columbus | Archer Daniels Midland Co | 772 | NE | WNC | MRO |  | 311 | 7 | Industrial NAICS Cogen | ST | BIT | COL | SWPP | 0 | 0 | 2021
| natural gas steam turbine | FALSE | 57046 | Y | . | Archer Daniels Midland Columbus | Archer Daniels Midland Co | 772 | NE | WNC | MRO |  | 311 | 7 | Industrial NAICS Cogen | ST | NG | NG | SWPP | 0 | 0 | 2021
| biomass | FALSE | 57046 | Y | . | Archer Daniels Midland Columbus | Archer Daniels Midland Co | 772 | NE | WNC | MRO |  | 311 | 7 | Industrial NAICS Cogen | ST | OBS | ORW | SWPP | 0 | 0 | 2021
Vintage2010 | hard coal | FALSE | 57046 | Y | . | Archer Daniels Midland Columbus | Archer Daniels Midland Co | 772 | NE | WNC | MRO |  | 311 | 7 | Industrial NAICS Cogen | ST | SUB | COL | SWPP | 3932623 | 272515 | 2021
| other | FALSE | 57046 | Y | . | Archer Daniels Midland Columbus | Archer Daniels Midland Co | 772 | NE | WNC | MRO |  | 311 | 7 | Industrial NAICS Cogen | ST | TDF | OTH | SWPP | 0 | 0 | 2021
| biomass | FALSE | 57046 | Y | . | Archer Daniels Midland Columbus | Archer Daniels Midland Co | 772 | NE | WNC | MRO |  | 311 | 7 | Industrial NAICS Cogen | ST | WDS | WWW | SWPP | 0 | 0 | 2021
Vintage2010 | onshore wind | TRUE | 57047 | N | . | Nobles Wind Project | Northern States Power Co - Minnesota | 13781 | MN | WNC | MRO |  | 22 | 1 | Electric Utility | WT | WND | WND | MISO | 3042071 | 343970 | 2021
Vintage2020 | onshore wind | TRUE | 57048 | N | . | Merricourt Wind Energy Center | Otter Tail Power Co | 14232 | ND | WNC | MRO |  | 22 | 1 | Electric Utility | WT | WND | WND | MISO | 4435876 | 501569 | 2021
Vintage2008 | onshore wind | TRUE | 57049 | N | . | NaturEner Glacier Wind Energy 1 | NaturEner Glacier Wind Energy 1 LLC | 56365 | MT | MTN | WECC |  | 22 | 2 | NAICS-22 Non-Cogen | WT | WND | WND | GWA | 2353450 | 266107 | 2021
Vintage2009 | onshore wind | TRUE | 57050 | N | . | NaturEner Glacier Wind Energy 2 | NaturEner Glacier Wind Energy 2 LLC | 56366 | MT | MTN | WECC |  | 22 | 2 | NAICS-22 Non-Cogen | WT | WND | WND | GWA | 2507664 | 283544 | 2021
Vintage2015 | petroleum | TRUE | 57051 | Y | . | Noatak | Alaska Village Elec Coop, Inc | 221 | AK | PACN |  |  | 22 | 1 | Electric Utility | IC | DFO | DFO |  | 17562 | 1808 | 2021
| petroleum | FALSE | 57051 | Y | . | Noatak | Alaska Village Elec Coop, Inc | 221 | AK | PACN |  |  | 22 | 1 | Electric Utility | IC | JF | WOO |  | 0 | 0 | 2021
Vintage2019 | petroleum | TRUE | 57052 | Y | . | Savoonga | Alaska Village Elec Coop, Inc | 221 | AK | PACN |  |  | 22 | 1 | Electric Utility | IC | DFO | DFO |  | 22384 | 2484 | 2021
| petroleum | FALSE | 57052 | Y | . | Savoonga | Alaska Village Elec Coop, Inc | 221 | AK | PACN |  |  | 22 | 1 | Electric Utility | IC | JF | WOO |  | 0 | 0 | 2021
| petroleum | FALSE | 57053 | Y | . | Alakanuk | Alaska Village Elec Coop, Inc | 221 | AK | PACN |  |  | 22 | 1 | Electric Utility | IC | JF | WOO |  | 69 | 0 | 2021
Vintage2004 | petroleum | TRUE | 57054 | Y | . | Upper Kalskag | Alaska Village Elec Coop, Inc | 221 | AK | PACN |  |  | 22 | 1 | Electric Utility | IC | DFO | DFO |  | 14628 | 1502 | 2021
| petroleum | FALSE | 57054 | Y | . | Upper Kalskag | Alaska Village Elec Coop, Inc | 221 | AK | PACN |  |  | 22 | 1 | Electric Utility | IC | JF | WOO |  | 0 | 0 | 2021
Vintage2014 | petroleum | TRUE | 57055 | N | . | Stebbins | Alaska Village Elec Coop, Inc | 221 | AK | PACN |  |  | 22 | 1 | Electric Utility | IC | DFO | DFO |  | 32871 | 3472 | 2021
| petroleum | FALSE | 57055 | N | . | Stebbins | Alaska Village Elec Coop, Inc | 221 | AK | PACN |  |  | 22 | 1 | Electric Utility | IC | JF | WOO |  | 0 | 0 | 2021
Vintage2007 | petroleum | TRUE | 57056 | Y | . | Scammon Bay | Alaska Village Elec Coop, Inc | 221 | AK | PACN |  |  | 22 | 1 | Electric Utility | IC | DFO | DFO |  | 16680 | 1677 | 2021
| petroleum | FALSE | 57056 | Y | . | Scammon Bay | Alaska Village Elec Coop, Inc | 221 | AK | PACN |  |  | 22 | 1 | Electric Utility | IC | JF | WOO |  | 0 | 0 | 2021
Vintage2019 | petroleum | TRUE | 57057 | Y | . | Quinhagak | Alaska Village Elec Coop, Inc | 221 | AK | PACN |  |  | 22 | 1 | Electric Utility | IC | DFO | DFO |  | 17156 | 2388 | 2021
| petroleum | FALSE | 57057 | Y | . | Quinhagak | Alaska Village Elec Coop, Inc | 221 | AK | PACN |  |  | 22 | 1 | Electric Utility | IC | JF | WOO |  | 0 | 0 | 2021
Vintage2018 | petroleum | TRUE | 57058 | Y | . | Pilot Station | Alaska Village Elec Coop, Inc | 221 | AK | PACN |  |  | 22 | 1 | Electric Utility | IC | DFO | DFO |  | 18835 | 1854 | 2021
| petroleum | FALSE | 57058 | Y | . | Pilot Station | Alaska Village Elec Coop, Inc | 221 | AK | PACN |  |  | 22 | 1 | Electric Utility | IC | JF | WOO |  | 0 | 0 | 2021
Vintage2005 | petroleum | TRUE | 57059 | Y | . | Koyuk | Alaska Village Elec Coop, Inc | 221 | AK | PACN |  |  | 22 | 1 | Electric Utility | IC | DFO | DFO |  | 11555 | 1265 | 2021
| petroleum | FALSE | 57059 | Y | . | Koyuk | Alaska Village Elec Coop, Inc | 221 | AK | PACN |  |  | 22 | 1 | Electric Utility | IC | JF | WOO |  | 0 | 0 | 2021
Vintage2019 | petroleum | TRUE | 57060 | Y | . | Elim | Alaska Village Elec Coop, Inc | 221 | AK | PACN |  |  | 22 | 1 | Electric Utility | IC | DFO | DFO |  | 12643 | 1353 | 2021
| petroleum | FALSE | 57060 | Y | . | Elim | Alaska Village Elec Coop, Inc | 221 | AK | PACN |  |  | 22 | 1 | Electric Utility | IC | JF | WOO |  | 0 | 0 | 2021
Vintage2006 | petroleum | TRUE | 57062 | Y | . | Gambell | Alaska Village Elec Coop, Inc | 221 | AK | PACN |  |  | 22 | 1 | Electric Utility | IC | DFO | DFO |  | 21932 | 2176 | 2021
| petroleum | FALSE | 57062 | Y | . | Gambell | Alaska Village Elec Coop, Inc | 221 | AK | PACN |  |  | 22 | 1 | Electric Utility | IC | JF | WOO |  | 0 | 0 | 2021
Vintage1998 | petroleum | TRUE | 57063 | Y | . | Shungnak | Alaska Village Elec Coop, Inc | 221 | AK | PACN |  |  | 22 | 1 | Electric Utility | IC | DFO | DFO |  | 17640 | 1642 | 2021
| petroleum | FALSE | 57063 | Y | . | Shungnak | Alaska Village Elec Coop, Inc | 221 | AK | PACN |  |  | 22 | 1 | Electric Utility | IC | JF | WOO |  | 0 | 0 | 2021
Vintage2007 | petroleum | TRUE | 57064 | Y | . | Kotlik | Alaska Village Elec Coop, Inc | 221 | AK | PACN |  |  | 22 | 1 | Electric Utility | IC | DFO | DFO |  | 20096 | 2137 | 2021
| petroleum | FALSE | 57064 | Y | . | Kotlik | Alaska Village Elec Coop, Inc | 221 | AK | PACN |  |  | 22 | 1 | Electric Utility | IC | JF | WOO |  | 0 | 0 | 2021
Vintage2004 | petroleum | TRUE | 57065 | Y | . | Kivalina | Alaska Village Elec Coop, Inc | 221 | AK | PACN |  |  | 22 | 1 | Electric Utility | IC | DFO | DFO |  | 16826 | 1828 | 2021
| petroleum | FALSE | 57065 | Y | . | Kivalina | Alaska Village Elec Coop, Inc | 221 | AK | PACN |  |  | 22 | 1 | Electric Utility | IC | JF | WOO |  | 0 | 0 | 2021
Vintage2017 | petroleum | TRUE | 57066 | Y | . | Kasigluk | Alaska Village Elec Coop, Inc | 221 | AK | PACN |  |  | 22 | 1 | Electric Utility | IC | DFO | DFO |  | 25548 | 2737 | 2021
| petroleum | FALSE | 57066 | Y | . | Kasigluk | Alaska Village Elec Coop, Inc | 221 | AK | PACN |  |  | 22 | 1 | Electric Utility | IC | JF | WOO |  | 0 | 0 | 2021
Vintage2019 | petroleum | TRUE | 57067 | Y | . | Toksook Bay | Alaska Village Elec Coop, Inc | 221 | AK | PACN |  |  | 22 | 1 | Electric Utility | IC | DFO | DFO |  | 34281 | 3702 | 2021
| petroleum | FALSE | 57067 | Y | . | Toksook Bay | Alaska Village Elec Coop, Inc | 221 | AK | PACN |  |  | 22 | 1 | Electric Utility | IC | JF | WOO |  | 0 | 0 | 2021
| petroleum | FALSE | 57068 | N | . | GenConn Middletown LLC | GenConn Middletown LLC | 56354 | CT | NEW | NPCC |  | 22 | 2 | NAICS-22 Non-Cogen | GT | DFO | DFO | ISNE | 0 | 0 | 2021
Vintage2011 | other | TRUE | 57068 | N | . | GenConn Middletown LLC | GenConn Middletown LLC | 56354 | CT | NEW | NPCC |  | 22 | 2 | NAICS-22 Non-Cogen | GT | KER | WOO | ISNE | 64491 | 3607.263 | 2021
Vintage0 | natural gas peaker | FALSE | 57068 | N | . | GenConn Middletown LLC | GenConn Middletown LLC | 56354 | CT | NEW | NPCC |  | 22 | 2 | NAICS-22 Non-Cogen | GT | NG | NG | ISNE | 27116 | 1516.737 | 2021
Vintage1924 | hydro | TRUE | 57069 | N | . | Twin Cities Hydro LLC | Twin Cities Hydro LLC | 56353 | MN | WNC | MRO |  | 22 | 2 | NAICS-22 Non-Cogen | HY | WAT | HYC | MISO | 677505 | 76606 | 2021
| hard coal | FALSE | 57070 | N | . | GenConn Devon LLC | GenConn Devon LLC | 56352 | CT | NEW | NPCC |  | 22 | 2 | NAICS-22 Non-Cogen | GT | BIT | COL | ISNE | 0 | 0 | 2021
| petroleum | FALSE | 57070 | N | . | GenConn Devon LLC | GenConn Devon LLC | 56352 | CT | NEW | NPCC |  | 22 | 2 | NAICS-22 Non-Cogen | GT | DFO | DFO | ISNE | 0 | 0 | 2021
Vintage2010 | other | TRUE | 57070 | N | . | GenConn Devon LLC | GenConn Devon LLC | 56352 | CT | NEW | NPCC |  | 22 | 2 | NAICS-22 Non-Cogen | GT | KER | WOO | ISNE | 57679 | 980 | 2021
| natural gas peaker | FALSE | 57070 | N | . | GenConn Devon LLC | GenConn Devon LLC | 56352 | CT | NEW | NPCC |  | 22 | 2 | NAICS-22 Non-Cogen | GT | NG | NG | ISNE | 0 | 0 | 2021
| biomass | FALSE | 57071 | N | . | Denton Power LLC | City of Denton - (TX) | 5063 | TX | WSC | TRE |  | 22 | 2 | NAICS-22 Non-Cogen | IC | LFG | MLG | ERCO | 0 | 0 | 2021
Vintage2010 | other | FALSE | 57072 | Y | . | Granite City Works | United States Steel Granite City Works | 56364 | IL | ENC | SERC |  | 3311 | 7 | Industrial NAICS Cogen | ST | BFG | OOG | MISO | 440539 | 55333.274 | 2021
Vintage0 | natural gas steam turbine | FALSE | 57072 | Y | . | Granite City Works | United States Steel Granite City Works | 56364 | IL | ENC | SERC |  | 3311 | 7 | Industrial NAICS Cogen | ST | NG | NG | MISO | 1388062 | 212816.37 | 2021
Vintage2010 | other | FALSE | 57072 | Y | . | Granite City Works | United States Steel Granite City Works | 56364 | IL | ENC | SERC |  | 3311 | 7 | Industrial NAICS Cogen | ST | PUR | OTH | MISO | 2298266 | 259867.36 | 2021
Vintage0 | natural gas steam turbine | FALSE | 57073 | N | . | Ivanpah 2 | NRG Energy Services | 57499 | CA | PACC | WECC |  | 22 | 2 | NAICS-22 Non-Cogen | ST | NG | NG | CISO | 386786 | 10251 | 2021
Vintage2013 | solar thermal | TRUE | 57073 | N | . | Ivanpah 2 | NRG Energy Services | 57499 | CA | PACC | WECC |  | 22 | 2 | NAICS-22 Non-Cogen | ST | SUN | SUN | CISO | 2141079 | 242094 | 2021
Vintage0 | natural gas steam turbine | FALSE | 57074 | N | . | Ivanpah 1 | NRG Energy Services | 57499 | CA | PACC | WECC |  | 22 | 2 | NAICS-22 Non-Cogen | ST | NG | NG | CISO | 534665 | 11794 | 2021
Vintage2013 | solar thermal | TRUE | 57074 | N | . | Ivanpah 1 | NRG Energy Services | 57499 | CA | PACC | WECC |  | 22 | 2 | NAICS-22 Non-Cogen | ST | SUN | SUN | CISO | 1975371 | 223357 | 2021
Vintage0 | natural gas steam turbine | FALSE | 57075 | N | . | Ivanpah 3 | NRG Energy Services | 57499 | CA | PACC | WECC |  | 22 | 2 | NAICS-22 Non-Cogen | ST | NG | NG | CISO | 443372 | 11974 | 2021
Vintage2013 | solar thermal | TRUE | 57075 | N | . | Ivanpah 3 | NRG Energy Services | 57499 | CA | PACC | WECC |  | 22 | 2 | NAICS-22 Non-Cogen | ST | SUN | SUN | CISO | 2124735 | 240246 | 2021
| natural gas peaker | FALSE | 57076 | Y | . | South Columbus Water Resource Facility | Columbus Water Works | 56367 | GA | SAT | SERC |  | 22132 | 5 | Commercial NAICS Cogen | IC | NG | NG | SOCO | 0 | 0 | 2021
| biomass | FALSE | 57076 | Y | . | South Columbus Water Resource Facility | Columbus Water Works | 56367 | GA | SAT | SERC |  | 22132 | 5 | Commercial NAICS Cogen | IC | OBG | ORW | SOCO | 0 | 0 | 2021
Vintage2012 | onshore wind | TRUE | 57078 | N | . | Steel Winds II | Evergreen Wind, LLC | 59155 | NY | MAT | NPCC |  | 22 | 2 | NAICS-22 Non-Cogen | WT | WND | WND | NYIS | 542268 | 61315 | 2021
Vintage2009 | onshore wind | TRUE | 57079 | N | . | Milford Wind Corridor I LLC | Longroad Energy Services LLC | 61219 | UT | MTN | WECC |  | 22 | 2 | NAICS-22 Non-Cogen | WT | WND | WND | LDWP | 3676513 | 415707 | 2021
Vintage2011 | onshore wind | TRUE | 57080 | N | . | Sheffield Wind | Evergreen Wind, LLC | 59155 | VT | NEW | NPCC |  | 22 | 2 | NAICS-22 Non-Cogen | WT | WND | WND | ISNE | 543606 | 61466 | 2021
Vintage2009 | solar pv | TRUE | 57081 | N | . | Calpine Vineland Solar LLC | Calpine Vineland Solar LLC | 56610 | NJ | MAT | RFC |  | 22 | 2 | NAICS-22 Non-Cogen | PV | SUN | SUN | PJM | 48552 | 5490 | 2021
| other | FALSE | 57082 | N | . | Kaheawa Wind Power II LLC | Evergreen Wind, LLC | 59155 | HI | PACN |  |  | 22 | 2 | NAICS-22 Non-Cogen | BA | MWH | OTH |  | 0 | 0 | 2021
Vintage2012 | onshore wind | TRUE | 57082 | N | . | Kaheawa Wind Power II LLC | Evergreen Wind, LLC | 59155 | HI | PACN |  |  | 22 | 2 | NAICS-22 Non-Cogen | WT | WND | WND |  | 514650 | 58192 | 2021
Vintage2012 | onshore wind | TRUE | 57083 | N | . | Bull Hill Wind Project | Evergreen Wind, LLC | 59155 | ME | NEW | NPCC |  | 22 | 2 | NAICS-22 Non-Cogen | WT | WND | WND | ISNE | 837251 | 94669 | 2021
Vintage2009 | hydro | TRUE | 57085 | N | . | Lake Dorothy Hydroelectric Project | Alaska Electric Light & Power Co. | 213 | AK | PACN |  |  | 22 | 1 | Electric Utility | HY | WAT | HYC |  | 773372 | 87446 | 2021
| other | FALSE | 57087 | N | . | Kahuku Wind Power LLC | Evergreen Wind, LLC | 59155 | HI | PACN |  |  | 22 | 2 | NAICS-22 Non-Cogen | BA | MWH | OTH |  | 0 | 0 | 2021
Vintage2011 | onshore wind | TRUE | 57087 | N | . | Kahuku Wind Power LLC | Evergreen Wind, LLC | 59155 | HI | PACN |  |  | 22 | 2 | NAICS-22 Non-Cogen | WT | WND | WND |  | 390951 | 44205 | 2021
Vintage2009 | onshore wind | TRUE | 57090 | N | . | Campbell Hill Windpower | Duke Energy DEGS Campbell Hill | 56378 | WY | MTN | WECC |  | 22 | 2 | NAICS-22 Non-Cogen | WT | WND | WND | PACE | 2666747 | 301532 | 2021
Vintage2009 | onshore wind | TRUE | 57091 | N | . | Silver Sage Windpower | Duke Energy DEGS Silver Sage Wndpwr LLC | 56377 | WY | MTN | WECC |  | 22 | 2 | NAICS-22 Non-Cogen | WT | WND | WND | WAUW | 909977 | 102892 | 2021
Vintage2009 | onshore wind | TRUE | 57093 | N | . | Casper Wind Farm | Chevron USA | 56394 | WY | MTN | WECC |  | 22 | 2 | NAICS-22 Non-Cogen | WT | WND | WND | PACE | 129874 | 14685 | 2021
Vintage2010 | onshore wind | TRUE | 57094 | N | . | Streator Cayuga Ridge South | Avangrid Renewables LLC | 15399 | IL | ENC | RFC |  | 22 | 2 | NAICS-22 Non-Cogen | WT | WND | WND | PJM | 6536053 | 739038 | 2021
Vintage2010 | onshore wind | TRUE | 57095 | N | . | Penascal II Wind Project LLC | Avangrid Renewables LLC | 15399 | TX | WSC | TRE |  | 22 | 2 | NAICS-22 Non-Cogen | WT | WND | WND | ERCO | 2231837 | 252356 | 2021
Vintage2010 | onshore wind | TRUE | 57096 | N | . | Star Point Wind Project LLC | Avangrid Renewables LLC | 15399 | OR | PACC | WECC |  | 22 | 2 | NAICS-22 Non-Cogen | WT | WND | WND | AVRN | 2092217 | 236569 | 2021
Vintage2009 | onshore wind | TRUE | 57097 | N | . | Rugby Wind Power Project | Avangrid Renewables LLC | 15399 | ND | WNC | MRO |  | 22 | 2 | NAICS-22 Non-Cogen | WT | WND | WND | MISO | 3637768 | 411326 | 2021
Vintage2009 | onshore wind | TRUE | 57098 | N | . | Dry Lake Wind LLC | Avangrid Renewables LLC | 15399 | AZ | MTN | WECC |  | 22 | 2 | NAICS-22 Non-Cogen | WT | WND | WND | SRP | 1048095 | 118509 | 2021
Vintage2009 | biomass | TRUE | 57099 | Y | . | WestRock (WA) | WestRock (WA) | 59348 | WA | PACC | WECC |  | 322122 | 7 | Industrial NAICS Cogen | ST | BLQ | WWW | TPWR | 1996965 | 175136.13 | 2021
| petroleum | FALSE | 57099 | Y | . | WestRock (WA) | WestRock (WA) | 59348 | WA | PACC | WECC |  | 322122 | 7 | Industrial NAICS Cogen | ST | DFO | DFO | TPWR | 0 | 0 | 2021
Vintage0 | natural gas steam turbine | FALSE | 57099 | Y | . | WestRock (WA) | WestRock (WA) | 59348 | WA | PACC | WECC |  | 322122 | 7 | Industrial NAICS Cogen | ST | NG | NG | TPWR | 143438 | 12593.445 | 2021
| petroleum | FALSE | 57099 | Y | . | WestRock (WA) | WestRock (WA) | 59348 | WA | PACC | WECC |  | 322122 | 7 | Industrial NAICS Cogen | ST | RFO | RFO | TPWR | 0 | 0 | 2021
Vintage2009 | biomass | TRUE | 57099 | Y | . | WestRock (WA) | WestRock (WA) | 59348 | WA | PACC | WECC |  | 322122 | 7 | Industrial NAICS Cogen | ST | WDS | WWW | TPWR | 970405 | 85053.791 | 2021
Vintage0 | petroleum | FALSE | 57099 | Y | . | WestRock (WA) | WestRock (WA) | 59348 | WA | PACC | WECC |  | 322122 | 7 | Industrial NAICS Cogen | ST | WO | WOO | TPWR | 32470 | 2848.63 | 2021
Vintage2008 | onshore wind | FALSE | 57106 | N | . | Mesalands Comm College Wind Turbine | Mesalands Community College | 56410 | NM | MTN | MRO |  | 611 | 4 | Commercial NAICS Non-Cogen | WT | WND | WND | SWPP | 16963 | 1918 | 2021
Vintage2011 | onshore wind | TRUE | 57107 | N | . | Milford Wind Corridor Stage II LLC | Milford Wind Corridor Stage II LLC | 56409 | UT | MTN | WECC |  | 22 | 2 | NAICS-22 Non-Cogen | WT | WND | WND | LDWP | 1762708 | 199311 | 2021
Vintage2009 | onshore wind | TRUE | 57108 | N | . | Blue Canyon Windpower V LLC | Blue Canyon Windpower V LLC | 56416 | OK | WSC | MRO |  | 22 | 2 | NAICS-22 Non-Cogen | WT | WND | WND | SWPP | 2567546 | 290315 | 2021
Vintage2009 | onshore wind | TRUE | 57109 | N | . | Meadow Lake Wind Farm LLC | Meadow Lake Wind Farm LLC | 56417 | IN | ENC | RFC |  | 22 | 2 | NAICS-22 Non-Cogen | WT | WND | WND | PJM | 3656411 | 413434 | 2021
Vintage2009 | onshore wind | TRUE | 57110 | N | . | Blackstone Wind Farm LLC | Blackstone Wind Farm LLC | 56418 | IL | ENC | RFC |  | 22 | 2 | NAICS-22 Non-Cogen | WT | WND | WND | PJM | 2186468 | 247226 | 2021
Vintage2009 | onshore wind | TRUE | 57111 | N | . | Lost Lakes Wind Farm LLC | Lost Lakes Wind Farm LLC | 56419 | IA | WNC | MRO |  | 22 | 2 | NAICS-22 Non-Cogen | WT | WND | WND | MISO | 2668279 | 301705 | 2021
Vintage2010 | onshore wind | TRUE | 57112 | N | . | Meadow Lake Wind Farm II LLC | Meadow Lake Wind Farm II LLC | 56420 | IN | ENC | RFC |  | 22 | 2 | NAICS-22 Non-Cogen | WT | WND | WND | PJM | 1942630 | 219655 | 2021
Vintage2010 | onshore wind | TRUE | 57113 | N | . | Blackstone Wind Farm II LLC | Blackstone Wind Farm II LLC | 56421 | IL | ENC | RFC |  | 22 | 2 | NAICS-22 Non-Cogen | WT | WND | WND | PJM | 4620133 | 522403 | 2021
Vintage2010 | onshore wind | TRUE | 57115 | N | . | Meadow Lake Wind Farm III LLC | Meadow Lake Wind Farm III LLC | 56423 | IN | ENC | RFC |  | 22 | 2 | NAICS-22 Non-Cogen | WT | WND | WND | PJM | 2067560 | 233781 | 2021
Vintage2017 | onshore wind | TRUE | 57116 | N | . | Quilt Block Wind Farm LLC | Quilt Block Wind Farm LLC | 56424 | WI | ENC | MRO |  | 22 | 2 | NAICS-22 Non-Cogen | WT | WND | WND | MISO | 3215784 | 363612 | 2021
Vintage2010 | onshore wind | TRUE | 57118 | N | . | Greensburg | Greensburg Wind Farm, LLC | 56246 | KS | WNC | MRO |  | 22 | 2 | NAICS-22 Non-Cogen | WT | WND | WND | SWPP | 124196 | 14043 | 2021
Vintage2009 | biomass | TRUE | 57119 | Y | . | Koda Biomass Plant | Koda Energy LLC | 56413 | MN | WNC | MRO |  | 22 | 3 | NAICS-22 Cogen | ST | AB | ORW | MISO | 251617 | 25278.198 | 2021
Vintage0 | natural gas steam turbine | FALSE | 57119 | Y | . | Koda Biomass Plant | Koda Energy LLC | 56413 | MN | WNC | MRO |  | 22 | 3 | NAICS-22 Cogen | ST | NG | NG | MISO | 53496 | 5500.068 | 2021
Vintage2009 | biomass | TRUE | 57119 | Y | . | Koda Biomass Plant | Koda Energy LLC | 56413 | MN | WNC | MRO |  | 22 | 3 | NAICS-22 Cogen | ST | WDS | WWW | MISO | 172467 | 17355.734 | 2021
Vintage2009 | onshore wind | TRUE | 57120 | N | . | Wilton Wind II LLC | Wilton Wind II LLC | 56415 | ND | WNC | MRO |  | 22 | 2 | NAICS-22 Non-Cogen | WT | WND | WND | MISO | 1807181 | 204340 | 2021
Vintage2009 | onshore wind | TRUE | 57121 | N | . | Ashtabula Wind II LLC | Ashtabula Wind II LLC | 56414 | ND | WNC | MRO |  | 22 | 2 | NAICS-22 Non-Cogen | WT | WND | WND | MISO | 3216952 | 363744 | 2021
| natural gas combined cycle | FALSE | 57122 | Y | . | UCI Facilities Management Central Plant | University of California Irvine | 56427 | CA | PACC | WECC |  | 611 | 5 | Commercial NAICS Cogen | CA | NG | NG | CISO | 0 | 0 | 2021
Vintage2007 | natural gas combined cycle | FALSE | 57122 | Y | . | UCI Facilities Management Central Plant | University of California Irvine | 56427 | CA | PACC | WECC |  | 611 | 5 | Commercial NAICS Cogen | CT | NG | NG | CISO | 521024 | 97730 | 2021
Vintage2008 | biomass | TRUE | 57123 | N | . | Trail Ridge Landfill Gas Recovery | EPP Renewable Energy | 57249 | FL | SAT | SERC |  | 22 | 2 | NAICS-22 Non-Cogen | IC | LFG | MLG | JEA | 449022 | 41470 | 2021
Vintage2010 | onshore wind | TRUE | 57124 | N | . | Payne's Ferry | Idaho Wind Partners 1 LLC | 56592 | ID | MTN | WECC |  | 22 | 2 | NAICS-22 Non-Cogen | WT | WND | WND | IPCO | 598897 | 67718 | 2021
Vintage2010 | onshore wind | TRUE | 57125 | N | . | Camp Reed | Idaho Wind Partners 1 LLC | 56592 | ID | MTN | WECC |  | 22 | 2 | NAICS-22 Non-Cogen | WT | WND | WND | IPCO | 628197 | 71031 | 2021
Vintage2010 | onshore wind | TRUE | 57126 | N | . | Yahoo Creek | Idaho Wind Partners 1 LLC | 56592 | ID | MTN | WECC |  | 22 | 2 | NAICS-22 Non-Cogen | WT | WND | WND | IPCO | 517632 | 58529 | 2021
Vintage2010 | biomass | TRUE | 57128 | N | . | G2 Energy Marion LLC | G2 Energy LLC | 56440 | FL | SAT | SERC |  | 22 | 2 | NAICS-22 Non-Cogen | IC | LFG | MLG | FPC | 171497 | 14735 | 2021
Vintage2008 | onshore wind | TRUE | 57130 | N | . | Beaver Ridge Wind | Beaver Ridge Wind LLC | 56439 | ME | NEW | NPCC |  | 22 | 2 | NAICS-22 Non-Cogen | WT | WND | WND | ISNE | 96683 | 10932 | 2021
Vintage2009 | onshore wind | TRUE | 57131 | N | . | Stoney Corners Wind Farm | DTE Sustainable Generation | 64331 | MI | ENC | RFC |  | 22 | 2 | NAICS-22 Non-Cogen | WT | WND | WND | MISO | 1079392 | 122048 | 2021
Vintage2013 | biomass | TRUE | 57133 | N | . | G2 Energy Ostrom Road LLC | G2 Energy LLC | 56440 | CA | PACC | WECC |  | 22 | 2 | NAICS-22 Non-Cogen | IC | LFG | MLG | CISO | 300674 | 27525 | 2021
Vintage2009 | other | TRUE | 57134 | N | . | OREG 4 Peetz | Ormat Nevada Inc | 34691 | CO | MTN | WECC |  | 22 | 2 | NAICS-22 Non-Cogen | OT | WH | OTH | WACM | 64924 | 7341 | 2021
Vintage2011 | onshore wind | TRUE | 57135 | N | . | Big Sky Wind LLC | Big Sky Wind LLC | 64499 | IL | ENC | RFC |  | 22 | 2 | NAICS-22 Non-Cogen | WT | WND | WND | PJM | 2736263 | 309392 | 2021
Vintage2010 | onshore wind | TRUE | 57136 | N | . | Tuana Springs | Tuana Springs Energy, LLC | 56475 | ID | MTN | WECC |  | 22 | 2 | NAICS-22 Non-Cogen | WT | WND | WND | IPCO | 293260 | 33159 | 2021
Vintage2010 | onshore wind | TRUE | 57137 | N | . | Eurus Combine Hills Turbine Ranch 2 | Eurus Combine Hills II LLC | 56483 | OR | PACC | WECC |  | 22 | 2 | NAICS-22 Non-Cogen | WT | WND | WND | BPAT | 1291532 | 146035 | 2021
Vintage0 | petroleum | FALSE | 57138 | Y | . | Savannah River Site Biomass Cogen | Ameresco | 56476 | SC | SAT | SERC |  | 22 | 3 | NAICS-22 Cogen | ST | DFO | DFO | SCEG | 9769 | 647.43 | 2021
Vintage0 | other | FALSE | 57138 | Y | . | Savannah River Site Biomass Cogen | Ameresco | 56476 | SC | SAT | SERC |  | 22 | 3 | NAICS-22 Cogen | ST | TDF | OTH | SCEG | 115182 | 7595.816 | 2021
Vintage2012 | biomass | TRUE | 57138 | Y | . | Savannah River Site Biomass Cogen | Ameresco | 56476 | SC | SAT | SERC |  | 22 | 3 | NAICS-22 Cogen | ST | WDS | WWW | SCEG | 1230813 | 81069.754 | 2021
Vintage2009 | onshore wind | TRUE | 57139 | N | . | Cambria Wind LLC | Exus North America Management Partners LLC | 63081 | PA | MAT | RFC |  | 22 | 2 | NAICS-22 Non-Cogen | WT | WND | WND | PJM | 1105385 | 124987 | 2021
Vintage2009 | solar pv | FALSE | 57141 | N | . | RV CSU Power LLC | RV CSU Power LLC | 56493 | CO | MTN | WECC |  | 611 | 4 | Commercial NAICS Non-Cogen | PV | SUN | SUN | PSCO | 26647 | 3013 | 2021
Vintage2010 | onshore wind | TRUE | 57151 | N | . | Beech Ridge Energy LLC | Invenergy Services LLC | 49893 | WV | SAT | RFC |  | 22 | 2 | NAICS-22 Non-Cogen | WT | WND | WND | PJM | 2243998 | 253731 | 2021
Vintage2009 | onshore wind | TRUE | 57152 | N | . | Harvest Wind Project | Harvest Wind Project TIC | 56499 | WA | PACC | WECC |  | 22 | 2 | NAICS-22 Non-Cogen | WT | WND | WND | BPAT | 2388365 | 270055 | 2021
Vintage2009 | onshore wind | TRUE | 57153 | N | . | Langford Wind Power | Langford Wind Power LLC | 56506 | TX | WSC | TRE |  | 22 | 2 | NAICS-22 Non-Cogen | WT | WND | WND | ERCO | 3501718 | 395943 | 2021
Vintage2009 | onshore wind | TRUE | 57156 | N | . | Barton Chapel Wind Farm | Avangrid Renewables LLC | 15399 | TX | WSC | TRE |  | 22 | 2 | NAICS-22 Non-Cogen | WT | WND | WND | ERCO | 2150206 | 243126 | 2021
Vintage2009 | onshore wind | TRUE | 57159 | N | . | Windy Flats Wind Project | Windy Flats Partners LLC | 56514 | WA | PACC | WECC |  | 22 | 2 | NAICS-22 Non-Cogen | WT | WND | WND | BPAT | 6238044 | 705342 | 2021
Vintage2007 | hydro | TRUE | 57160 | N | . | White River Lock and Dam 1 | White River Hydroelectric | 56515 | AR | WSC | SERC |  | 22 | 2 | NAICS-22 Non-Cogen | HY | WAT | HYC | SPA | 133111 | 15051 | 2021
Vintage2007 | hydro | TRUE | 57161 | N | . | White River Lock and Dam 2 | White River Hydroelectric | 56515 | AR | WSC | SERC |  | 22 | 2 | NAICS-22 Non-Cogen | HY | WAT | HYC | SPA | 133093 | 15049 | 2021
Vintage2006 | hydro | TRUE | 57162 | N | . | White River Lock and Dam 3 | White River Hydroelectric | 56515 | AR | WSC | SERC |  | 22 | 2 | NAICS-22 Non-Cogen | HY | WAT | HYC | SPA | 266275 | 30108 | 2021
Vintage2010 | biomass | TRUE | 57163 | N | . | Calabasas Gas to Energy Facility | Los Angeles County Sanitation | 11217 | CA | PACC | WECC |  | 562212 | 4 | Commercial NAICS Non-Cogen | GT | LFG | MLG | CISO | 528962 | 31274 | 2021
| natural gas peaker | FALSE | 57163 | N | . | Calabasas Gas to Energy Facility | Los Angeles County Sanitation | 11217 | CA | PACC | WECC |  | 562212 | 4 | Commercial NAICS Non-Cogen | GT | NG | NG | CISO | 0 | 0 | 2021
Vintage2011 | biomass | TRUE | 57165 | N | . | Farmers Branch Renewable Energy Facility | WM Renewable Energy LLC | 54842 | TX | WSC | TRE |  | 22 | 2 | NAICS-22 Non-Cogen | IC | LFG | MLG | ERCO | 284506 | 24498 | 2021
Vintage2012 | biomass | TRUE | 57166 | N | . | Waste Management Lockwood LFGTE | WM Renewable Energy LLC | 54842 | NV | MTN | WECC |  | 22 | 2 | NAICS-22 Non-Cogen | IC | LFG | MLG | NEVP | 232438 | 21768 | 2021
Vintage2010 | biomass | TRUE | 57167 | N | . | Mesquite Creek LFGTE Project | WM Renewable Energy LLC | 54842 | TX | WSC | TRE |  | 22 | 2 | NAICS-22 Non-Cogen | IC | LFG | MLG | ERCO | 261057 | 23764 | 2021
Vintage2011 | biomass | TRUE | 57168 | N | . | Waste Management Naples LFGTE Project | WM Renewable Energy LLC | 54842 | FL | SAT | SERC |  | 22 | 2 | NAICS-22 Non-Cogen | IC | LFG | MLG | FPL | 314800 | 24175 | 2021
Vintage2011 | biomass | TRUE | 57169 | N | . | Waste Management Piedmont LFGTE Project | WM Renewable Energy LLC | 54842 | NC | SAT | SERC |  | 22 | 2 | NAICS-22 Non-Cogen | IC | LFG | MLG | DUK | 143316 | 11394 | 2021
Vintage2011 | biomass | TRUE | 57170 | N | . | Suburban Landfill Gas Recovery | WM Renewable Energy LLC | 54842 | OH | ENC | RFC |  | 22 | 2 | NAICS-22 Non-Cogen | IC | LFG | MLG | PJM | 350794 | 30645 | 2021
Vintage2010 | onshore wind | TRUE | 57171 | N | . | Cedar Hills Wind Farm | Montana-Dakota Utilities Co | 12199 | ND | WNC | MRO |  | 22 | 1 | Electric Utility | WT | WND | WND | MISO | 513642 | 58078 | 2021
Vintage2009 | other | TRUE | 57172 | N | . | Glen Ullin Station 6 | Montana-Dakota Utilities Co | 12199 | ND | WNC | MRO |  | 22 | 1 | Electric Utility | ST | WH | OTH | MISO | 395725 | 44745 | 2021
| biomass | FALSE | 57173 | N | . | Bridgewater Dairy Anaerobic Digester | Weaver Bridgewater Dairy | 56498 | OH | ENC | RFC |  | 115 | 6 | Industrial NAICS Non-Cogen | IC | OBG | ORW | PJM | 0 | 0 | 2021
Vintage2013 | onshore wind | TRUE | 57174 | N | . | Colorado Highlands Wind | Colorado Highlands Wind LLC | 56523 | CO | MTN | WECC |  | 22 | 2 | NAICS-22 Non-Cogen | WT | WND | WND | WACM | 3110850 | 351747 | 2021
Vintage2010 | onshore wind | FALSE | 57176 | N | . | University of Delaware Wind Turbine | First State Marine Wind | 56518 | DE | SAT | RFC |  | 611 | 4 | Commercial NAICS Non-Cogen | WT | WND | WND | PJM | 42883 | 4849 | 2021
Vintage2010 | onshore wind | TRUE | 57177 | N | . | Meadow Lake Wind Farm IV | Meadow Lake Wind Farm IV LLC | 56520 | IN | ENC | RFC |  | 22 | 2 | NAICS-22 Non-Cogen | WT | WND | WND | PJM | 1486942 | 168130 | 2021
Vintage2009 | natural gas peaker | FALSE | 57179 | Y | . | HSCo CHP | Hartford Steam Co | 8153 | CT | NEW | NPCC |  | 622 | 5 | Commercial NAICS Cogen | GT | NG | NG | ISNE | 127125 | 27530 | 2021
Vintage2011 | onshore wind | TRUE | 57182 | N | . | PPL Frey Farm Landfill Wind | EPP Renewable Energy | 57249 | PA | MAT | RFC |  | 22 | 2 | NAICS-22 Non-Cogen | WT | WND | WND | PJM | 50074 | 5662 | 2021
Vintage0 | biomass | FALSE | 57183 | N | . | PPL Glendon LFGTE Plant | EPP Renewable Energy | 57249 | PA | MAT | RFC |  | 22 | 2 | NAICS-22 Non-Cogen | IC | LFG | MLG | PJM | 161099 | 14531 | 2021
Vintage2009 | hydro | TRUE | 57184 | N | . | Orono Hydro Station | Brookfield Black Bear Hydro, LLC | 59178 | ME | NEW | NPCC |  | 22 | 2 | NAICS-22 Non-Cogen | HY | WAT | HYC | ISNE | 111627 | 12622 | 2021
Vintage2020 | natural gas combined cycle | TRUE | 57185 | N | . | Cricket Valley Energy | Cricket Valley Energy Center LLC | 56534 | NY | MAT | NPCC |  | 22 | 2 | NAICS-22 Non-Cogen | CA | NG | NG | NYIS | 5248364 | 1808859 | 2021
Vintage2020 | natural gas combined cycle | TRUE | 57185 | N | . | Cricket Valley Energy | Cricket Valley Energy Center LLC | 56534 | NY | MAT | NPCC |  | 22 | 2 | NAICS-22 Non-Cogen | CT | NG | NG | NYIS | 29516498 | 3195129 | 2021
Vintage2011 | biomass | TRUE | 57186 | N | . | Chautauqua LFGTE Facility | Chautauqua Green Energy, LLC | 64137 | NY | MAT | NPCC |  | 22 | 2 | NAICS-22 Non-Cogen | IC | LFG | MLG | NYIS | 425827 | 38848 | 2021
Vintage2012 | onshore wind | TRUE | 57187 | N | . | Pillar Mountain Wind Project Microgrid | Kodiak Electric Assn Inc | 10433 | AK | PACN |  |  | 22 | 1 | Electric Utility | WT | WND | WND |  | 223206 | 25238 | 2021
Vintage2010 | onshore wind | TRUE | 57188 | N | . | Vantage Wind Energy LLC | Invenergy Services LLC | 49893 | WA | PACC | WECC |  | 22 | 2 | NAICS-22 Non-Cogen | WT | WND | WND | PSEI | 2543774 | 287627 | 2021
Vintage2010 | onshore wind | TRUE | 57189 | N | . | Lost Creek Wind Energy Facility | Pattern Operators LP | 56545 | MO | WNC | SERC |  | 22 | 2 | NAICS-22 Non-Cogen | WT | WND | WND | AECI | 3430058 | 387840 | 2021
Vintage1916 | hydro | TRUE | 57190 | N | . | Little Quinnesec Falls Hydro Project | Eagle Creek Renewable Energy, LLC | 57280 | WI | ENC | MRO |  | 22 | 2 | NAICS-22 Non-Cogen | HY | WAT | HYC | MISO | 545171 | 61643 | 2021
Vintage2009 | solar pv | TRUE | 57191 | N | . | Exelon Solar Chicago | Luminace Solar Chicago, LLC | 64696 | IL | ENC | RFC |  | 22 | 2 | NAICS-22 Non-Cogen | PV | SUN | SUN | PJM | 116527 | 13176 | 2021
Vintage2012 | onshore wind | TRUE | 57192 | N | . | Spring Valley Wind Project | Pattern Operators LP | 56545 | NV | MTN | WECC |  | 22 | 2 | NAICS-22 Non-Cogen | WT | WND | WND | NEVP | 3006465 | 339944 | 2021
Vintage2010 | onshore wind | TRUE | 57194 | N | . | Day County Wind LLC | Day County Wind LLC | 56561 | SD | WNC | MRO |  | 22 | 2 | NAICS-22 Non-Cogen | WT | WND | WND | SWPP | 3712783 | 419808 | 2021
Vintage2012 | onshore wind | TRUE | 57195 | N | . | Lower Snake River Wind Energy Project | Puget Sound Energy Inc | 15500 | WA | PACC | WECC |  | 22 | 1 | Electric Utility | WT | WND | WND | BPAT | 8262135 | 934208 | 2021
Vintage2007 | petroleum | TRUE | 57196 | N | . | High Point, POLO | North Carolina Mun Power Agny #1 | 13630 | NC | SAT | SERC |  | 22 | 1 | Electric Utility | IC | DFO | DFO | DUK | 1086 | 48 | 2021
Vintage2010 | solar pv | TRUE | 57197 | N | . | Blue Wing Solar Energy Generation | TX Solar I LLC | 56565 | TX | WSC | TRE |  | 22 | 2 | NAICS-22 Non-Cogen | PV | SUN | SUN | ERCO | 175518 | 19846 | 2021
Vintage2011 | onshore wind | TRUE | 57198 | N | . | Bent Tree Wind Farm Phase 1 | Wisconsin Power & Light Co | 20856 | MN | WNC | MRO |  | 22 | 1 | Electric Utility | WT | WND | WND | MISO | 2737758 | 309561 | 2021
Vintage2011 | onshore wind | TRUE | 57199 | N | . | Glacier Hills | Wisconsin Electric Power Co | 20847 | WI | ENC | RFC |  | 22 | 1 | Electric Utility | WT | WND | WND | MISO | 3078279 | 348064 | 2021
Vintage2010 | solar pv | TRUE | 57200 | N | . | Shelby Solar Energy Generation Facility | Solar Star North Carolina I LLC | 56563 | NC | SAT | SERC |  | 22 | 2 | NAICS-22 Non-Cogen | PV | SUN | SUN | DUK | 13577 | 1535 | 2021
Vintage2010 | onshore wind | TRUE | 57201 | N | . | FPL Energy Montezuma Winds LLC | FPL Energy Montezuma Wind | 56555 | CA | PACC | WECC |  | 22 | 2 | NAICS-22 Non-Cogen | WT | WND | WND | CISO | 950544 | 107479 | 2021
Vintage2010 | solar pv | TRUE | 57202 | N | . | Jacksonville Solar | Jacksonville Solar LLC | 56582 | FL | SAT | SERC |  | 22 | 2 | NAICS-22 Non-Cogen | PV | SUN | SUN | JEA | 142611 | 16125 | 2021
Vintage2010 | solar pv | TRUE | 57203 | N | . | Wyandot Solar Farm | Wyandot Solar LLC | 56583 | OH | ENC | RFC |  | 22 | 2 | NAICS-22 Non-Cogen | PV | SUN | SUN | PJM | 116432 | 13165 | 2021
Vintage2009 | solar pv | TRUE | 57204 | N | . | PSEG Hackettstown | PSEG Solar Hackettstown LLC | 56584 | NJ | MAT | RFC |  | 22 | 2 | NAICS-22 Non-Cogen | PV | SUN | SUN | PJM | 19821 | 2241 | 2021
Vintage2010 | solar pv | TRUE | 57205 | N | . | CM48 | Consolidated Edison Development Inc. | 56769 | NV | MTN | WECC |  | 22 | 2 | NAICS-22 Non-Cogen | PV | SUN | SUN | CISO | 834388 | 94345 | 2021
Vintage2014 | natural gas peaker | TRUE | 57206 | N | . | Soldotna | Homer Electric Assn Inc | 19558 | AK | PACN |  |  | 22 | 1 | Electric Utility | GT | NG | NG |  | 330814 | 33121 | 2021
Vintage2009 | petroleum | FALSE | 57207 | N | . | Thomson Reuters Data Center Bldg ES101 | Thomson Corp | 18981 | MN | WNC | MRO |  | 518 | 4 | Commercial NAICS Non-Cogen | IC | DFO | DFO | MISO | 237 | 28 | 2021
Vintage2007 | petroleum | FALSE | 57208 | N | . | Thomson Reuters Data Center Bldg H | Thomson Corp | 18981 | MN | WNC | MRO |  | 518 | 4 | Commercial NAICS Non-Cogen | IC | DFO | DFO | MISO | 1629 | 168 | 2021
Vintage2011 | onshore wind | TRUE | 57210 | N | . | Cedar Creek II | AE Power Services LLC | 55963 | CO | MTN | WECC |  | 22 | 2 | NAICS-22 Non-Cogen | WT | WND | WND | PSCO | 4216289 | 476740 | 2021
Vintage2010 | onshore wind | TRUE | 57211 | N | . | Goshen Phase II | AE Power Services LLC | 55963 | ID | MTN | WECC |  | 22 | 2 | NAICS-22 Non-Cogen | WT | WND | WND | PACE | 3285795 | 371528 | 2021
Vintage2010 | onshore wind | TRUE | 57212 | N | . | Papalote Creek II LLC | RWE Renewables Americas LLC | 56215 | TX | WSC | TRE |  | 22 | 2 | NAICS-22 Non-Cogen | WT | WND | WND | ERCO | 3752136 | 424258 | 2021
Vintage2009 | geothermal | TRUE | 57213 | N | . | ENEL Salt Wells LLC | ENEL Salt Wells LLC | 56657 | NV | MTN | WECC |  | 22 | 2 | NAICS-22 Non-Cogen | BT | GEO | GEO | NEVP | 549877 | 62175 | 2021
Vintage2012 | onshore wind | TRUE | 57214 | N | . | Waverly Community Wind Project | Waverly Municipal Elec Utility | 20214 | IA | WNC | MRO |  | 22 | 1 | Electric Utility | WT | WND | WND | MISO | 50090 | 5664 | 2021
Vintage2012 | solar pv | TRUE | 57216 | N | . | Crayola Solar Project | UGI Development Co | 19391 | PA | MAT | RFC |  | 22 | 2 | NAICS-22 Non-Cogen | PV | SUN | SUN | PJM | 22156 | 2505 | 2021
Vintage2011 | solar pv | TRUE | 57217 | N | . | Solar Photovoltaic Project #03 | Southern California Edison Co | 17609 | CA | PACC | WECC |  | 22 | 1 | Electric Utility | PV | SUN | SUN | CISO | 4166 | 471 | 2021
Vintage2012 | solar pv | TRUE | 57219 | N | . | Solar Photovoltaic Project #05 | Southern California Edison Co | 17609 | CA | PACC | WECC |  | 22 | 1 | Electric Utility | PV | SUN | SUN | CISO | 34880 | 3944 | 2021
Vintage2011 | solar pv | TRUE | 57220 | N | . | Solar Photovoltaic Project #06 | Southern California Edison Co | 17609 | CA | PACC | WECC |  | 22 | 1 | Electric Utility | PV | SUN | SUN | CISO | 25178 | 2847 | 2021
Vintage2012 | solar pv | TRUE | 57221 | N | . | Solar Photovoltaic Project #07 | Southern California Edison Co | 17609 | CA | PACC | WECC |  | 22 | 1 | Electric Utility | PV | SUN | SUN | CISO | 30008 | 3393 | 2021
Vintage2011 | solar pv | TRUE | 57222 | N | . | Solar Photovoltaic Project #08 | Southern California Edison Co | 17609 | CA | PACC | WECC |  | 22 | 1 | Electric Utility | PV | SUN | SUN | CISO | 27381 | 3096 | 2021
Vintage2011 | solar pv | TRUE | 57223 | N | . | Solar Photovoltaic Project #09 | Southern California Edison Co | 17609 | CA | PACC | WECC |  | 22 | 1 | Electric Utility | PV | SUN | SUN | CISO | 12875 | 1456 | 2021
Vintage2013 | solar pv | TRUE | 57224 | N | . | Solar Photovoltaic Project #10 | Southern California Edison Co | 17609 | CA | PACC | WECC |  | 22 | 1 | Electric Utility | PV | SUN | SUN | CISO | 15382 | 1739 | 2021
Vintage2015 | solar pv | TRUE | 57225 | N | . | Solar Photovoltaic Project #11 | Southern California Edison Co | 17609 | CA | PACC | WECC |  | 22 | 1 | Electric Utility | PV | SUN | SUN | CISO | 37525 | 4243 | 2021
Vintage2015 | solar pv | TRUE | 57227 | N | . | Solar Photovoltaic Project #13 | Southern California Edison Co | 17609 | CA | PACC | WECC |  | 22 | 1 | Electric Utility | PV | SUN | SUN | CISO | 32085 | 3628 | 2021
Vintage2013 | solar pv | TRUE | 57229 | N | . | Solar Photovoltaic Project #15 | Southern California Edison Co | 17609 | CA | PACC | WECC |  | 22 | 1 | Electric Utility | PV | SUN | SUN | CISO | 28584 | 3232 | 2021
Vintage2015 | solar pv | TRUE | 57230 | N | . | Solar Photovoltaic Project #16 | Southern California Edison Co | 17609 | CA | PACC | WECC |  | 22 | 1 | Electric Utility | PV | SUN | SUN | CISO | 14486 | 1638 | 2021
Vintage2015 | solar pv | TRUE | 57231 | N | . | Solar Photovoltaic Project #17 | Southern California Edison Co | 17609 | CA | PACC | WECC |  | 22 | 1 | Electric Utility | PV | SUN | SUN | CISO | 34236 | 3871 | 2021
Vintage2012 | solar pv | TRUE | 57232 | N | . | Solar Photovoltaic Project #18 | Southern California Edison Co | 17609 | CA | PACC | WECC |  | 22 | 1 | Electric Utility | PV | SUN | SUN | CISO | 13309 | 1505 | 2021
Vintage2013 | solar pv | TRUE | 57236 | N | . | Solar Photovoltaic Project #23 | Southern California Edison Co | 17609 | CA | PACC | WECC |  | 22 | 1 | Electric Utility | PV | SUN | SUN | CISO | 27524 | 3112 | 2021
Vintage2011 | solar pv | TRUE | 57237 | N | . | Solar Photovoltaic Project #22 | Southern California Edison Co | 17609 | CA | PACC | WECC |  | 22 | 1 | Electric Utility | PV | SUN | SUN | CISO | 6005 | 679 | 2021
Vintage2011 | onshore wind | TRUE | 57239 | N | . | Roth Rock Wind Farm LLC | Roth Rock Wind Farm LLC | 56603 | MD | SAT | RFC |  | 22 | 2 | NAICS-22 Non-Cogen | WT | WND | WND | PJM | 848732 | 95967 | 2021
Vintage2011 | onshore wind | TRUE | 57240 | N | . | Roth Rock North Wind Farm, LLC | Roth Rock Wind Farm LLC | 56603 | MD | SAT | RFC |  | 22 | 2 | NAICS-22 Non-Cogen | WT | WND | WND | PJM | 212178 | 23991 | 2021
Vintage0 | natural gas steam turbine | FALSE | 57241 | N | . | Deerhaven Renewable | Gainesville Regional Utilities | 6909 | FL | SAT | SERC |  | 22 | 1 | Electric Utility | ST | NG | NG | GVL | 21357 | 1562.381 | 2021
Vintage2013 | biomass | TRUE | 57241 | N | . | Deerhaven Renewable | Gainesville Regional Utilities | 6909 | FL | SAT | SERC |  | 22 | 1 | Electric Utility | ST | WDS | WWW | GVL | 7906550 | 595247.62 | 2021
Vintage2010 | solar pv | TRUE | 57243 | N | . | Cimarron Solar Facility | Southern Power Co | 17650 | NM | MTN | WECC |  | 22 | 2 | NAICS-22 Non-Cogen | PV | SUN | SUN | WACM | 559498 | 63263 | 2021
Vintage2010 | onshore wind | TRUE | 57244 | N | . | Kit Carson Windpower | Kit Carson Windpower LLC | 56612 | CO | MTN | WECC |  | 22 | 2 | NAICS-22 Non-Cogen | WT | WND | WND | WACM | 1525166 | 172452 | 2021
Vintage2015 | solar pv | TRUE | 57245 | N | . | Solar Photovoltaic Project #26 | Southern California Edison Co | 17609 | CA | PACC | WECC |  | 22 | 1 | Electric Utility | PV | SUN | SUN | CISO | 58220 | 6583 | 2021
Vintage2015 | solar pv | TRUE | 57246 | N | . | Solar Photovoltaic Project #27 | Southern California Edison Co | 17609 | CA | PACC | WECC |  | 22 | 1 | Electric Utility | PV | SUN | SUN | CISO | 18325 | 2072 | 2021
Vintage2015 | solar pv | TRUE | 57247 | N | . | Solar Photovoltaic Project #28 | Southern California Edison Co | 17609 | CA | PACC | WECC |  | 22 | 1 | Electric Utility | PV | SUN | SUN | CISO | 37341 | 4222 | 2021
Vintage2008 | onshore wind | TRUE | 57248 | N | . | Welcome Wind Turbine | Federated Rural Electric Assn | 6258 | MN | WNC | MRO |  | 22 | 1 | Electric Utility | WT | WND | WND | MISO | 40567 | 4587 | 2021
Vintage2014 | biomass | TRUE | 57249 | N | . | Renewable Energy Services of Ohio | Bio-Gas Technologies LTD | 55920 | OH | ENC | RFC |  | 22 | 2 | NAICS-22 Non-Cogen | IC | LFG | MLG | PJM | 176743 | 17295 | 2021
Vintage2010 | biomass | TRUE | 57250 | N | . | Earthmovers LFGTE | Wabash Valley Power Assn, Inc | 40211 | IN | ENC | RFC |  | 22 | 1 | Electric Utility | IC | LFG | MLG | PJM | 271301 | 21923 | 2021
Vintage2009 | onshore wind | TRUE | 57251 | N | . | Lakota Wind Wind Farm | Iowa Lakes Electric Coop | 9425 | IA | WNC | MRO |  | 22 | 1 | Electric Utility | WT | WND | WND | SWPP | 302031 | 34151 | 2021
Vintage2009 | onshore wind | TRUE | 57252 | N | . | Iowa Lakes Superior Wind Farm | Iowa Lakes Electric Coop | 9425 | IA | WNC | MRO |  | 22 | 1 | Electric Utility | WT | WND | WND | SWPP | 315960 | 35726 | 2021
Vintage2011 | onshore wind | TRUE | 57253 | N | . | MA Military Reservation Wind Project | Air Force Civil Engineer Center | 56619 | MA | NEW | NPCC |  | 22 | 2 | NAICS-22 Non-Cogen | WT | WND | WND | ISNE | 69257 | 7831 | 2021
Vintage2010 | solar pv | FALSE | 57254 | N | . | Victor Valley CC CPV Solar | Victor Valley Community College District | 56618 | CA | PACC | WECC |  | 611 | 4 | Commercial NAICS Non-Cogen | PV | SUN | SUN | CISO | 19217 | 2173 | 2021
Vintage2012 | solar pv | TRUE | 57256 | N | . | PA Solar Park | Consolidated Edison Development Inc. | 56769 | PA | MAT | RFC |  | 22 | 2 | NAICS-22 Non-Cogen | PV | SUN | SUN | PJM | 109092 | 12335 | 2021
Vintage2005 | onshore wind | FALSE | 57257 | N | . | Iowa Lakes Community College Wind Farm | Iowa Lakes Community College | 56617 | IA | WNC | MRO |  | 611 | 4 | Commercial NAICS Non-Cogen | WT | WND | WND | MISO | 30263 | 3422 | 2021
Vintage2003 | onshore wind | TRUE | 57258 | N | . | Texico Wind Ranch LP | Texico Wind LP | 56630 | NM | MTN | WECC |  | 22 | 2 | NAICS-22 Non-Cogen | WT | WND | WND | SWPP | 4500 | 509 | 2021
Vintage2010 | onshore wind | TRUE | 57260 | N | . | Cedro Hill Wind LLC | Cedro Hill Wind, LLC | 64634 | TX | WSC | TRE |  | 22 | 2 | NAICS-22 Non-Cogen | WT | WND | WND | ERCO | 4280956 | 484052 | 2021
Vintage2011 | onshore wind | TRUE | 57261 | N | . | Taloga Wind LLC | Taloga Wind LLC | 64663 | OK | WSC | MRO |  | 22 | 2 | NAICS-22 Non-Cogen | WT | WND | WND | SWPP | 1914533 | 216478 | 2021
Vintage2011 | onshore wind | TRUE | 57262 | N | . | Laredo Ridge Wind LLC | Laredo Ridge Wind LLC | 64649 | NE | WNC | MRO |  | 22 | 2 | NAICS-22 Non-Cogen | WT | WND | WND | SWPP | 2702002 | 305518 | 2021
Vintage2012 | solar pv | TRUE | 57265 | N | . | Dorchester Solar Site | Massachusetts Electric Co | 11804 | MA | NEW | NPCC |  | 22 | 1 | Electric Utility | PV | SUN | SUN | ISNE | 13434 | 1519 | 2021
Vintage2013 | natural gas peaker | TRUE | 57267 | N | . | Marsh Landing Generating Station | Marsh Landing LLC | 56635 | CA | PACC | WECC |  | 22 | 2 | NAICS-22 Non-Cogen | GT | NG | NG | CISO | 2852045 | 260009 | 2021
Vintage2011 | onshore wind | TRUE | 57268 | N | . | Chestnut Flats Wind Farm | EDF Renewable Asset Holdings, Inc. | 57170 | PA | MAT | RFC |  | 22 | 2 | NAICS-22 Non-Cogen | WT | WND | WND | PJM | 779837 | 88177 | 2021
Vintage2010 | solar pv | TRUE | 57269 | N | . | Haverhill Solar Power Project | Massachusetts Electric Co | 11804 | MA | NEW | NPCC |  | 22 | 1 | Electric Utility | PV | SUN | SUN | ISNE | 10479 | 1185 | 2021
Vintage2010 | solar pv | TRUE | 57270 | N | . | NEDC Solar Site | Massachusetts Electric Co | 11804 | MA | NEW | NPCC |  | 22 | 1 | Electric Utility | PV | SUN | SUN | ISNE | 8834 | 999 | 2021
Vintage2010 | onshore wind | TRUE | 57274 | N | . | Grant County Wind LLC | Grant County Wind, LLC | 56642 | MN | WNC | MRO |  | 22 | 2 | NAICS-22 Non-Cogen | WT | WND | WND | MISO | 419674 | 47453 | 2021
Vintage2015 | solar thermal | TRUE | 57275 | N | . | Crescent Dunes Solar Energy | Tonopah Solar Energy LLC | 56641 | NV | MTN | WECC |  | 22 | 2 | NAICS-22 Non-Cogen | CP | SUN | SUN | NEVP | 660833 | 74721 | 2021
Vintage2012 | onshore wind | TRUE | 57278 | N | . | Crofton Bluffs Wind LLC | Crofton Bluffs Wind, LLC | 64636 | NE | WNC | MRO |  | 22 | 2 | NAICS-22 Non-Cogen | WT | WND | WND | SWPP | 1438372 | 162638 | 2021
Vintage2009 | solar pv | TRUE | 57280 | N | . | Aqua Ingrams Mill | Aqua America Inc | 56645 | PA | MAT | RFC |  | 22 | 2 | NAICS-22 Non-Cogen | PV | SUN | SUN | PJM | 11894 | 1345 | 2021
Vintage2010 | other | TRUE | 57281 | N | . | OREG 3 Inc | Ormat Nevada Inc | 34691 | MN | WNC | MRO |  | 22 | 2 | NAICS-22 Non-Cogen | OT | WH | OTH | MISO | 346766 | 39209 | 2021
Vintage2011 | onshore wind | TRUE | 57282 | N | . | Alta Wind Energy Center I | Alta Wind Energy Center I | 64618 | CA | PACC | WECC |  | 22 | 2 | NAICS-22 Non-Cogen | WT | WND | WND | CISO | 3670657 | 415045 | 2021
Vintage2010 | onshore wind | TRUE | 57283 | N | . | Flat Water Wind Farm LLC | Flat Water Wind Farm LLC | 56625 | NE | WNC | MRO |  | 22 | 2 | NAICS-22 Non-Cogen | WT | WND | WND | SWPP | 1819839 | 205771 | 2021
Vintage2012 | onshore wind | TRUE | 57284 | N | . | Minonk Wind Farm | Algonquin Power Co | 59050 | IL | ENC | RFC |  | 22 | 2 | NAICS-22 Non-Cogen | WT | WND | WND | PJM | 5501233 | 622030 | 2021
Vintage2012 | onshore wind | TRUE | 57285 | N | . | Sandy Ridge Wind Farm | Algonquin Power Co | 59050 | PA | MAT | RFC |  | 22 | 2 | NAICS-22 Non-Cogen | WT | WND | WND | PJM | 1192772 | 134868 | 2021
Vintage2009 | onshore wind | TRUE | 57286 | N | . | OU Spirit Wind Farm | Oklahoma Gas & Electric Co | 14063 | OK | WSC | MRO |  | 22 | 1 | Electric Utility | WT | WND | WND | SWPP | 1338212 | 151313 | 2021
Vintage2011 | onshore wind | TRUE | 57287 | N | . | Hardscrabble Wind Power LLC | Avangrid Renewables LLC | 15399 | NY | MAT | NPCC |  | 22 | 2 | NAICS-22 Non-Cogen | WT | WND | WND | NYIS | 1404135 | 158767 | 2021
Vintage2012 | onshore wind | TRUE | 57289 | N | . | Big Blue | Big Blue Wind Farm LLC (MN) | 58150 | MN | WNC | MRO |  | 22 | 2 | NAICS-22 Non-Cogen | WT | WND | WND | MISO | 615869 | 69637 | 2021
Vintage2009 | onshore wind | TRUE | 57290 | N | . | Northern Colorado Wind LLC | Northern Colorado Wind LLC | 56653 | CO | MTN | WECC |  | 22 | 2 | NAICS-22 Non-Cogen | WT | WND | WND | PSCO | 3997709 | 452025 | 2021
Vintage2011 | onshore wind | TRUE | 57291 | N | . | Alta Wind Energy Center II | Alta Wind Energy Center II | 64620 | CA | PACC | WECC |  | 22 | 2 | NAICS-22 Non-Cogen | WT | WND | WND | CISO | 3114325 | 352140 | 2021
Vintage2011 | onshore wind | TRUE | 57292 | N | . | Alta Wind Energy Center III | Alta Wind Energy Center III | 64621 | CA | PACC | WECC |  | 22 | 2 | NAICS-22 Non-Cogen | WT | WND | WND | CISO | 3210292 | 362991 | 2021
Vintage2011 | onshore wind | TRUE | 57293 | N | . | Alta Wind Energy Center IV | Alta Wind Energy Center IV | 64622 | CA | PACC | WECC |  | 22 | 2 | NAICS-22 Non-Cogen | WT | WND | WND | CISO | 1572648 | 177821 | 2021
Vintage2011 | onshore wind | TRUE | 57294 | N | . | Alta Wind Energy Center V | Alta Wind Energy Center V | 64623 | CA | PACC | WECC |  | 22 | 2 | NAICS-22 Non-Cogen | WT | WND | WND | CISO | 2425405 | 274243 | 2021
Vintage2013 | solar pv | TRUE | 57295 | N | . | Alpine Solar | Alpine Solar | 64617 | CA | PACC | WECC |  | 22 | 2 | NAICS-22 Non-Cogen | PV | SUN | SUN | CISO | 1447367 | 163655 | 2021
Vintage2009 | petroleum | FALSE | 57296 | N | . | Carleton College | Carleton College | 56654 | MN | WNC | MRO |  | 611 | 4 | Commercial NAICS Non-Cogen | IC | DFO | DFO | MISO | 468 | 57 | 2021
| natural gas peaker | FALSE | 57296 | N | . | Carleton College | Carleton College | 56654 | MN | WNC | MRO |  | 611 | 4 | Commercial NAICS Non-Cogen | IC | NG | NG | MISO | 0 | 0 | 2021
Vintage2011 | onshore wind | FALSE | 57296 | N | . | Carleton College | Carleton College | 56654 | MN | WNC | MRO |  | 611 | 4 | Commercial NAICS Non-Cogen | WT | WND | WND | MISO | 60166 | 6803 | 2021
Vintage0 | petroleum | FALSE | 57298 | N | . | Cedar Hills | Bio Energy Washington, LLC | 60736 | WA | PACC | WECC |  | 22 | 2 | NAICS-22 Non-Cogen | IC | DFO | DFO | PSEI | 16544 | 2131.501 | 2021
Vintage2009 | biomass | TRUE | 57298 | N | . | Cedar Hills | Bio Energy Washington, LLC | 60736 | WA | PACC | WECC |  | 22 | 2 | NAICS-22 Non-Cogen | IC | LFG | MLG | PSEI | 99066 | 12762.539 | 2021
Vintage2010 | onshore wind | TRUE | 57299 | N | . | Dunlap | PacifiCorp | 14354 | WY | MTN | WECC |  | 22 | 1 | Electric Utility | WT | WND | WND | PACE | 3847522 | 435043 | 2021
Vintage2010 | onshore wind | TRUE | 57300 | N | . | Criterion | Criterion Power Partners LLC | 56661 | MD | SAT | RFC |  | 22 | 2 | NAICS-22 Non-Cogen | WT | WND | WND | PJM | 1588904 | 179659 | 2021
Vintage2009 | onshore wind | TRUE | 57302 | N | . | Garnet Wind Energy Center | Terra-Gen Operating Co-Wind | 2770 | CA | PACC | WECC |  | 22 | 2 | NAICS-22 Non-Cogen | WT | WND | WND | CISO | 132944 | 15032 | 2021
Vintage2009 | onshore wind | TRUE | 57303 | N | . | Loraine Windpark Project LLC | Loraine Windpower Project | 56667 | TX | WSC | TRE |  | 22 | 2 | NAICS-22 Non-Cogen | WT | WND | WND | ERCO | 2867252 | 324203 | 2021
Vintage2012 | solar pv | TRUE | 57305 | N | . | Adelanto Solar Project | Los Angeles Department of Water & Power | 11208 | CA | PACC | WECC |  | 22 | 1 | Electric Utility | PV | SUN | SUN | LDWP | 77076 | 8715 | 2021
Vintage2013 | solar pv | TRUE | 57306 | N | . | Pine Tree Solar Project | Los Angeles Department of Water & Power | 11208 | CA | PACC | WECC |  | 22 | 1 | Electric Utility | PV | SUN | SUN | LDWP | 73440 | 8304 | 2021
Vintage2017 | solar pv | TRUE | 57308 | N | . | Maclay Solar Project | Los Angeles Department of Water & Power | 11208 | CA | PACC | WECC |  | 22 | 1 | Electric Utility | PV | SUN | SUN | LDWP | 36 | 4 | 2021
Vintage2010 | solar pv | FALSE | 57309 | N | . | Pacific Cruise Ship Terminals Berth 93 | City of Los Angeles Harbor Department | 64344 | CA | PACC | WECC |  | 4883 | 4 | Commercial NAICS Non-Cogen | PV | SUN | SUN | LDWP | 4835 | 547 | 2021
Vintage2011 | solar pv | FALSE | 57310 | N | . | 1420 Coil Av #C | Konoike Pacific | 57320 | CA | PACC | WECC |  | 493 | 4 | Commercial NAICS Non-Cogen | PV | SUN | SUN | LDWP | 13344 | 1508.76 | 2021
Vintage2013 | solar pv | FALSE | 57311 | N | . | Occidental College Solar Project | Occidental College | 59551 | CA | PACC | WECC |  | 611 | 4 | Commercial NAICS Non-Cogen | PV | SUN | SUN | LDWP | 15866 | 1794 | 2021
Vintage2005 | solar pv | FALSE | 57313 | N | . | Metro Support Services Center Solar | Metropolitan Transportation Authority | 57275 | CA | PACC | WECC |  | 485 | 4 | Commercial NAICS Non-Cogen | PV | SUN | SUN | LDWP | 10 | 1 | 2021
Vintage2010 | solar pv | FALSE | 57314 | N | . | Los Angeles Harbor College | Los Angeles Community College District | 57276 | CA | PACC | WECC |  | 611 | 4 | Commercial NAICS Non-Cogen | PV | SUN | SUN | LDWP | 28336 | 3204 | 2021
Vintage2011 | onshore wind | TRUE | 57315 | N | . | Cedar Point Wind | Cedar Point LLC | 56662 | CO | MTN | WECC |  | 22 | 2 | NAICS-22 Non-Cogen | WT | WND | WND | PSCO | 4386616 | 495999 | 2021
Vintage2011 | solar pv | TRUE | 57317 | N | . | San Luis Valley Solar Ranch | Avangrid Renewables LLC | 15399 | CO | MTN | WECC |  | 22 | 2 | NAICS-22 Non-Cogen | PV | SUN | SUN | PSCO | 581070 | 65702 | 2021
Vintage2011 | solar pv | TRUE | 57318 | N | . | Poseidon Solar, LLC | Axium Arizona Renewables, LLC | 63287 | AZ | MTN | WECC |  | 22 | 2 | NAICS-22 Non-Cogen | PV | SUN | SUN | SRP | 452023 | 51111 | 2021
Vintage2011 | onshore wind | TRUE | 57319 | N | . | Big Horn Wind II | Avangrid Renewables LLC | 15399 | WA | PACC | WECC |  | 22 | 2 | NAICS-22 Non-Cogen | WT | WND | WND | AVRN | 1137330 | 128599 | 2021
Vintage2011 | onshore wind | TRUE | 57320 | N | . | Juniper Canyon I Wind Project | Avangrid Renewables LLC | 15399 | WA | PACC | WECC |  | 22 | 2 | NAICS-22 Non-Cogen | WT | WND | WND | AVRN | 3080614 | 348328 | 2021
Vintage2011 | solar pv | TRUE | 57321 | N | . | Mayberry Solar LLC | Oppidum Renewables USA, LLC | 63026 | NC | SAT | SERC |  | 22 | 2 | NAICS-22 Non-Cogen | PV | SUN | SUN | DUK | 14035 | 1587 | 2021
Vintage2009 | natural gas peaker | FALSE | 57322 | Y | . | Mont Belvieu Cogeneration Unit | Targa Co-Generation LLC | 56672 | TX | WSC | TRE |  | 324 | 7 | Industrial NAICS Cogen | GT | NG | NG | ERCO | 393645 | 85928.36 | 2021
Vintage2015 | solar pv | TRUE | 57324 | N | . | Luke Solar | Arizona Public Service Co | 803 | AZ | MTN | WECC |  | 22 | 1 | Electric Utility | PV | SUN | SUN | AZPS | 272137 | 30771 | 2021
| other | FALSE | 57325 | N | . | FPL Energy Illinois Wind LLC Hybrid | FPL Energy Illinois Wind LLC | 56678 | IL | ENC | RFC |  | 22 | 2 | NAICS-22 Non-Cogen | BA | MWH | OTH | PJM | 0 | -4074 | 2021
Vintage2009 | onshore wind | TRUE | 57325 | N | . | FPL Energy Illinois Wind LLC Hybrid | FPL Energy Illinois Wind LLC | 56678 | IL | ENC | RFC |  | 22 | 2 | NAICS-22 Non-Cogen | WT | WND | WND | PJM | 5979348 | 676091 | 2021
Vintage2009 | onshore wind | TRUE | 57326 | N | . | Sunray Wind I | Diamond Shamrock Refining Company LP | 56680 | TX | WSC | TRE |  | 22 | 2 | NAICS-22 Non-Cogen | WT | WND | WND | SWPP | 1387464 | 156882 | 2021
Vintage2010 | onshore wind | TRUE | 57327 | N | . | Top of the World Windpower Project | Duke Energy Top Of the World WindPower | 56682 | WY | MTN | WECC |  | 22 | 2 | NAICS-22 Non-Cogen | WT | WND | WND | PACE | 3549212 | 401313 | 2021
Vintage2011 | solar pv | TRUE | 57330 | N | . | Kent County Wastewater Treatment Solar | Kent County Levy Court Dept of Pub Work | 56681 | DE | SAT | RFC |  | 22 | 2 | NAICS-22 Non-Cogen | PV | SUN | SUN | PJM | 6280 | 710 | 2021
Vintage2014 | solar thermal | TRUE | 57331 | N | . | Mojave Solar Project | Mojave Solar LLC | 56660 | CA | PACC | WECC |  | 22 | 2 | NAICS-22 Non-Cogen | ST | SUN | SUN | CISO | 5200069 | 587977 | 2021
Vintage2012 | onshore wind | TRUE | 57332 | N | . | Crossroads Wind Farm | Oklahoma Gas & Electric Co | 14063 | OK | WSC | MRO |  | 22 | 1 | Electric Utility | WT | WND | WND | SWPP | 7124728 | 805600 | 2021
Vintage2011 | onshore wind | TRUE | 57333 | N | . | Leaning Juniper Wind Power II | Avangrid Renewables LLC | 15399 | OR | PACC | WECC |  | 22 | 2 | NAICS-22 Non-Cogen | WT | WND | WND | AVRN | 3919598 | 443193 | 2021
Vintage2010 | solar pv | TRUE | 57334 | N | . | DE Solar 10240 Old Dowd Rd | Duke Energy Carolinas, LLC | 5416 | NC | SAT | SERC |  | 22 | 1 | Electric Utility | PV | SUN | SUN | DUK | 17713 | 2003 | 2021
Vintage2010 | solar pv | TRUE | 57335 | N | . | DE Solar 657 Brigham Rd | Duke Energy Carolinas, LLC | 5416 | NC | SAT | SERC |  | 22 | 1 | Electric Utility | PV | SUN | SUN | DUK | 11949 | 1351 | 2021
Vintage2010 | solar pv | TRUE | 57336 | N | . | DE Solar 1725 Drywall Dr | Duke Energy Carolinas, LLC | 5416 | NC | SAT | SERC |  | 22 | 1 | Electric Utility | PV | SUN | SUN | DUK | 7199 | 814 | 2021
Vintage2011 | solar pv | TRUE | 57337 | N | . | Dover Sun Park | CD Arevon USA, Inc. | 61230 | DE | SAT | RFC |  | 22 | 2 | NAICS-22 Non-Cogen | PV | SUN | SUN | PJM | 151428 | 17122 | 2021
Vintage2011 | solar pv | TRUE | 57338 | N | . | Roadrunner Solar | NRG Solar Roadrunner | 59400 | NM | MTN | WECC |  | 22 | 2 | NAICS-22 Non-Cogen | PV | SUN | SUN | EPE | 419604 | 47445 | 2021
Vintage2018 | solar pv | TRUE | 57340 | N | . | Panoche Valley Solar Farm | Consolidated Edison Development Inc. | 56769 | CA | PACC | WECC |  | 22 | 2 | NAICS-22 Non-Cogen | PV | SUN | SUN | CISO | 3148427 | 355996 | 2021
Vintage2010 | solar pv | TRUE | 57341 | N | . | Silver Lake Solar Farm | Public Service Elec & Gas Co | 15477 | NJ | MAT | RFC |  | 22 | 1 | Electric Utility | PV | SUN | SUN | PJM | 16928 | 1914 | 2021
Vintage2011 | onshore wind | TRUE | 57342 | N | . | White Oak Energy LLC | White Oak Energy LLC | 56684 | IL | ENC | SERC |  | 22 | 2 | NAICS-22 Non-Cogen | WT | WND | WND | MISO | 3630896 | 410549 | 2021
Vintage2009 | biomass | TRUE | 57343 | Y | . | Cargill B6 Biofactory | Pico Energy, LLC | 60524 | ID | MTN | WECC |  | 22 | 3 | NAICS-22 Cogen | IC | OBG | ORW | IPCO | 76354 | 7117 | 2021
| biomass | FALSE | 57345 | Y | . | Kettle Butte Digester, LLC | Kettle Butte Digester, LLC | 62697 | ID | MTN | WECC |  | 22 | 3 | NAICS-22 Cogen | IC | OBG | ORW | PACE | 0 | 0 | 2021
Vintage2010 | onshore wind | TRUE | 57346 | N | . | Elk City LLC | Elk City LLC | 56683 | OK | WSC | MRO |  | 22 | 2 | NAICS-22 Non-Cogen | WT | WND | WND | SWPP | 5601452 | 633362 | 2021
Vintage2010 | onshore wind | TRUE | 57347 | N | . | Baldwin Wind LLC | Baldwin Wind LLC | 56688 | ND | WNC | MRO |  | 22 | 2 | NAICS-22 Non-Cogen | WT | WND | WND | MISO | 3470147 | 392373 | 2021
Vintage2009 | natural gas peaker | FALSE | 57348 | Y | . | CityCenter Central Plant Cogen Units | CityCenter Land LLC | 56687 | NV | MTN | WECC |  | 721 | 5 | Commercial NAICS Cogen | GT | NG | NG | NEVP | 282050 | 61998 | 2021
| petroleum | FALSE | 57349 | N | . | Garrison Energy Center LLC | Garrison Energy Center LLC | 56691 | DE | SAT | RFC |  | 22 | 2 | NAICS-22 Non-Cogen | CA | DFO | DFO | PJM | 0 | 99.106 | 2021
Vintage2015 | natural gas combined cycle | TRUE | 57349 | N | . | Garrison Energy Center LLC | Garrison Energy Center LLC | 56691 | DE | SAT | RFC |  | 22 | 2 | NAICS-22 Non-Cogen | CA | NG | NG | PJM | 226247 | 391750.89 | 2021
Vintage0 | petroleum | FALSE | 57349 | N | . | Garrison Energy Center LLC | Garrison Energy Center LLC | 56691 | DE | SAT | RFC |  | 22 | 2 | NAICS-22 Non-Cogen | CT | DFO | DFO | PJM | 2134 | 190.253 | 2021
Vintage2015 | natural gas combined cycle | TRUE | 57349 | N | . | Garrison Energy Center LLC | Garrison Energy Center LLC | 56691 | DE | SAT | RFC |  | 22 | 2 | NAICS-22 Non-Cogen | CT | NG | NG | PJM | 7667076 | 711509.75 | 2021
Vintage2010 | onshore wind | FALSE | 57351 | N | . | Uilk Wind LLC | RENEW Energy Inc | 56689 | MN | WNC | MRO |  | 561 | 4 | Commercial NAICS Non-Cogen | WT | WND | WND | MISO | 104563 | 11823 | 2021
Vintage2010 | solar pv | TRUE | 57352 | N | . | Trenton Solar Farm | Public Service Elec & Gas Co | 15477 | NJ | MAT | RFC |  | 22 | 1 | Electric Utility | PV | SUN | SUN | PJM | 10428 | 1179 | 2021
Vintage2013 | geothermal | TRUE | 57353 | N | . | Thermo No 1 | Thermo No 1 BE 01 LLC | 56694 | UT | MTN | WECC |  | 22 | 2 | NAICS-22 Non-Cogen | BT | GEO | GEO | PACE | 517002 | 58458 | 2021
Vintage2009 | onshore wind | TRUE | 57354 | N | . | Fox Island Wind LLC | Fox Island Wind LLC | 56693 | ME | NEW | NPCC |  | 22 | 2 | NAICS-22 Non-Cogen | WT | WND | WND | ISNE | 73503 | 8311 | 2021
Vintage0 | petroleum | FALSE | 57356 | N | . | Henrico | Industrial Power Generating Company LLC | 55938 | VA | SAT | SERC |  | 22 | 2 | NAICS-22 Non-Cogen | IC | DFO | DFO | PJM | 4655 | 376.11 | 2021
Vintage2010 | biomass | TRUE | 57356 | N | . | Henrico | Industrial Power Generating Company LLC | 55938 | VA | SAT | SERC |  | 22 | 2 | NAICS-22 Non-Cogen | IC | LFG | MLG | PJM | 106614 | 8614.89 | 2021
Vintage2010 | onshore wind | TRUE | 57357 | N | . | Red Mesa Wind LLC | Red Mesa Wind LLC | 56698 | NM | MTN | WECC |  | 22 | 2 | NAICS-22 Non-Cogen | WT | WND | WND | PNM | 1734353 | 196105 | 2021
Vintage2010 | onshore wind | TRUE | 57358 | N | . | Keenan II Renewable Energy Co LLC | CPV Keenan II Renewable Energy Co LLC | 56699 | OK | WSC | MRO |  | 22 | 2 | NAICS-22 Non-Cogen | WT | WND | WND | SWPP | 4682651 | 529472 | 2021
Vintage2011 | solar pv | TRUE | 57359 | N | . | Avenal Park | Avenal Solar Holdings LLC | 56700 | CA | PACC | WECC |  | 22 | 2 | NAICS-22 Non-Cogen | PV | SUN | SUN | CISO | 97302 | 11002 | 2021
Vintage2011 | solar pv | TRUE | 57360 | N | . | Sun City Project LLC | Avenal Solar Holdings LLC | 56700 | CA | PACC | WECC |  | 22 | 2 | NAICS-22 Non-Cogen | PV | SUN | SUN | CISO | 322922 | 36513 | 2021
Vintage2011 | solar pv | TRUE | 57361 | N | . | Sand Drag LLC | Avenal Solar Holdings LLC | 56700 | CA | PACC | WECC |  | 22 | 2 | NAICS-22 Non-Cogen | PV | SUN | SUN | CISO | 325451 | 36799 | 2021
Vintage2011 | solar pv | TRUE | 57362 | N | . | Morgantown Solar Park | The Hankin Group | 56701 | PA | MAT | RFC |  | 22 | 2 | NAICS-22 Non-Cogen | PV | SUN | SUN | PJM | 15618 | 1766 | 2021
Vintage2014 | solar pv | TRUE | 57363 | N | . | 510 REPP One | 510 REPP One LLC | 56702 | NC | SAT | SERC |  | 22 | 2 | NAICS-22 Non-Cogen | PV | SUN | SUN | PJM | 12994 | 1469 | 2021
Vintage1987 | hydro | TRUE | 57364 | N | . | Siphon Drop Power Plant | Yuma County Water User's Association | 56707 | CA | PACC | WECC |  | 22 | 2 | NAICS-22 Non-Cogen | HY | WAT | HYC | WALC | 121773 | 13769 | 2021
Vintage2010 | biomass | TRUE | 57365 | N | . | Mas Durham Power, LLC | Mas Durham Power, LLC | 63989 | NC | SAT | SERC |  | 22 | 2 | NAICS-22 Non-Cogen | IC | LFG | MLG | DUK | 95619 | 9211 | 2021
Vintage2010 | biomass | TRUE | 57366 | N | . | Mas Wayne Co Power, LLC | Mas Wayne Co Power, LLC | 63990 | NC | SAT | SERC |  | 22 | 2 | NAICS-22 Non-Cogen | IC | LFG | MLG | CPLE | 71321 | 6678 | 2021
Vintage2010 | solar pv | FALSE | 57367 | N | . | Pocono Solar Project | Pocono International Raceway Inc | 56705 | PA | MAT | RFC |  | 711 | 4 | Commercial NAICS Non-Cogen | PV | SUN | SUN | PJM | 28930 | 3271 | 2021
Vintage2012 | solar pv | TRUE | 57368 | N | . | Cogentrix of Alamosa | KEPCO Alamosa LLC | 56696 | CO | MTN | WECC |  | 22 | 2 | NAICS-22 Non-Cogen | PV | SUN | SUN | PSCO | 388668 | 43947 | 2021
Vintage2011 | solar pv | TRUE | 57369 | N | . | Questa Solar Facility | Chevron Technology Ventures | 56706 | NM | MTN | WECC |  | 22 | 2 | NAICS-22 Non-Cogen | PV | SUN | SUN | PNM | 6307 | 713 | 2021
| solar pv | FALSE | 57372 | N | . | Bellevue Solar Project | EDF Renewable Asset Holdings, Inc. | 57170 | OR | PACC | WECC |  | 22 | 2 | NAICS-22 Non-Cogen | PV | SUN | SUN | PGE | 0 | 0 | 2021
Vintage2014 | solar pv | TRUE | 57373 | N | . | Agua Caliente Solar Project | Agua Caliente Solar | 59396 | AZ | MTN | WECC |  | 22 | 2 | NAICS-22 Non-Cogen | PV | SUN | SUN | CISO | 6252363 | 706961 | 2021
Vintage2011 | onshore wind | TRUE | 57374 | N | . | Lakefield Wind Project LLC | EDF Renewable Asset Holdings, Inc. | 57170 | MN | WNC | MRO |  | 22 | 2 | NAICS-22 Non-Cogen | WT | WND | WND | MISO | 2657136 | 300445 | 2021
Vintage2011 | onshore wind | TRUE | 57375 | N | . | Adams Wind Generations LLC | BEAM US, LLC | 63024 | MN | WNC | MRO |  | 22 | 2 | NAICS-22 Non-Cogen | WT | WND | WND | MISO | 470898 | 53245 | 2021
Vintage2010 | geothermal | TRUE | 57376 | N | . | Jersey Valley Geothermal Power Plant | Ormat Nevada Inc | 34691 | NV | MTN | WECC |  | 22 | 2 | NAICS-22 Non-Cogen | BT | GEO | GEO | NEVP | 570766 | 64537 | 2021
Vintage2010 | solar pv | TRUE | 57377 | N | . | Greater Sandhill I | Greater Sandhill I LLC | 56720 | CO | MTN | WECC |  | 22 | 2 | NAICS-22 Non-Cogen | PV | SUN | SUN | PSCO | 407116 | 46033 | 2021
Vintage2014 | solar pv | TRUE | 57378 | N | . | AV Solar Ranch One | AV Solar Ranch 1 LLC | 56722 | CA | PACC | WECC |  | 22 | 2 | NAICS-22 Non-Cogen | PV | SUN | SUN | CISO | 5250568 | 593687 | 2021
Vintage2010 | onshore wind | TRUE | 57379 | N | . | Poseidon Wind, LLC | Axium Arizona Renewables, LLC | 63287 | AZ | MTN | WECC |  | 22 | 2 | NAICS-22 Non-Cogen | WT | WND | WND | AZPS | 1053585 | 119130 | 2021
Vintage2012 | onshore wind | TRUE | 57380 | N | . | New England Wind LLC | Avangrid Renewables LLC | 15399 | MA | NEW | NPCC |  | 22 | 2 | NAICS-22 Non-Cogen | WT | WND | WND | ISNE | 694049 | 78477 | 2021
Vintage2010 | solar pv | TRUE | 57381 | N | . | Linden Solar Farm | Public Service Elec & Gas Co | 15477 | NJ | MAT | RFC |  | 22 | 1 | Electric Utility | PV | SUN | SUN | PJM | 25400 | 2872 | 2021
Vintage2010 | solar pv | TRUE | 57382 | N | . | Yardville Solar Farm | Public Service Elec & Gas Co | 15477 | NJ | MAT | RFC |  | 22 | 1 | Electric Utility | PV | SUN | SUN | PJM | 34068 | 3852 | 2021
Vintage2010 | solar pv | TRUE | 57383 | N | . | WEA Texas Bayonne | Public Service Elec & Gas Co | 15477 | NJ | MAT | RFC |  | 22 | 1 | Electric Utility | PV | SUN | SUN | PJM | 17776 | 2010 | 2021
Vintage2011 | solar pv | TRUE | 57384 | N | . | Matrix Buildings A&B (Perth Amboy) Solar | Public Service Elec & Gas Co | 15477 | NJ | MAT | RFC |  | 22 | 1 | Electric Utility | PV | SUN | SUN | PJM | 27805 | 3144 | 2021
Vintage2011 | onshore wind | TRUE | 57385 | N | . | Community Wind North LLC | Northern States Power Co - Minnesota | 13781 | MN | WNC | MRO |  | 22 | 1 | Electric Utility | WT | WND | WND | MISO | 938083 | 106070 | 2021
Vintage2011 | onshore wind | TRUE | 57386 | N | . | Ridgewind | Ridgewind Power Partners LLC | 56715 | MN | WNC | MRO |  | 22 | 2 | NAICS-22 Non-Cogen | WT | WND | WND | MISO | 712039 | 80511 | 2021
Vintage2010 | onshore wind | TRUE | 57387 | N | . | Ashtabula Wind III LLC | Ashtabula Wind III LLC | 56727 | ND | WNC | MRO |  | 22 | 2 | NAICS-22 Non-Cogen | WT | WND | WND | MISO | 1793034 | 202740 | 2021
Vintage2010 | solar pv | TRUE | 57390 | N | . | GSK York RDC Solar Facility | GlaxoSmithKline Consumer Healthcare L P | 56732 | PA | MAT | RFC |  | 22 | 2 | NAICS-22 Non-Cogen | PV | SUN | SUN | PJM | 20102 | 2273 | 2021
Vintage2010 | solar pv | TRUE | 57392 | N | . | UASTP I | Tucson Electric Power Co | 24211 | AZ | MTN | WECC |  | 22 | 1 | Electric Utility | PV | SUN | SUN | TEPC | 13610 | 1539 | 2021
Vintage2009 | biomass | TRUE | 57393 | N | . | Big Sky Dairy Digester | Amp Americas II Holdings, LLC | 64613 | ID | MTN | WECC |  | 22 | 2 | NAICS-22 Non-Cogen | IC | OBG | ORW | IPCO | 101880 | 9758 | 2021
Vintage2014 | solar thermal | TRUE | 57394 | N | . | Genesis Solar Energy Project | Genesis Solar LLC | 56723 | CA | PACC | WECC |  | 22 | 2 | NAICS-22 Non-Cogen | ST | SUN | SUN | CISO | 4763441 | 538607 | 2021
Vintage2011 | onshore wind | TRUE | 57396 | N | . | Danielson Wind Farms LLC | BEAM US, LLC | 63024 | MN | WNC | MRO |  | 22 | 2 | NAICS-22 Non-Cogen | WT | WND | WND | MISO | 486269 | 54983 | 2021
Vintage2011 | solar pv | TRUE | 57397 | N | . | Dow Jones South Brunswick Solar | Dow Jones & Co | 56728 | NJ | MAT | RFC |  | 22 | 2 | NAICS-22 Non-Cogen | PV | SUN | SUN | PJM | 41151 | 4653 | 2021
Vintage2016 | hydro | TRUE | 57399 | N | . | Cannelton Hydroelectric Plant | American Mun Power-Ohio, Inc | 40577 | KY | ESC | SERC |  | 22 | 1 | Electric Utility | HY | WAT | HYC | MISO | 4619496 | 522331 | 2021
Vintage2017 | hydro | TRUE | 57400 | N | . | Smithland Hydroelectric Plant | American Mun Power-Ohio, Inc | 40577 | KY | ESC | SERC |  | 22 | 1 | Electric Utility | HY | WAT | HYC | MISO | 4015318 | 454016 | 2021
Vintage2016 | hydro | TRUE | 57401 | N | . | Willow Island Hydroelectric Plant | American Mun Power-Ohio, Inc | 40577 | WV | SAT | RFC |  | 22 | 1 | Electric Utility | HY | WAT | HYC | PJM | 2348701 | 265570 | 2021
Vintage2010 | solar pv | TRUE | 57402 | N | . | Taylorsville Solar LLC | Taylorsville Solar LLC | 56798 | NC | SAT | SERC |  | 22 | 2 | NAICS-22 Non-Cogen | PV | SUN | SUN | DUK | 13601 | 1538 | 2021
Vintage2012 | biomass | TRUE | 57403 | N | . | Northwest Regional | WM Renewable Energy LLC | 54842 | AZ | MTN | WECC |  | 22 | 2 | NAICS-22 Non-Cogen | IC | LFG | MLG | AZPS | 218110 | 19470 | 2021
Vintage2013 | biomass | TRUE | 57404 | N | . | Oneida Herkimer | WM Renewable Energy LLC | 54842 | NY | MAT | NPCC |  | 22 | 2 | NAICS-22 Non-Cogen | IC | LFG | MLG | NYIS | 279939 | 25826 | 2021
Vintage2011 | biomass | TRUE | 57405 | N | . | Eagle Valley (MI) | WM Renewable Energy LLC | 54842 | MI | ENC | RFC |  | 22 | 2 | NAICS-22 Non-Cogen | IC | LFG | MLG | MISO | 274792 | 25326 | 2021
Vintage2011 | biomass | TRUE | 57406 | N | . | Prairie View IL | WM Renewable Energy LLC | 54842 | IL | ENC | RFC |  | 22 | 2 | NAICS-22 Non-Cogen | IC | LFG | MLG | PJM | 396694 | 36375 | 2021
Vintage2012 | biomass | TRUE | 57408 | N | . | Prairie Bluff | WM Renewable Energy LLC | 54842 | MS | ESC | SERC |  | 22 | 2 | NAICS-22 Non-Cogen | IC | LFG | MLG | SOCO | 111762 | 10767 | 2021
Vintage2012 | biomass | TRUE | 57409 | N | . | West Camden | WM Renewable Energy LLC | 54842 | TN | ESC | SERC |  | 22 | 2 | NAICS-22 Non-Cogen | IC | LFG | MLG | TVA | 371967 | 36513 | 2021
Vintage2013 | biomass | TRUE | 57410 | N | . | Geneva | WM Renewable Energy LLC | 54842 | OH | ENC | RFC |  | 22 | 2 | NAICS-22 Non-Cogen | IC | LFG | MLG | PJM | 231918 | 18543 | 2021
Vintage2013 | biomass | TRUE | 57411 | N | . | Mahoning | WM Renewable Energy LLC | 54842 | OH | ENC | RFC |  | 22 | 2 | NAICS-22 Non-Cogen | IC | LFG | MLG | PJM | 364498 | 30300 | 2021
Vintage2010 | solar pv | FALSE | 57412 | N | . | Knouse Solar Project 1 | Knouse Food Cooperative Inc | 56741 | PA | MAT | RFC |  | 311 | 6 | Industrial NAICS Non-Cogen | PV | SUN | SUN | PJM | 36525 | 4130 | 2021
Vintage2010 | onshore wind | TRUE | 57414 | N | . | Notus Wind 1 | Notus Clean Energy LLC | 56742 | MA | NEW | NPCC |  | 22 | 2 | NAICS-22 Non-Cogen | WT | WND | WND | ISNE | 38410 | 4343 | 2021
Vintage2011 | onshore wind | TRUE | 57415 | N | . | Sherbino II | Sherbino II Wind Farm LLC | 62077 | TX | WSC | TRE |  | 22 | 2 | NAICS-22 Non-Cogen | WT | WND | WND | ERCO | 4742850 | 536279 | 2021
Vintage2011 | onshore wind | TRUE | 57417 | N | . | Elk Wind Farm | Greenbacker Renewable Energy Corporation | 60025 | IA | WNC | MRO |  | 22 | 2 | NAICS-22 Non-Cogen | WT | WND | WND | MISO | 1184680 | 133953 | 2021
Vintage2011 | onshore wind | TRUE | 57421 | N | . | Gratiot Wind Park | DTE Electric Company | 5109 | MI | ENC | RFC |  | 22 | 1 | Electric Utility | WT | WND | WND | MISO | 2066710 | 233685 | 2021
Vintage2010 | solar pv | FALSE | 57422 | N | . | Yolo County Solar Project | Yolo County of | 56751 | CA | PACC | WECC |  | 92 | 4 | Commercial NAICS Non-Cogen | PV | SUN | SUN | CISO | 11480 | 1298 | 2021
Vintage2010 | onshore wind | TRUE | 57424 | N | . | Buffalo Ridge II LLC | Avangrid Renewables LLC | 15399 | SD | WNC | WECC |  | 22 | 2 | NAICS-22 Non-Cogen | WT | WND | WND | MISO | 2901991 | 328131 | 2021
Vintage2012 | onshore wind | TRUE | 57427 | N | . | Ryegrass Windfarm | Mountain Air Projects, LLC | 64742 | ID | MTN | WECC |  | 22 | 2 | NAICS-22 Non-Cogen | WT | WND | WND | IPCO | 486349 | 54992 | 2021
Vintage2012 | onshore wind | TRUE | 57428 | N | . | Hammett Hill Windfarm | Mountain Air Projects, LLC | 64742 | ID | MTN | WECC |  | 22 | 2 | NAICS-22 Non-Cogen | WT | WND | WND | IPCO | 527995 | 59701 | 2021
Vintage2012 | onshore wind | TRUE | 57429 | N | . | Mainline Windfarm | Mountain Air Projects, LLC | 64742 | ID | MTN | WECC |  | 22 | 2 | NAICS-22 Non-Cogen | WT | WND | WND | IPCO | 513287 | 58038 | 2021
Vintage2012 | onshore wind | TRUE | 57430 | N | . | Desert Meadow Windfarm | Mountain Air Projects, LLC | 64742 | ID | MTN | WECC |  | 22 | 2 | NAICS-22 Non-Cogen | WT | WND | WND | IPCO | 536954 | 60714 | 2021
Vintage2012 | onshore wind | TRUE | 57431 | N | . | Cold Springs Windfarm | Mountain Air Projects, LLC | 64742 | ID | MTN | WECC |  | 22 | 2 | NAICS-22 Non-Cogen | WT | WND | WND | IPCO | 466070 | 52699 | 2021
Vintage2011 | onshore wind | TRUE | 57432 | N | . | Oak Glen Wind Farm | Minnesota Municipal Power Agny | 12667 | MN | WNC | MRO |  | 22 | 1 | Electric Utility | WT | WND | WND | MISO | 738094 | 83457 | 2021
Vintage2011 | onshore wind | TRUE | 57434 | N | . | Valley View Transmission LLC | Consolidated Edison Development Inc. | 56769 | MN | WNC | MRO |  | 22 | 2 | NAICS-22 Non-Cogen | WT | WND | WND | MISO | 217598 | 24604 | 2021
Vintage2011 | solar pv | TRUE | 57435 | N | . | Solar Star North Carolina II LLC | Solar Star North Carolina II LLC | 56758 | NC | SAT | SERC |  | 22 | 2 | NAICS-22 Non-Cogen | PV | SUN | SUN | PJM | 81816 | 9251 | 2021
Vintage2010 | biomass | TRUE | 57436 | N | . | Davidson Gas Producers LLC | Davidson Gas Producers LLC | 56760 | NC | SAT | SERC |  | 22 | 2 | NAICS-22 Non-Cogen | IC | LFG | MLG | DUK | 137836 | 12711 | 2021
Vintage2010 | hydro | TRUE | 57437 | N | . | Juniper Ridge Hydroelectric Project | Central Oregon Irrigation Dist | 3220 | OR | PACC | WECC |  | 22 | 2 | NAICS-22 Non-Cogen | HY | WAT | HYC | PACW | 96666 | 10930 | 2021
Vintage2011 | solar pv | TRUE | 57438 | N | . | Solar Park Gainesville, LLC | Altus Power America Management, LLC | 60281 | FL | SAT | SERC |  | 22 | 2 | NAICS-22 Non-Cogen | PV | SUN | SUN | GVL | 17979 | 2033 | 2021
Vintage2013 | solar pv | TRUE | 57439 | N | . | California Valley Solar Ranch | Clearway Energy Operating LLC | 64536 | CA | PACC | WECC |  | 22 | 2 | NAICS-22 Non-Cogen | PV | SUN | SUN | CISO | 6108073 | 690646 | 2021
Vintage2012 | solar pv | TRUE | 57441 | N | . | Solar Photovoltaic Project #42 | Southern California Edison Co | 17609 | CA | PACC | WECC |  | 22 | 1 | Electric Utility | PV | SUN | SUN | CISO | 71539 | 8089 | 2021
Vintage2012 | solar pv | TRUE | 57442 | N | . | Silver State Solar Power North | Silver State Solar Power North, LLC | 62968 | NV | MTN | WECC |  | 22 | 2 | NAICS-22 Non-Cogen | PV | SUN | SUN | NEVP | 1019085 | 115229 | 2021
Vintage2012 | biomass | TRUE | 57443 | N | . | Pine Tree Acres WM LFGTE | WM Renewable Energy LLC | 54842 | MI | ENC | RFC |  | 22 | 2 | NAICS-22 Non-Cogen | IC | LFG | MLG | MISO | 663151 | 58902 | 2021
Vintage2012 | onshore wind | TRUE | 57444 | N | . | Two Ponds Windfarm | Mountain Air Projects, LLC | 64742 | ID | MTN | WECC |  | 22 | 2 | NAICS-22 Non-Cogen | WT | WND | WND | IPCO | 542570 | 61349 | 2021
Vintage2015 | geothermal | TRUE | 57446 | N | . | McGinness Hills | Ormat Nevada Inc | 34691 | NV | MTN | WECC |  | 22 | 2 | NAICS-22 Non-Cogen | BT | GEO | GEO | NEVP | 5971203 | 675170 | 2021
| other | FALSE | 57447 | N | . | Laurel Mountain Hybrid | AES Wind Generation Inc | 19740 | WV | SAT | RFC |  | 22 | 2 | NAICS-22 Non-Cogen | BA | MWH | OTH | PJM | 0 | -3932 | 2021
Vintage2011 | onshore wind | TRUE | 57447 | N | . | Laurel Mountain Hybrid | AES Wind Generation Inc | 19740 | WV | SAT | RFC |  | 22 | 2 | NAICS-22 Non-Cogen | WT | WND | WND | PJM | 1642755 | 185748 | 2021
Vintage2011 | solar pv | TRUE | 57448 | N | . | Pilesgrove | Consolidated Edison Development Inc. | 56769 | NJ | MAT | RFC |  | 22 | 2 | NAICS-22 Non-Cogen | PV | SUN | SUN | PJM | 203457 | 23005 | 2021
Vintage2011 | onshore wind | TRUE | 57449 | N | . | Blue Creek Wind Project | Avangrid Renewables LLC | 15399 | OH | ENC | RFC |  | 22 | 2 | NAICS-22 Non-Cogen | WT | WND | WND | PJM | 6478955 | 732582 | 2021
Vintage2012 | geothermal | TRUE | 57451 | N | . | Tuscarora Geothermal Power Plant | Ormat Nevada Inc | 34691 | NV | MTN | WECC |  | 22 | 2 | NAICS-22 Non-Cogen | BT | GEO | GEO | NEVP | 1184281 | 133908 | 2021
Vintage2013 | solar pv | TRUE | 57455 | N | . | Solar Borrego I | NRG Solar Borrego I | 57271 | CA | PACC | WECC |  | 22 | 2 | NAICS-22 Non-Cogen | PV | SUN | SUN | CISO | 622775 | 70418 | 2021
Vintage2012 | geothermal | TRUE | 57456 | N | . | San Emidio | USG Nevada LLC | 56764 | NV | MTN | WECC |  | 22 | 2 | NAICS-22 Non-Cogen | ST | GEO | GEO | NEVP | 786241 | 88901 | 2021
Vintage2011 | biomass | TRUE | 57457 | Y | . | Seneca Sustainable Energy LLC | Seneca Sustainable Energy LLC | 56776 | OR | PACC | WECC |  | 321 | 7 | Industrial NAICS Cogen | ST | WDS | WWW | BPAT | 1245178 | 119942 | 2021
Vintage2011 | solar pv | TRUE | 57458 | N | . | 145 Talmadge Solar | Avidan Energy Solutions | 56777 | NJ | MAT | RFC |  | 22 | 2 | NAICS-22 Non-Cogen | PV | SUN | SUN | PJM | 40940 | 4629 | 2021
Vintage2012 | onshore wind | TRUE | 57459 | N | . | Mountain View IV | AES Wind Generation Inc | 19740 | CA | PACC | WECC |  | 22 | 2 | NAICS-22 Non-Cogen | WT | WND | WND | CISO | 1443129 | 163176 | 2021
Vintage2010 | other | TRUE | 57460 | N | . | Caltech Central | Bloom Energy 2009 PPA | 56778 | CA | PACC | WECC |  | 22 | 2 | NAICS-22 Non-Cogen | FC | NG | NG | CISO | 53571 | 7166 | 2021
| biomass | FALSE | 57460 | N | . | Caltech Central | Bloom Energy 2009 PPA | 56778 | CA | PACC | WECC |  | 22 | 2 | NAICS-22 Non-Cogen | FC | OBG | ORW | CISO | 0 | 0 | 2021
Vintage2011 | solar pv | TRUE | 57461 | N | . | Martins Creek Solar NC, LLC | Martins Creek Solar NC, LLC | 56779 | NC | SAT | SERC |  | 22 | 2 | NAICS-22 Non-Cogen | PV | SUN | SUN | DUK | 10259 | 1160 | 2021
Vintage2011 | solar pv | TRUE | 57462 | N | . | Napoleon Solar I | Enfinity BNB Napoleon Solar LLC | 56780 | OH | ENC | RFC |  | 22 | 2 | NAICS-22 Non-Cogen | PV | SUN | SUN | PJM | 115158 | 13021 | 2021
Vintage2012 | onshore wind | TRUE | 57463 | N | . | Bishop Hill Energy LLC | SunEdison LLC | 59139 | IL | ENC | RFC |  | 22 | 2 | NAICS-22 Non-Cogen | WT | WND | WND | PJM | 5406239 | 611289 | 2021
Vintage2011 | solar pv | TRUE | 57465 | N | . | Romark PA Solar | Romark Logistics of PA Inc. | 56783 | PA | MAT | RFC |  | 22 | 2 | NAICS-22 Non-Cogen | PV | SUN | SUN | PJM | 18556 | 2098 | 2021
Vintage2013 | biomass | TRUE | 57466 | N | . | Blue Ridge Landfill | EPP Renewable Energy | 57249 | PA | MAT | RFC |  | 22 | 2 | NAICS-22 Non-Cogen | IC | LFG | MLG | PJM | 476084 | 41851 | 2021
Vintage2011 | biomass | TRUE | 57467 | Y | . | Westervelt Moundville Cogen | The Westervelt Co | 56785 | AL | ESC | SERC |  | 321 | 7 | Industrial NAICS Cogen | ST | WDS | WWW | SOCO | 167999 | 27413 | 2021
Vintage2009 | onshore wind | TRUE | 57468 | N | . | Crystal Lake 3 LLC | Crystal Lake 3 LLC | 56786 | IA | WNC | MRO |  | 22 | 2 | NAICS-22 Non-Cogen | WT | WND | WND | MISO | 1602303 | 181174 | 2021
Vintage2009 | onshore wind | TRUE | 57469 | N | . | Garden Wind LLC | Garden Wind LLC | 56787 | IA | WNC | MRO |  | 22 | 2 | NAICS-22 Non-Cogen | WT | WND | WND | MISO | 3278683 | 370724 | 2021
| biomass | FALSE | 57470 | Y | . | Marlboro Mill | Domtar Paper Company Bennettsville | 56788 | SC | SAT | SERC |  | 322122 | 7 | Industrial NAICS Cogen | ST | BLQ | WWW | SC | 721867 | 0 | 2021
| natural gas steam turbine | FALSE | 57470 | Y | . | Marlboro Mill | Domtar Paper Company Bennettsville | 56788 | SC | SAT | SERC |  | 322122 | 7 | Industrial NAICS Cogen | ST | NG | NG | SC | 23 | 0 | 2021
| biomass | FALSE | 57470 | Y | . | Marlboro Mill | Domtar Paper Company Bennettsville | 56788 | SC | SAT | SERC |  | 322122 | 7 | Industrial NAICS Cogen | ST | WDS | WWW | SC | 161388 | 0 | 2021
Vintage2011 | solar pv | TRUE | 57471 | N | . | Murray Hill Solar | Consolidated Edison Development Inc. | 56769 | NJ | MAT | RFC |  | 22 | 2 | NAICS-22 Non-Cogen | PV | SUN | SUN | PJM | 14131 | 1598 | 2021
Vintage2011 | solar pv | TRUE | 57473 | N | . | Dartmouth Solar | Consolidated Edison Development Inc. | 56769 | MA | NEW | NPCC |  | 22 | 2 | NAICS-22 Non-Cogen | PV | SUN | SUN | ISNE | 19729 | 2231 | 2021
Vintage2011 | onshore wind | TRUE | 57474 | N | . | Ralls Wind Farm | Ralls Wind Farm LLC | 56790 | TX | WSC | MRO |  | 22 | 2 | NAICS-22 Non-Cogen | WT | WND | WND | SWPP | 152515 | 17245 | 2021
Vintage2012 | geothermal | TRUE | 57475 | N | . | John L. Featherstone Plant | Hudson Ranch Power I LLC | 56791 | CA | PACC | WECC |  | 22 | 2 | NAICS-22 Non-Cogen | ST | GEO | GEO | IID | 3322999 | 375735 | 2021
Vintage2011 | solar pv | TRUE | 57481 | N | . | Chittenden County Solar Partners | Chittenden County Solar Partners LLC | 56795 | VT | NEW | NPCC |  | 22 | 2 | NAICS-22 Non-Cogen | PV | SUN | SUN | ISNE | 26454 | 2991 | 2021
Vintage2013 | natural gas peaker | TRUE | 57482 | N | . | Sentinel Energy Center, LLC | Sentinel Energy Center LLC | 56887 | CA | PACC | WECC |  | 22 | 2 | NAICS-22 Non-Cogen | GT | NG | NG | CISO | 5920007 | 615911 | 2021
Vintage2012 | natural gas peaker | TRUE | 57483 | N | . | Mariposa Energy Project | Diamond Generating Corporation | 49981 | CA | PACC | WECC |  | 22 | 2 | NAICS-22 Non-Cogen | GT | NG | NG | CISO | 941597 | 91265 | 2021
Vintage2012 | onshore wind | TRUE | 57484 | N | . | Manzana Wind LLC | Avangrid Renewables LLC | 15399 | CA | PACC | WECC |  | 22 | 2 | NAICS-22 Non-Cogen | WT | WND | WND | CISO | 4901328 | 554198 | 2021
Vintage2011 | solar pv | TRUE | 57485 | N | . | Flemington Solar | Consolidated Edison Development Inc. | 56769 | NJ | MAT | RFC |  | 22 | 2 | NAICS-22 Non-Cogen | PV | SUN | SUN | PJM | 104722 | 11841 | 2021
Vintage2012 | solar pv | TRUE | 57486 | N | . | Frenchtown I Solar | Consolidated Edison Development Inc. | 56769 | NJ | MAT | RFC |  | 22 | 2 | NAICS-22 Non-Cogen | PV | SUN | SUN | PJM | 37275 | 4215 | 2021
Vintage2011 | solar pv | TRUE | 57487 | N | . | Frenchtown II Solar | Consolidated Edison Development Inc. | 56769 | NJ | MAT | RFC |  | 22 | 2 | NAICS-22 Non-Cogen | PV | SUN | SUN | PJM | 35871 | 4056 | 2021
Vintage2011 | solar pv | TRUE | 57488 | N | . | Lebanon Solar | Consolidated Edison Development Inc. | 56769 | NJ | MAT | RFC |  | 22 | 2 | NAICS-22 Non-Cogen | PV | SUN | SUN | PJM | 22562 | 2551 | 2021
Vintage2013 | biomass | TRUE | 57489 | N | . | Oak Grove Power Producers | Cube District Energy, LLC | 61038 | KS | WNC | MRO |  | 22 | 2 | NAICS-22 Non-Cogen | IC | LFG | MLG | SWPP | 133902 | 11818 | 2021
Vintage2013 | solar pv | TRUE | 57490 | N | . | Imperial Solar Energy Center South | CSOLAR IV South LLC | 56819 | CA | PACC | WECC |  | 22 | 2 | NAICS-22 Non-Cogen | PV | SUN | SUN | CISO | 2574974 | 291155 | 2021
Vintage2016 | solar pv | TRUE | 57491 | N | . | Imperial Solar Energy Center West | CSOLAR IV West LLC | 57260 | CA | PACC | WECC |  | 22 | 2 | NAICS-22 Non-Cogen | PV | SUN | SUN | CISO | 3549152 | 401306 | 2021
Vintage0 | biomass | FALSE | 57492 | N | . | Sampson County Disposal | Black Creek Renewable Energy LLC | 56814 | NC | SAT | SERC |  | 22 | 2 | NAICS-22 Non-Cogen | IC | LFG | MLG | CPLE | 111222 | 10798.62 | 2021
Vintage2011 | onshore wind | TRUE | 57493 | N | . | Settlers Trail Wind Farm LLC | RWE Renewables Americas LLC | 56215 | IL | ENC | SERC |  | 22 | 2 | NAICS-22 Non-Cogen | WT | WND | WND | MISO | 3281346 | 371025 | 2021
Vintage2011 | solar pv | TRUE | 57494 | N | . | Masser Farms Realty Solar | Masser Farms Realty Ltd | 56816 | PA | MAT | RFC |  | 22 | 2 | NAICS-22 Non-Cogen | PV | SUN | SUN | PJM | 9109 | 1030 | 2021
Vintage2006 | hydro | TRUE | 57496 | N | . | Tieton Dam Hydro Electric Project | City of Burbank Water and Power | 2507 | WA | PACC | WECC |  | 22 | 1 | Electric Utility | HY | WAT | HYC | PACW | 379541 | 42915 | 2021
Vintage2011 | solar pv | TRUE | 57497 | N | . | Stroud Solar Station | Pacific Gas & Electric Co. | 14328 | CA | PACC | WECC |  | 22 | 1 | Electric Utility | PV | SUN | SUN | CISO | 282982 | 31997 | 2021
Vintage2011 | solar pv | TRUE | 57498 | N | . | Five Points Solar Station | Pacific Gas & Electric Co. | 14328 | CA | PACC | WECC |  | 22 | 1 | Electric Utility | PV | SUN | SUN | CISO | 185253 | 20947 | 2021
Vintage2011 | solar pv | TRUE | 57499 | N | . | Westside Solar Station | Pacific Gas & Electric Co. | 14328 | CA | PACC | WECC |  | 22 | 1 | Electric Utility | PV | SUN | SUN | CISO | 184308 | 20840 | 2021
Vintage2011 | onshore wind | TRUE | 57500 | N | . | Laurel Wind Farm | MidAmerican Energy Co | 12341 | IA | WNC | MRO |  | 22 | 1 | Electric Utility | WT | WND | WND | MISO | 3188527 | 360530 | 2021
Vintage2011 | onshore wind | TRUE | 57501 | N | . | Rolling Hills Wind Farm | MidAmerican Energy Co | 12341 | IA | WNC | MRO |  | 22 | 1 | Electric Utility | WT | WND | WND | MISO | 9686799 | 1095296 | 2021
Vintage2010 | biomass | TRUE | 57502 | N | . | Perdido | Gulf Power Co | 7801 | FL | SAT | SERC |  | 22 | 1 | Electric Utility | IC | LFG | MLG | SOCO | 245403 | 21345 | 2021
Vintage2010 | natural gas peaker | FALSE | 57504 | Y | . | TECO CHP-1 | Texas Medical Center Central | 56826 | TX | WSC | TRE |  | 622 | 5 | Commercial NAICS Cogen | GT | NG | NG | ERCO | 460014 | 88520 | 2021
Vintage0 | petroleum | FALSE | 57505 | N | . | Monroe Generating Station | North Carolina Mun Power Agny #1 | 13630 | NC | SAT | SERC |  | 22 | 1 | Electric Utility | GT | DFO | DFO | DUK | 362 | 11.857 | 2021
Vintage2010 | natural gas peaker | TRUE | 57505 | N | . | Monroe Generating Station | North Carolina Mun Power Agny #1 | 13630 | NC | SAT | SERC |  | 22 | 1 | Electric Utility | GT | NG | NG | DUK | 6920 | 228.143 | 2021
Vintage2010 | solar pv | TRUE | 57506 | N | . | FRV SI Transport Solar LP | Longroad Energy Services LLC | 61219 | CA | PACC | WECC |  | 22 | 2 | NAICS-22 Non-Cogen | PV | SUN | SUN | CISO | 10481 | 1185 | 2021
Vintage2010 | solar pv | FALSE | 57507 | N | . | RV CSU Power II LLC | RV CSU Power II LLC | 56828 | CO | MTN | WECC |  | 611 | 4 | Commercial NAICS Non-Cogen | PV | SUN | SUN | PSCO | 33890 | 3832 | 2021
Vintage2007 | solar pv | TRUE | 57509 | N | . | Carson Solar I | Carson Solar 1 LLC | 56830 | CO | MTN | WECC |  | 22 | 2 | NAICS-22 Non-Cogen | PV | SUN | SUN | WACM | 29414 | 3326 | 2021
Vintage2012 | onshore wind | TRUE | 57514 | N | . | Ocotillo Express LLC | Pattern Operators LP | 56545 | CA | PACC | WECC |  | 22 | 2 | NAICS-22 Non-Cogen | WT | WND | WND | CISO | 3881878 | 438928 | 2021
Vintage2013 | natural gas peaker | TRUE | 57515 | N | . | Walnut Creek Energy Park | Walnut Creek LLC | 59980 | CA | PACC | WECC |  | 22 | 2 | NAICS-22 Non-Cogen | GT | NG | NG | CISO | 2379079 | 249812 | 2021
Vintage2012 | onshore wind | TRUE | 57516 | N | . | KODE Novus I | DeWind Co. | 56627 | OK | WSC | MRO |  | 22 | 2 | NAICS-22 Non-Cogen | WT | WND | WND | SWPP | 102714 | 11614 | 2021
Vintage2011 | solar pv | FALSE | 57519 | N | . | Trexlertown Solar Array North and South | Trexlertown Solar Array North and South | 56856 | PA | MAT | RFC |  | 325 | 6 | Industrial NAICS Non-Cogen | PV | SUN | SUN | PJM | 17221 | 1947 | 2021
Vintage2011 | onshore wind | TRUE | 57520 | N | . | Trinity Hills | Trinity Hills Wind Farm LLC | 62075 | TX | WSC | TRE |  | 22 | 2 | NAICS-22 Non-Cogen | WT | WND | WND | ERCO | 7112318 | 804197 | 2021
Vintage2012 | solar pv | TRUE | 57521 | N | . | Giffen | Pacific Gas & Electric Co. | 14328 | CA | PACC | WECC |  | 22 | 1 | Electric Utility | PV | SUN | SUN | CISO | 88290 | 9983 | 2021
Vintage2012 | solar pv | TRUE | 57522 | N | . | Cantua Solar Station | Pacific Gas & Electric Co. | 14328 | CA | PACC | WECC |  | 22 | 1 | Electric Utility | PV | SUN | SUN | CISO | 356943 | 40360 | 2021
Vintage2012 | solar pv | TRUE | 57523 | N | . | Huron Solar Station | Pacific Gas & Electric Co. | 14328 | CA | PACC | WECC |  | 22 | 1 | Electric Utility | PV | SUN | SUN | CISO | 309699 | 35018 | 2021
Vintage2010 | solar pv | TRUE | 57524 | N | . | Roger Road WWTP | SunE M5C Holdings LLC | 56857 | AZ | MTN | WECC |  | 22 | 2 | NAICS-22 Non-Cogen | PV | SUN | SUN | TEPC | 10641 | 1203 | 2021
Vintage2010 | solar pv | TRUE | 57525 | N | . | Kapaa Photovoltaic Project | Kapaa Solar LLC | 56863 | HI | PACN |  |  | 22 | 2 | NAICS-22 Non-Cogen | PV | SUN | SUN |  | 15345 | 1735 | 2021
Vintage2012 | onshore wind | TRUE | 57526 | N | . | North Hurlburt Wind LLC | Caithness Shepherds Flat LLC | 56865 | OR | PACC | WECC |  | 22 | 2 | NAICS-22 Non-Cogen | WT | WND | WND | BPAT | 5038127 | 569666 | 2021
Vintage2012 | onshore wind | TRUE | 57529 | N | . | Kawailoa Wind | Kawailoa Wind LLC | 56868 | HI | PACN |  |  | 22 | 2 | NAICS-22 Non-Cogen | WT | WND | WND |  | 1141778 | 129102 | 2021
Vintage2012 | onshore wind | TRUE | 57530 | N | . | Palouse | Onward Energy | 60453 | WA | PACC | WECC |  | 22 | 2 | NAICS-22 Non-Cogen | WT | WND | WND | AVA | 3190764 | 360783 | 2021
Vintage2016 | onshore wind | TRUE | 57531 | N | . | Bingham Wind | Onward Energy | 60453 | ME | NEW | NPCC |  | 22 | 2 | NAICS-22 Non-Cogen | WT | WND | WND | ISNE | 4404905 | 498067 | 2021
Vintage2015 | solar pv | TRUE | 57534 | N | . | Solar Photovoltaic Project #32 | Southern California Edison Co | 17609 | CA | PACC | WECC |  | 22 | 1 | Electric Utility | PV | SUN | SUN | CISO | 14167 | 1602 | 2021
Vintage2015 | solar pv | TRUE | 57535 | N | . | Solar Photovoltaic Project #33 | Southern California Edison Co | 17609 | CA | PACC | WECC |  | 22 | 1 | Electric Utility | PV | SUN | SUN | CISO | 12152 | 1374 | 2021
Vintage2013 | other | TRUE | 57544 | Y | . | Cal State Univ San Bernardino FC01 | Southern California Edison Co | 17609 | CA | PACC | WECC |  | 22 | 1 | Electric Utility | FC | NG | NG | CISO | 36201 | 6555 | 2021
Vintage2012 | onshore wind | TRUE | 57549 | N | . | South Hurlburt Wind LLC | Caithness Shepherds Flat LLC | 56865 | OR | PACC | WECC |  | 22 | 2 | NAICS-22 Non-Cogen | WT | WND | WND | BPAT | 5507892 | 622783 | 2021
Vintage2012 | onshore wind | TRUE | 57550 | N | . | Horseshoe Bend Wind LLC | Caithness Shepherds Flat LLC | 56865 | OR | PACC | WECC |  | 22 | 2 | NAICS-22 Non-Cogen | WT | WND | WND | BPAT | 5494007 | 621213 | 2021
Vintage1983 | hydro | TRUE | 57551 | N | . | Garland Canal Power Plant | Shoshone Irrigation District | 56880 | WY | MTN | WECC |  | 22 | 2 | NAICS-22 Non-Cogen | HY | WAT | HYC | PACE | 80304 | 9080 | 2021
Vintage2010 | onshore wind | TRUE | 57553 | N | . | Shirley Wind | Shirley Wind LLC | 56891 | WI | ENC | MRO |  | 22 | 2 | NAICS-22 Non-Cogen | WT | WND | WND | MISO | 470148 | 53160 | 2021
Vintage2011 | solar pv | TRUE | 57554 | N | . | AFA Solar Farm | Solar Star Colorado II LLC | 56892 | CO | MTN | WECC |  | 22 | 2 | NAICS-22 Non-Cogen | PV | SUN | SUN | WACM | 102388 | 11577 | 2021
Vintage2016 | natural gas peaker | TRUE | 57555 | N | . | Pio Pico Energy Center | Pio Pico Energy Center LLC | 56895 | CA | PACC | WECC |  | 22 | 2 | NAICS-22 Non-Cogen | GT | NG | NG | CISO | 768059 | 70756.001 | 2021
Vintage2011 | solar pv | TRUE | 57556 | N | . | La Senita | UNS Electric, Inc | 19728 | AZ | MTN | WECC |  | 22 | 1 | Electric Utility | PV | SUN | SUN | TEPC | 18395 | 2080 | 2021
Vintage0 | biomass | FALSE | 57557 | Y | . | Sunnyvale City of WPCP | Sunnyvale City of WPCP | 56898 | CA | PACC | WECC |  | 22 | 1 | Electric Utility | IC | LFG | MLG | CISO | 35301 | 3000.419 | 2021
Vintage1997 | natural gas peaker | TRUE | 57557 | Y | . | Sunnyvale City of WPCP | Sunnyvale City of WPCP | 56898 | CA | PACC | WECC |  | 22 | 1 | Electric Utility | IC | NG | NG | CISO | 47310 | 4021.1 | 2021
Vintage0 | biomass | FALSE | 57557 | Y | . | Sunnyvale City of WPCP | Sunnyvale City of WPCP | 56898 | CA | PACC | WECC |  | 22 | 1 | Electric Utility | IC | OBG | ORW | CISO | 27738 | 2357.481 | 2021
Vintage2010 | solar pv | TRUE | 57559 | N | . | Sunset Reservoir North Basin | RE SFCity1, LP | 56902 | CA | PACC | WECC |  | 22 | 2 | NAICS-22 Non-Cogen | PV | SUN | SUN | CISO | 56379 | 6375 | 2021
Vintage2012 | solar pv | TRUE | 57560 | N | . | Chino Solar Valley | Arizona Public Service Co | 803 | AZ | MTN | WECC |  | 22 | 1 | Electric Utility | PV | SUN | SUN | AZPS | 413635 | 46770 | 2021
Vintage2011 | solar pv | TRUE | 57561 | N | . | Cotton Center Solar Hybrid | Arizona Public Service Co | 803 | AZ | MTN | WECC |  | 22 | 1 | Electric Utility | PV | SUN | SUN | AZPS | 361409 | 40865 | 2021
Vintage2011 | solar pv | TRUE | 57562 | N | . | Paloma Solar Hybrid | Arizona Public Service Co | 803 | AZ | MTN | WECC |  | 22 | 1 | Electric Utility | PV | SUN | SUN | AZPS | 349805 | 39553 | 2021
Vintage2012 | solar pv | TRUE | 57563 | N | . | Hyder Solar Hybrid | Arizona Public Service Co | 803 | AZ | MTN | WECC |  | 22 | 1 | Electric Utility | PV | SUN | SUN | AZPS | 359145 | 40609 | 2021
| natural gas combined cycle | FALSE | 57564 | N | . | Algonquin Power Sanger LLC | Algonquin Power Sanger LLC | 56905 | CA | PACC | WECC |  | 22 | 2 | NAICS-22 Non-Cogen | CA | NG | NG | CISO | 0 | 27411 | 2021
Vintage2007 | natural gas combined cycle | TRUE | 57564 | N | . | Algonquin Power Sanger LLC | Algonquin Power Sanger LLC | 56905 | CA | PACC | WECC |  | 22 | 2 | NAICS-22 Non-Cogen | CT | NG | NG | CISO | 1208628 | 144801 | 2021
Vintage2011 | solar pv | TRUE | 57565 | N | . | RP-Orlando, LLC | RP-Orlando, LLC | 56904 | FL | SAT | SERC |  | 22 | 2 | NAICS-22 Non-Cogen | PV | SUN | SUN | FPC | 81682 | 9236 | 2021
Vintage2011 | solar pv | TRUE | 57567 | N | . | Albuquerque Solar Energy Center | PNM Resources | 59300 | NM | MTN | WECC |  | 22 | 1 | Electric Utility | PV | SUN | SUN | PNM | 33157 | 3749 | 2021
Vintage2012 | onshore wind | TRUE | 57568 | N | . | Record Hill Wind | Record Hill Wind LLC | 56909 | ME | NEW | NPCC |  | 22 | 2 | NAICS-22 Non-Cogen | WT | WND | WND | ISNE | 1088697 | 123100 | 2021
Vintage2012 | onshore wind | FALSE | 57570 | N | . | Cooper Farms VW Project | Cooper Hatchery Inc. | 56912 | OH | ENC | RFC |  | 311 | 6 | Industrial NAICS Non-Cogen | WT | WND | WND | PJM | 110409 | 12484 | 2021
Vintage2013 | solar pv | TRUE | 57571 | N | . | Los Lunas Solar Energy Center | PNM Resources | 59300 | NM | MTN | WECC |  | 22 | 1 | Electric Utility | PV | SUN | SUN | PNM | 134668 | 15227 | 2021
Vintage1995 | natural gas peaker | FALSE | 57573 | Y | . | CCCSD Wastewater Treatment Plnt | Central Contra Costa Sanitary District | 56914 | CA | PACC | WECC |  | 22132 | 5 | Commercial NAICS Cogen | GT | NG | NG | CISO | 140440 | 22185.24 | 2021
Vintage2010 | solar pv | TRUE | 57574 | N | . | ETS Ewing Solar Facility | Goldman Sachs Renewable Power LLC | 61944 | NJ | MAT | RFC |  | 22 | 2 | NAICS-22 Non-Cogen | PV | SUN | SUN | PJM | 13648 | 1543 | 2021
Vintage2013 | solar pv | TRUE | 57575 | N | . | Deming Solar Energy Center | PNM Resources | 59300 | NM | MTN | WECC |  | 22 | 1 | Electric Utility | PV | SUN | SUN | PNM | 177136 | 20029 | 2021
Vintage2011 | solar pv | TRUE | 57576 | N | . | Las Vegas Solar Energy Center | PNM Resources | 59300 | NM | MTN | WECC |  | 22 | 1 | Electric Utility | PV | SUN | SUN | PNM | 88609 | 10019 | 2021
Vintage2011 | solar pv | TRUE | 57577 | N | . | Alamogordo Solar Energy Center | PNM Resources | 59300 | NM | MTN | WECC |  | 22 | 1 | Electric Utility | PV | SUN | SUN | PNM | 96541 | 10916 | 2021
Vintage2010 | onshore wind | TRUE | 57578 | N | . | PaTu Wind Farm LLC | PaTu Wind Farm LLC | 56916 | OR | PACC | WECC |  | 22 | 2 | NAICS-22 Non-Cogen | WT | WND | WND | BPAT | 267115 | 30203 | 2021
Vintage2009 | solar pv | TRUE | 57579 | N | . | Robert O Schulz Solar Farm | South San Joaquin Irr District | 17573 | CA | PACC | WECC |  | 22 | 1 | Electric Utility | PV | SUN | SUN | CISO | 19120 | 2162 | 2021
Vintage2008 | natural gas peaker | TRUE | 57580 | Y | . | Broadridge Cogen | Broadridge Customer Communications | 56917 | CA | PACC | WECC |  | 22 | 3 | NAICS-22 Cogen | IC | NG | NG | CISO | 115925 | 10670 | 2021
Vintage2011 | solar pv | TRUE | 57580 | Y | . | Broadridge Cogen | Broadridge Customer Communications | 56917 | CA | PACC | WECC |  | 22 | 3 | NAICS-22 Cogen | PV | SUN | SUN | CISO | 13532 | 1530 | 2021
Vintage2012 | biomass | TRUE | 57581 | N | . | Allenwood | EPP Renewable Energy | 57249 | PA | MAT | RFC |  | 22 | 2 | NAICS-22 Non-Cogen | IC | LFG | MLG | PJM | 250554 | 23487 | 2021
Vintage2012 | biomass | TRUE | 57582 | N | . | Lycoming County | EPP Renewable Energy | 57249 | PA | MAT | RFC |  | 22 | 2 | NAICS-22 Non-Cogen | IC | LFG | MLG | PJM | 166117 | 13699 | 2021
| other | FALSE | 57583 | N | . | Battery Energy Storage System | Golden Valley Elec Assn Inc | 7353 | AK | PACN |  |  | 22 | 1 | Electric Utility | BA | MWH | OTH |  | 0 | -3433 | 2021
| other | FALSE | 57584 | Y | . | University of California San Diego Hybrid | University of California San Diego | 56918 | CA | PACC | WECC |  | 611 | 5 | Commercial NAICS Cogen | BA | MWH | OTH | CISO | 0 | -108 | 2021
| natural gas combined cycle | FALSE | 57584 | Y | . | University of California San Diego Hybrid | University of California San Diego | 56918 | CA | PACC | WECC |  | 611 | 5 | Commercial NAICS Cogen | CA | NG | NG | CISO | 0 | 4868 | 2021
Vintage2001 | natural gas combined cycle | FALSE | 57584 | Y | . | University of California San Diego Hybrid | University of California San Diego | 56918 | CA | PACC | WECC |  | 611 | 5 | Commercial NAICS Cogen | CT | NG | NG | CISO | 1294332 | 196754 | 2021
Vintage1986 | natural gas peaker | FALSE | 57585 | Y | . | Oxnard Paper Mill | New-Indy, Oxnard LLC | 58264 | CA | PACC | WECC |  | 322 | 7 | Industrial NAICS Cogen | GT | NG | NG | CISO | 1045468 | 189826 | 2021
Vintage2011 | onshore wind | TRUE | 57586 | N | . | Shiloh III Wind Project LLC | EDF Renewable Asset Holdings, Inc. | 57170 | CA | PACC | WECC |  | 22 | 2 | NAICS-22 Non-Cogen | WT | WND | WND | CISO | 2808881 | 317603 | 2021
Vintage2011 | solar pv | TRUE | 57588 | N | . | Matrix Stults Road Solar Facility | Public Service Elec & Gas Co | 15477 | NJ | MAT | RFC |  | 22 | 1 | Electric Utility | PV | SUN | SUN | PJM | 32078 | 3627 | 2021
Vintage2011 | solar pv | TRUE | 57589 | N | . | Long Island Solar Farm LLC | Long Island Solar Farm LLC | 56924 | NY | MAT | NPCC |  | 22 | 2 | NAICS-22 Non-Cogen | PV | SUN | SUN | NYIS | 442720 | 50059 | 2021
Vintage2010 | onshore wind | TRUE | 57590 | N | . | Minco Wind I, LLC | FPLE Wind, LLC | 56925 | OK | WSC | MRO |  | 22 | 2 | NAICS-22 Non-Cogen | WT | WND | WND | SWPP | 3092022 | 349618 | 2021
Vintage2011 | solar pv | TRUE | 57591 | N | . | Hatch Solar Energy Center I, LLC | Hatch Solar Energy Center I, LLC | 56926 | NM | MTN | WECC |  | 22 | 2 | NAICS-22 Non-Cogen | PV | SUN | SUN | EPE | 113335 | 12815 | 2021
Vintage2012 | onshore wind | TRUE | 57593 | N | . | Broken Bow Wind LLC | Broken Bow Wind LLC | 64616 | NE | WNC | MRO |  | 22 | 2 | NAICS-22 Non-Cogen | WT | WND | WND | SWPP | 2500481 | 282732 | 2021
Vintage2010 | onshore wind | TRUE | 57594 | N | . | Teichert Materials-Teichert Vernalis | Foundation HA Energy Generation, LLC | 56930 | CA | PACC | WECC |  | 22 | 2 | NAICS-22 Non-Cogen | WT | WND | WND | CISO | 17608 | 1991 | 2021
Vintage2011 | onshore wind | TRUE | 57595 | N | . | Pinnacle Wind Force LLC | Pinnacle Wind, LLC | 64537 | WV | SAT | RFC |  | 22 | 2 | NAICS-22 Non-Cogen | WT | WND | WND | PJM | 606973 | 68631 | 2021
Vintage2012 | petroleum | FALSE | 57597 | N | . | Cana Gas Processing Plant | EnLink Midstream Services, LLC | 59366 | OK | WSC | MRO |  | 211 | 6 | Industrial NAICS Non-Cogen | IC | DFO | DFO | SPA | 6541 | 681.1 | 2021
| natural gas peaker | FALSE | 57597 | N | . | Cana Gas Processing Plant | EnLink Midstream Services, LLC | 59366 | OK | WSC | MRO |  | 211 | 6 | Industrial NAICS Non-Cogen | IC | NG | NG | SPA | 0 | 0 | 2021
Vintage2010 | petroleum | TRUE | 57598 | N | . | Bridge Street 1 & 2 | Connecticut Mun Elec Engy Coop | 4180 | CT | NEW | NPCC |  | 22 | 1 | Electric Utility | IC | DFO | DFO | ISNE | 5239 | 500 | 2021
| petroleum | FALSE | 57598 | N | . | Bridge Street 1 & 2 | Connecticut Mun Elec Engy Coop | 4180 | CT | NEW | NPCC |  | 22 | 1 | Electric Utility | IC | RFO | RFO | ISNE | 0 | 0 | 2021
Vintage2010 | petroleum | TRUE | 57599 | N | . | Fort Hill 1, 2, 3 & 4 | Connecticut Mun Elec Engy Coop | 4180 | CT | NEW | NPCC |  | 22 | 1 | Electric Utility | IC | DFO | DFO | ISNE | 7454 | 748 | 2021
Vintage2010 | petroleum | TRUE | 57600 | N | . | Fishers Island 1 | Connecticut Mun Elec Engy Coop | 4180 | NY | MAT | NPCC |  | 22 | 1 | Electric Utility | IC | DFO | DFO | ISNE | 1525 | 144 | 2021
Vintage2010 | petroleum | TRUE | 57601 | N | . | Gary Court 1 & 2 | Connecticut Mun Elec Engy Coop | 4180 | CT | NEW | NPCC |  | 22 | 1 | Electric Utility | IC | DFO | DFO | ISNE | 5046 | 506 | 2021
Vintage2010 | petroleum | TRUE | 57602 | N | . | Jewett City 1 | Connecticut Mun Elec Engy Coop | 4180 | CT | NEW | NPCC |  | 22 | 1 | Electric Utility | IC | DFO | DFO | ISNE | 2424 | 245 | 2021
Vintage2010 | petroleum | TRUE | 57603 | N | . | LNG 1 & 2 | Connecticut Mun Elec Engy Coop | 4180 | CT | NEW | NPCC |  | 22 | 1 | Electric Utility | IC | DFO | DFO | ISNE | 5198 | 517 | 2021
Vintage2010 | petroleum | TRUE | 57604 | N | . | Lebanon Pines 1 & 2 | Connecticut Mun Elec Engy Coop | 4180 | CT | NEW | NPCC |  | 22 | 1 | Electric Utility | IC | DFO | DFO | ISNE | 5028 | 493 | 2021
Vintage2010 | petroleum | TRUE | 57605 | N | . | Water Treatment 1 & 2 | Connecticut Mun Elec Engy Coop | 4180 | CT | NEW | NPCC |  | 22 | 1 | Electric Utility | IC | DFO | DFO | ISNE | 4096 | 402 | 2021
Vintage2004 | petroleum | TRUE | 57606 | N | . | Eastside WWTP | City Of High Point | 56934 | NC | SAT | SERC |  | 22 | 1 | Electric Utility | IC | DFO | DFO | DUK | 4143 | 434 | 2021
Vintage1999 | petroleum | TRUE | 57607 | N | . | Ward WTP | City Of High Point | 56934 | NC | SAT | SERC |  | 22 | 1 | Electric Utility | IC | DFO | DFO | DUK | 612 | 55 | 2021
Vintage2005 | petroleum | TRUE | 57608 | N | . | Westside WWTP | City Of High Point | 56934 | NC | SAT | SERC |  | 22 | 1 | Electric Utility | IC | DFO | DFO | DUK | 1315 | 95 | 2021
Vintage2011 | onshore wind | TRUE | 57609 | N | . | New Harvest Wind Project LLC | Avangrid Renewables LLC | 15399 | IA | WNC | MRO |  | 22 | 2 | NAICS-22 Non-Cogen | WT | WND | WND | MISO | 2274755 | 257209 | 2021
Vintage2011 | onshore wind | FALSE | 57613 | N | . | LE Wind Turbine 1 | Lincoln Electric Company | 56952 | OH | ENC | RFC |  | 333 | 6 | Industrial NAICS Non-Cogen | WT | WND | WND | PJM | 32642 | 3691 | 2021
Vintage2016 | onshore wind | TRUE | 57614 | N | . | Waverly Wind Farm LLC | Waverly Wind Farm LLC | 56948 | KS | WNC | MRO |  | 22 | 2 | NAICS-22 Non-Cogen | WT | WND | WND | SWPP | 6501940 | 735181 | 2021
Vintage2011 | onshore wind | TRUE | 57616 | N | . | Blue Canyon Windpower VI LLC | Blue Canyon Windpower VI LLC | 56945 | OK | WSC | MRO |  | 22 | 2 | NAICS-22 Non-Cogen | WT | WND | WND | SWPP | 3014026 | 340799 | 2021
Vintage2016 | onshore wind | TRUE | 57617 | N | . | Hidalgo Wind Farm LLC | Hidalgo Wind Farm LLC | 56946 | TX | WSC | TRE |  | 22 | 2 | NAICS-22 Non-Cogen | WT | WND | WND | ERCO | 5938578 | 671481 | 2021
Vintage2011 | onshore wind | TRUE | 57620 | N | . | Paulding Wind Farm II | Paulding Wind Farm II LLC | 56936 | OH | ENC | RFC |  | 22 | 2 | NAICS-22 Non-Cogen | WT | WND | WND | PJM | 2669605 | 301855 | 2021
Vintage2015 | onshore wind | TRUE | 57621 | N | . | Rising Tree Wind Farm | Rising Tree Wind Farm LLC | 56937 | CA | PACC | WECC |  | 22 | 2 | NAICS-22 Non-Cogen | WT | WND | WND | CISO | 2183186 | 246855 | 2021
Vintage2019 | onshore wind | TRUE | 57623 | N | . | Bright Stalk Wind Farm I | Lexington Chenoa Wind Farm LLC | 56940 | IL | ENC | SERC |  | 22 | 2 | NAICS-22 Non-Cogen | WT | WND | WND | PJM | 6210178 | 702191 | 2021
Vintage2006 | petroleum | FALSE | 57624 | N | . | Norwich WWTP | City of Norwich - (CT) | 13831 | CT | NEW | NPCC |  | 22132 | 4 | Commercial NAICS Non-Cogen | IC | DFO | DFO | ISNE | 326 | 27 | 2021
Vintage2020 | natural gas peaker | FALSE | 57625 | N | . | Bos Dairy, LLC | Bos Dairy, LLC | 56953 | IN | ENC | RFC |  | 112 | 6 | Industrial NAICS Non-Cogen | IC | NG | NG | MISO | 90788 | 7668 | 2021
| biomass | FALSE | 57625 | N | . | Bos Dairy, LLC | Bos Dairy, LLC | 56953 | IN | ENC | RFC |  | 112 | 6 | Industrial NAICS Non-Cogen | IC | OBG | ORW | MISO | 0 | 0 | 2021
Vintage2011 | onshore wind | TRUE | 57626 | N | . | Foundation ST | Foundation HA Energy Generation, LLC | 56930 | CA | PACC | WECC |  | 22 | 2 | NAICS-22 Non-Cogen | WT | WND | WND | CISO | 26602 | 3008 | 2021
Vintage2017 | onshore wind | TRUE | 57628 | N | . | Meadow Lake Wind Farm V LLC | Meadow Lake Wind Farm V LLC | 56941 | IN | ENC | RFC |  | 22 | 2 | NAICS-22 Non-Cogen | WT | WND | WND | PJM | 2867702 | 324254 | 2021
Vintage2006 | petroleum | FALSE | 57629 | N | . | Gaston Memorial Hospital | Gastonia City of | 56960 | NC | SAT | SERC |  | 622 | 4 | Commercial NAICS Non-Cogen | IC | DFO | DFO | DUK | 93 | 9 | 2021
| natural gas peaker | FALSE | 57629 | N | . | Gaston Memorial Hospital | Gastonia City of | 56960 | NC | SAT | SERC |  | 622 | 4 | Commercial NAICS Non-Cogen | IC | NG | NG | DUK | 0 | 0 | 2021
Vintage1995 | petroleum | FALSE | 57630 | N | . | Long Creek Waste Water Plant | Gastonia City of | 56960 | NC | SAT | SERC |  | 22132 | 4 | Commercial NAICS Non-Cogen | IC | DFO | DFO | DUK | 2438 | 285 | 2021
Vintage2010 | onshore wind | TRUE | 57631 | N | . | Wolverine | Wolverine Wind Energy, LLC | 56962 | IA | WNC | MRO |  | 22 | 2 | NAICS-22 Non-Cogen | WT | WND | WND | MISO | 42187 | 4770 | 2021
Vintage2010 | onshore wind | TRUE | 57632 | N | . | Bulldog | Bulldog Wind Energy, LLC | 56961 | IA | WNC | MRO |  | 22 | 2 | NAICS-22 Non-Cogen | WT | WND | WND | MISO | 38914 | 4400 | 2021
Vintage2010 | onshore wind | TRUE | 57635 | N | . | Linden Wind Energy Project | Los Angeles Department of Water & Power | 11208 | WA | PACC | WECC |  | 22 | 1 | Electric Utility | WT | WND | WND | BPAT | 1083938 | 122562 | 2021
| onshore wind | FALSE | 57637 | N | . | Union City Wind Turbine | Performance Services | 56855 | IN | ENC | RFC |  | 22 | 2 | NAICS-22 Non-Cogen | WT | WND | WND | PJM | 0 | 0 | 2021
| onshore wind | FALSE | 57638 | N | . | Randolph Eastern School Wind Turbine | Performance Services | 56855 | IN | ENC | RFC |  | 611 | 4 | Commercial NAICS Non-Cogen | WT | WND | WND | PJM | 0 | 0 | 2021
Vintage2012 | onshore wind | TRUE | 57639 | N | . | Ironwood Wind | Ironwood Windpower LLC | 56967 | KS | WNC | MRO |  | 22 | 2 | NAICS-22 Non-Cogen | WT | WND | WND | SWPP | 5394124 | 609919 | 2021
Vintage2011 | solar pv | TRUE | 57640 | N | . | 500 Virginia Solar | Alliance HP Virginia Drive LLC | 64045 | PA | MAT | RFC |  | 22 | 2 | NAICS-22 Non-Cogen | PV | SUN | SUN | PJM | 11524 | 1303 | 2021
Vintage2010 | onshore wind | FALSE | 57643 | N | . | Vestas Towers America, Inc. | CS Wind America, Inc. | 64489 | CO | MTN | WECC |  | 311 | 6 | Industrial NAICS Non-Cogen | WT | WND | WND | WACM | 24683 | 2791 | 2021
Vintage2012 | onshore wind | TRUE | 57644 | N | . | Prairie Rose Wind Farm | Enel Green Power NA, Inc. | 59380 | MN | WNC | MRO |  | 22 | 2 | NAICS-22 Non-Cogen | WT | WND | WND | MISO | 5585190 | 631523 | 2021
Vintage2011 | solar pv | TRUE | 57645 | N | . | City & County of Denver at Denver Int'l | Denver Airport Solar, LLC | 56974 | CO | MTN | WECC |  | 22 | 2 | NAICS-22 Non-Cogen | PV | SUN | SUN | PSCO | 46520 | 5260 | 2021
Vintage2010 | solar pv | TRUE | 57646 | N | . | McCormick & Co. Inc. at Belcamp | Constellation Solar Maryland, LLC | 56975 | MD | SAT | RFC |  | 22 | 2 | NAICS-22 Non-Cogen | PV | SUN | SUN | PJM | 20614 | 2331 | 2021
Vintage2011 | solar pv | TRUE | 57647 | N | . | Toys R Us- DE, Inc. at Mt. Olive, NJ | Constellation Solar New Jersey II, LLC | 56976 | NJ | MAT | RFC |  | 22 | 2 | NAICS-22 Non-Cogen | PV | SUN | SUN | PJM | 40878 | 4622 | 2021
Vintage2012 | onshore wind | FALSE | 57648 | N | . | Henkel U.S. Operations Corporation | Henkel U.S. Operations Corporation | 56977 | NY | MAT | NPCC |  | 339 | 6 | Industrial NAICS Non-Cogen | WT | WND | WND | NYIS | 14806 | 1674 | 2021
Vintage2010 | onshore wind | TRUE | 57649 | N | . | Elm Creek Wind II LLC | Avangrid Renewables LLC | 15399 | MN | WNC | MRO |  | 22 | 2 | NAICS-22 Non-Cogen | WT | WND | WND | MISO | 2235313 | 252749 | 2021
Vintage2014 | solar pv | TRUE | 57650 | N | . | Regulus Solar Project | Regulus Solar, LLC | 56980 | CA | PACC | WECC |  | 22 | 2 | NAICS-22 Non-Cogen | PV | SUN | SUN | CISO | 1392903 | 157497 | 2021
Vintage2014 | solar pv | TRUE | 57651 | N | . | Adobe Solar | Southern Power Co | 17650 | CA | PACC | WECC |  | 22 | 2 | NAICS-22 Non-Cogen | PV | SUN | SUN | CISO | 414560 | 46875 | 2021
Vintage2011 | solar pv | TRUE | 57652 | N | . | Yamhill Solar LLC | Standard Solar | 60531 | OR | PACC | WECC |  | 22 | 2 | NAICS-22 Non-Cogen | PV | SUN | SUN | PGE | 8899 | 1006 | 2021
| petroleum | FALSE | 57653 | Y | . | Oregon State University Energy Center | Oregon State University | 56968 | OR | PACC | WECC |  | 611 | 5 | Commercial NAICS Cogen | CA | DFO | DFO | BPAT | 0 | 0 | 2021
| natural gas combined cycle | FALSE | 57653 | Y | . | Oregon State University Energy Center | Oregon State University | 56968 | OR | PACC | WECC |  | 611 | 5 | Commercial NAICS Cogen | CA | NG | NG | BPAT | 0 | 0 | 2021
Vintage0 | petroleum | FALSE | 57653 | Y | . | Oregon State University Energy Center | Oregon State University | 56968 | OR | PACC | WECC |  | 611 | 5 | Commercial NAICS Cogen | CT | DFO | DFO | BPAT | 57 | 13.768 | 2021
Vintage2010 | natural gas combined cycle | FALSE | 57653 | Y | . | Oregon State University Energy Center | Oregon State University | 56968 | OR | PACC | WECC |  | 611 | 5 | Commercial NAICS Cogen | CT | NG | NG | BPAT | 178812 | 42981.232 | 2021
Vintage2010 | solar pv | FALSE | 57655 | N | . | Bakersfield College Solar 01 | Kern Community College District | 56982 | CA | PACC | WECC |  | 611 | 4 | Commercial NAICS Non-Cogen | PV | SUN | SUN | CISO | 18928 | 2140 | 2021
Vintage2011 | solar pv | TRUE | 57656 | N | . | Temescal Canyon RV, LLC | Temescal Canyon RV, LLC | 56984 | CA | PACC | WECC |  | 22 | 2 | NAICS-22 Non-Cogen | PV | SUN | SUN | CISO | 19316 | 2184 | 2021
Vintage2013 | solar pv | TRUE | 57657 | N | . | Avra Valley Solar | Avra Valley Solar | 64614 | AZ | MTN | WECC |  | 22 | 2 | NAICS-22 Non-Cogen | PV | SUN | SUN | TEPC | 594451 | 67215 | 2021
Vintage2021 | solar pv | TRUE | 57659 | N | . | East Blackland Solar Project 1 | East Blackland Solar Project 1 LLC | 56987 | TX | WSC | MRO |  | 22 | 2 | NAICS-22 Non-Cogen | PV | SUN | SUN | ERCO | 1307390 | 147828 | 2021
Vintage2011 | solar pv | TRUE | 57660 | N | . | Vineland Mays Landing Solar | NJR Clean Energy Ventures Corporation | 56990 | NJ | MAT | RFC |  | 22 | 2 | NAICS-22 Non-Cogen | PV | SUN | SUN | PJM | 51994 | 5879 | 2021
Vintage2011 | solar pv | TRUE | 57661 | N | . | Manalapan Village Solar | NJR Clean Energy Ventures Corporation | 56990 | NJ | MAT | RFC |  | 22 | 2 | NAICS-22 Non-Cogen | PV | SUN | SUN | PJM | 33447 | 3782 | 2021
Vintage2011 | solar pv | TRUE | 57662 | N | . | McGraw Hill Solar | NJR Clean Energy Ventures Corporation | 56990 | NJ | MAT | RFC |  | 22 | 2 | NAICS-22 Non-Cogen | PV | SUN | SUN | PJM | 149650 | 16921 | 2021
Vintage2012 | onshore wind | TRUE | 57663 | N | . | Cimarron Windpower II | Cimarron Windpower II, LLC | 56988 | KS | WNC | MRO |  | 22 | 2 | NAICS-22 Non-Cogen | WT | WND | WND | SWPP | 4853066 | 548741 | 2021
| petroleum | FALSE | 57664 | N | . | Astoria Energy II | Astoria Energy II LLC | 56991 | NY | MAT | NPCC |  | 22 | 2 | NAICS-22 Non-Cogen | CA | DFO | DFO | NYIS | 0 | 7755.962 | 2021
Vintage2011 | natural gas combined cycle | TRUE | 57664 | N | . | Astoria Energy II | Astoria Energy II LLC | 56991 | NY | MAT | NPCC |  | 22 | 2 | NAICS-22 Non-Cogen | CA | NG | NG | NYIS | 1272541 | 1082922 | 2021
Vintage0 | petroleum | FALSE | 57664 | N | . | Astoria Energy II | Astoria Energy II LLC | 56991 | NY | MAT | NPCC |  | 22 | 2 | NAICS-22 Non-Cogen | CT | DFO | DFO | NYIS | 160532 | 13958.208 | 2021
Vintage2011 | natural gas combined cycle | TRUE | 57664 | N | . | Astoria Energy II | Astoria Energy II LLC | 56991 | NY | MAT | NPCC |  | 22 | 2 | NAICS-22 Non-Cogen | CT | NG | NG | NYIS | 19674617 | 1732723.8 | 2021
Vintage2011 | hydro | TRUE | 57665 | N | . | SAF Hydroelectric LLC | SAF Hydroelectric LLC | 56989 | MN | WNC | MRO |  | 22 | 2 | NAICS-22 Non-Cogen | HY | WAT | HYC | MISO | 315191 | 35639 | 2021
| natural gas combined cycle | FALSE | 57666 | Y | . | Foxwoods CoGen | Foxwoods Resort Casino | 56992 | CT | NEW | NPCC |  | 713 | 5 | Commercial NAICS Cogen | CA | NG | NG | ISNE | 0 | 336.59 | 2021
Vintage2010 | natural gas combined cycle | FALSE | 57666 | Y | . | Foxwoods CoGen | Foxwoods Resort Casino | 56992 | CT | NEW | NPCC |  | 713 | 5 | Commercial NAICS Cogen | CT | NG | NG | ISNE | 58045 | 10389.67 | 2021
Vintage2014 | solar pv | TRUE | 57667 | N | . | Seabrook Solar Plant | Goldman Sachs Renewable Power LLC | 61944 | NJ | MAT | RFC |  | 22 | 2 | NAICS-22 Non-Cogen | PV | SUN | SUN | PJM | 84433 | 9547 | 2021
Vintage2010 | solar pv | FALSE | 57668 | N | . | CASD Solar | Carlisle Area School District | 56994 | PA | MAT | RFC |  | 611 | 4 | Commercial NAICS Non-Cogen | PV | SUN | SUN | PJM | 9 | 1 | 2021
Vintage2011 | solar pv | TRUE | 57669 | N | . | SMUD at Grundman | Sacramento PV Energy, LLC | 56995 | CA | PACC | WECC |  | 22 | 2 | NAICS-22 Non-Cogen | PV | SUN | SUN | BANC | 266249 | 30105 | 2021
Vintage2011 | solar pv | TRUE | 57670 | N | . | SMUD at Van Conett | Sacramento PV Energy, LLC | 56995 | CA | PACC | WECC |  | 22 | 2 | NAICS-22 Non-Cogen | PV | SUN | SUN | BANC | 48889 | 5528 | 2021
Vintage2011 | solar pv | TRUE | 57671 | N | . | SMUD at Fleshman | Sacramento PV Energy, LLC | 56995 | CA | PACC | WECC |  | 22 | 2 | NAICS-22 Non-Cogen | PV | SUN | SUN | BANC | 48660 | 5502 | 2021
Vintage2010 | natural gas peaker | FALSE | 57672 | N | . | Oakdale Renewable Energy Plant | University of Iowa | 19539 | IA | WNC | MRO |  | 611 | 4 | Commercial NAICS Non-Cogen | IC | NG | NG | MISO | 21136 | 318.5 | 2021
Vintage2010 | solar pv | TRUE | 57673 | N | . | Macys Goodyear | Macys Corporate Services, Inc | 56998 | AZ | MTN | WECC |  | 22 | 2 | NAICS-22 Non-Cogen | PV | SUN | SUN | AZPS | 29981 | 3389.76 | 2021
Vintage2011 | solar pv | TRUE | 57674 | N | . | Indian Orchard PV Facility | Western Massachusetts Electric Company | 56999 | MA | NEW | NPCC |  | 22 | 1 | Electric Utility | PV | SUN | SUN | ISNE | 23826 | 2694 | 2021
Vintage2011 | onshore wind | TRUE | 57675 | N | . | Pioneer Trail Wind Farm, LLC | RWE Renewables Americas LLC | 56215 | IL | ENC | SERC |  | 22 | 2 | NAICS-22 Non-Cogen | WT | WND | WND | MISO | 3958558 | 447598 | 2021
Vintage2010 | solar pv | TRUE | 57676 | N | . | Silver Lake Solar Photovoltaic Facility | Western Massachusetts Electric Company | 56999 | MA | NEW | NPCC |  | 22 | 1 | Electric Utility | PV | SUN | SUN | ISNE | 16919 | 1913 | 2021
Vintage2011 | solar pv | TRUE | 57677 | N | . | Murphy Farm Power, LLC | Murphy Farm Power, LLC | 57001 | NC | SAT | SERC |  | 22 | 2 | NAICS-22 Non-Cogen | PV | SUN | SUN | DUK | 10789 | 1220 | 2021
Vintage2012 | onshore wind | TRUE | 57678 | N | . | Post Rock Wind Power Project, LLC | Pattern Operators LP | 56545 | KS | WNC | WECC |  | 22 | 2 | NAICS-22 Non-Cogen | WT | WND | WND | SWPP | 6742781 | 762413 | 2021
Vintage2013 | solar pv | TRUE | 57680 | N | . | Arlington Valley Solar Energy II | CD Arevon USA, Inc. | 61230 | AZ | MTN | WECC |  | 22 | 2 | NAICS-22 Non-Cogen | PV | SUN | SUN | AZPS | 3124497 | 353290 | 2021
Vintage2010 | solar pv | TRUE | 57681 | N | . | City of Boulder WWTP | SunE NLB-2, LLC | 57005 | CO | MTN | WECC |  | 22 | 2 | NAICS-22 Non-Cogen | PV | SUN | SUN | PSCO | 11435 | 1293 | 2021
Vintage2009 | solar pv | TRUE | 57682 | N | . | City of Madera WWTP | SunE GIL1, LLC | 57006 | CA | PACC | WECC |  | 22 | 2 | NAICS-22 Non-Cogen | PV | SUN | SUN | CISO | 12275 | 1388 | 2021
Vintage2009 | solar pv | TRUE | 57683 | N | . | Staples La Mirada, CA | SunE WF3-ST Holdings, LLC | 57007 | CA | PACC | WECC |  | 22 | 2 | NAICS-22 Non-Cogen | PV | SUN | SUN | CISO | 11346 | 1283 | 2021
| natural gas steam turbine | FALSE | 57684 | N | . | Goodsprings Waste Heat Recovery | Nevada Power Co | 13407 | NV | MTN | WECC |  | 22 | 1 | Electric Utility | ST | NG | NG | NEVP | 0 | 0 | 2021
Vintage2010 | other | TRUE | 57684 | N | . | Goodsprings Waste Heat Recovery | Nevada Power Co | 13407 | NV | MTN | WECC |  | 22 | 1 | Electric Utility | ST | WH | OTH | NEVP | 248684 | 28119 | 2021
| solar pv | FALSE | 57685 | N | . | Rinehart | Humphrey Realty | 59184 | FL | SAT | SERC |  | 22 | 2 | NAICS-22 Non-Cogen | PV | SUN | SUN | FPC | 0 | 0 | 2021
Vintage2011 | solar pv | TRUE | 57687 | N | . | CS Murphy Point, LLC | CS Murphy Point, LLC | 57011 | NC | SAT | SERC |  | 22 | 2 | NAICS-22 Non-Cogen | PV | SUN | SUN | DUK | 11091 | 1254 | 2021
Vintage2004 | petroleum | TRUE | 57689 | N | . | Norden 1-3 | Third Taxing District of Norwalk | 57015 | CT | NEW | NPCC |  | 22 | 1 | Electric Utility | IC | DFO | DFO | ISNE | 510 | 52 | 2021
Vintage2011 | hydro | TRUE | 57690 | N | . | Turnbull Hydro | Turnbull Hydro LLC | 57018 | MT | MTN | WECC |  | 22 | 2 | NAICS-22 Non-Cogen | HY | WAT | HYC | NWMT | 215937 | 24416 | 2021
Vintage2014 | solar pv | TRUE | 57695 | N | . | Topaz Solar Farm | Topaz Solar Farms LLC | 59874 | CA | PACC | WECC |  | 22 | 2 | NAICS-22 Non-Cogen | PV | SUN | SUN | CISO | 11504169 | 1300788 | 2021
Vintage2011 | biomass | TRUE | 57696 | Y | . | Power Generation Station (PGS) 2 | East Bay Municipal Util Dist | 5571 | CA | PACC | WECC |  | 22132 | 5 | Commercial NAICS Cogen | GT | OBG | ORW | CISO | 104175 | 16112 | 2021
Vintage2009 | solar pv | TRUE | 57697 | N | . | Aerojet I | Altus Power America Management, LLC | 60281 | CA | PACC | WECC |  | 22 | 2 | NAICS-22 Non-Cogen | PV | SUN | SUN | BANC | 52323 | 5916 | 2021
Vintage2010 | solar pv | TRUE | 57698 | N | . | Aerojet II | Altus Power America Management, LLC | 60281 | CA | PACC | WECC |  | 22 | 2 | NAICS-22 Non-Cogen | PV | SUN | SUN | BANC | 35748 | 4042 | 2021
Vintage2011 | solar pv | TRUE | 57699 | N | . | Webberville Solar Project | FRV AE Solar LLC | 57021 | TX | WSC | TRE |  | 22 | 2 | NAICS-22 Non-Cogen | PV | SUN | SUN | ERCO | 486810 | 55044 | 2021
Vintage2011 | onshore wind | TRUE | 57700 | N | . | Vasco Winds | Vasco Winds, LLC | 57024 | CA | PACC | WECC |  | 22 | 2 | NAICS-22 Non-Cogen | WT | WND | WND | CISO | 2235099 | 252725 | 2021
Vintage2012 | onshore wind | TRUE | 57701 | N | . | Montezuma Wind II | NextEra Energy Montezuma Wind II, LLC | 57026 | CA | PACC | WECC |  | 22 | 2 | NAICS-22 Non-Cogen | WT | WND | WND | CISO | 2108799 | 238444 | 2021
| natural gas peaker | FALSE | 57702 | N | . | Signal Hill West Unit | Signal Hill Petroleum, Inc | 57027 | CA | PACC | WECC |  | 211 | 6 | Industrial NAICS Non-Cogen | GT | NG | NG | CISO | 0 | 0 | 2021
Vintage2004 | other | FALSE | 57702 | N | . | Signal Hill West Unit | Signal Hill Petroleum, Inc | 57027 | CA | PACC | WECC |  | 211 | 6 | Industrial NAICS Non-Cogen | GT | OG | OOG | CISO | 638978 | 39702 | 2021
| natural gas combined cycle | FALSE | 57703 | N | . | Cheyenne Prairie Generating Station | Black Hills Service Company LLC | 56771 | WY | MTN | WECC |  | 22 | 1 | Electric Utility | CA | NG | NG | WACM | 0 | 88005 | 2021
Vintage2014 | natural gas combined cycle | TRUE | 57703 | N | . | Cheyenne Prairie Generating Station | Black Hills Service Company LLC | 56771 | WY | MTN | WECC |  | 22 | 1 | Electric Utility | CT | NG | NG | WACM | 2692720 | 264116 | 2021
Vintage2014 | natural gas peaker | TRUE | 57703 | N | . | Cheyenne Prairie Generating Station | Black Hills Service Company LLC | 56771 | WY | MTN | WECC |  | 22 | 1 | Electric Utility | GT | NG | NG | WACM | 122501 | 12719 | 2021
Vintage2011 | biomass | TRUE | 57706 | N | . | Blue Water Renewables Inc | Blue Water Renewables Inc | 57029 | MI | ENC | RFC |  | 22 | 2 | NAICS-22 Non-Cogen | IC | LFG | MLG | MISO | 262715 | 25624 | 2021
Vintage2012 | solar pv | TRUE | 57707 | N | . | Mesquite Solar 1 | Consolidated Edison Development Inc. | 56769 | AZ | MTN | WECC |  | 22 | 2 | NAICS-22 Non-Cogen | PV | SUN | SUN | CISO | 3581580 | 404973 | 2021
Vintage2012 | solar pv | TRUE | 57708 | N | . | Catalina Solar LLC | EDF Renewable Asset Holdings, Inc. | 57170 | CA | PACC | WECC |  | 22 | 2 | NAICS-22 Non-Cogen | PV | SUN | SUN | CISO | 2212122 | 250127 | 2021
| other | FALSE | 57710 | N | . | Stephentown Spindle | Convergent Energy and Power LP | 61978 | NY | MAT | NPCC |  | 22 | 2 | NAICS-22 Non-Cogen | FW | MWH | OTH | NYIS | 0 | -9689 | 2021
| natural gas peaker | FALSE | 57714 | N | . | City of Palo Alto | City of Palo Alto | 57033 | CA | PACC | WECC |  | 22 | 1 | Electric Utility | IC | NG | NG | CISO | 0 | 0 | 2021
Vintage2001 | natural gas peaker | FALSE | 57715 | N | . | Watkins Manufacturing Co. | Watkins Manufacturing Corporation | 57034 | CA | PACC | WECC |  | 339 | 6 | Industrial NAICS Non-Cogen | IC | NG | NG | CISO | 88584 | 6998 | 2021
| other | FALSE | 57716 | N | . | Hazle Spindle | Convergent Energy and Power LP | 61978 | PA | MAT | RFC |  | 22 | 2 | NAICS-22 Non-Cogen | FW | MWH | OTH | PJM | 0 | -12560 | 2021
Vintage2019 | onshore wind | TRUE | 57721 | N | . | Berkshire Wind Power Project | Massachusetts Mun Wholes Electric Co | 11806 | MA | NEW | NPCC |  | 22 | 1 | Electric Utility | WT | WND | WND | ISNE | 383246 | 43334 | 2021
Vintage2012 | solar pv | TRUE | 57722 | N | . | North Palm Springs 4A | Greenbacker Renewable Energy Corporation | 60025 | CA | PACC | WECC |  | 22 | 2 | NAICS-22 Non-Cogen | PV | SUN | SUN | CISO | 86476 | 9778 | 2021
Vintage2011 | solar pv | TRUE | 57723 | N | . | Johnson Matthey, Inc. Solar | Constellation Solar New Jersey II, LLC | 56976 | NJ | MAT | RFC |  | 22 | 2 | NAICS-22 Non-Cogen | PV | SUN | SUN | PJM | 62590 | 7077 | 2021
Vintage2011 | solar pv | TRUE | 57724 | N | . | NJMC Landfill | Public Service Elec & Gas Co | 15477 | NJ | MAT | RFC |  | 22 | 1 | Electric Utility | PV | SUN | SUN | PJM | 27072 | 3061 | 2021
Vintage2012 | onshore wind | TRUE | 57725 | N | . | Shiloh IV Wind Project LLC | EDF Renewable Asset Holdings, Inc. | 57170 | CA | PACC | WECC |  | 22 | 2 | NAICS-22 Non-Cogen | WT | WND | WND | CISO | 2888846 | 326645 | 2021
Vintage2011 | solar pv | TRUE | 57726 | N | . | Summit Associates | Public Service Elec & Gas Co | 15477 | NJ | MAT | RFC |  | 22 | 1 | Electric Utility | PV | SUN | SUN | PJM | 21253 | 2403 | 2021
Vintage2012 | solar pv | TRUE | 57727 | N | . | BlackRock-Matrix | Public Service Elec & Gas Co | 15477 | NJ | MAT | RFC |  | 22 | 1 | Electric Utility | PV | SUN | SUN | PJM | 30123 | 3406 | 2021
Vintage2011 | solar pv | TRUE | 57728 | N | . | Mill Creek Solar | Public Service Elec & Gas Co | 15477 | NJ | MAT | RFC |  | 22 | 1 | Electric Utility | PV | SUN | SUN | PJM | 37384 | 4227 | 2021
| other | FALSE | 57729 | N | . | Lake Hodges Hydroelectric Facility | San Diego County Water Auth | 27075 | CA | PACC | WECC |  | 22 | 1 | Electric Utility | PS | WAT | HPS | CISO | 0 | -14793 | 2021
Vintage2011 | onshore wind | FALSE | 57732 | N | . | UMM Wind Turbine | University of Minnesota Morris Campus | 57046 | MN | WNC | MRO |  | 611 | 4 | Commercial NAICS Non-Cogen | WT | WND | WND | MISO | 44298 | 5009 | 2021
Vintage2010 | solar pv | FALSE | 57733 | N | . | Benjamin Moore & Co. Solar | Constellation Solar New Jersey, LLC | 57044 | NJ | MAT | RFC |  | 441 | 4 | Commercial NAICS Non-Cogen | PV | SUN | SUN | PJM | 15998 | 1809 | 2021
Vintage2010 | solar pv | TRUE | 57734 | N | . | Cherry Hill | NFI Solar LLC | 57049 | NJ | MAT | RFC |  | 22 | 2 | NAICS-22 Non-Cogen | PV | SUN | SUN | PJM | 12816 | 1449 | 2021
Vintage2011 | other | TRUE | 57735 | N | . | UCSD Fuel Cell Plant | BioFuels Point Loma LLC | 57047 | CA | PACC | WECC |  | 22 | 2 | NAICS-22 Non-Cogen | FC | NG | NG | CISO | 90 | 7940 | 2021
| biomass | FALSE | 57735 | N | . | UCSD Fuel Cell Plant | BioFuels Point Loma LLC | 57047 | CA | PACC | WECC |  | 22 | 2 | NAICS-22 Non-Cogen | FC | OBG | ORW | CISO | 0 | 0 | 2021
Vintage2011 | solar pv | TRUE | 57736 | N | . | SPS1 Dollarhide | SunE SPS1, LLC | 57055 | NM | MTN | WECC |  | 22 | 2 | NAICS-22 Non-Cogen | PV | SUN | SUN | SWPP | 188924 | 21362 | 2021
Vintage2011 | solar pv | TRUE | 57737 | N | . | SPS2 Jal | SunE SPS2, LLC | 57056 | NM | MTN | WECC |  | 22 | 2 | NAICS-22 Non-Cogen | PV | SUN | SUN | SWPP | 193074 | 21831 | 2021
Vintage2011 | solar pv | TRUE | 57738 | N | . | SPS3 Lea | SunE SPS3, LLC | 57057 | NM | MTN | WECC |  | 22 | 2 | NAICS-22 Non-Cogen | PV | SUN | SUN | SWPP | 185018 | 20920 | 2021
Vintage2011 | solar pv | TRUE | 57739 | N | . | SPS4 Monument | SunE SPS4, LLC | 57059 | NM | MTN | WECC |  | 22 | 2 | NAICS-22 Non-Cogen | PV | SUN | SUN | SWPP | 194472 | 21989 | 2021
Vintage2011 | solar pv | TRUE | 57740 | N | . | SPS5 Hopi | SunE SPS5, LLC | 57058 | NM | MTN | WECC |  | 22 | 2 | NAICS-22 Non-Cogen | PV | SUN | SUN | SWPP | 178659 | 20201 | 2021
| onshore wind | FALSE | 57741 | N | . | Suzlon Project VIII LLC | Suzlon Project VIII LLC | 57054 | TX | WSC | TRE |  | 22 | 2 | NAICS-22 Non-Cogen | WT | WND | WND | SWPP | 0 | 0 | 2021
Vintage2011 | solar pv | TRUE | 57742 | N | . | Vineland Headquarters | NFI Solar LLC | 57049 | NJ | MAT | RFC |  | 22 | 2 | NAICS-22 Non-Cogen | PV | SUN | SUN | PJM | 13266 | 1500 | 2021
Vintage2012 | solar pv | TRUE | 57743 | N | . | North Palm Springs 1A | Greenbacker Renewable Energy Corporation | 60025 | CA | PACC | WECC |  | 22 | 2 | NAICS-22 Non-Cogen | PV | SUN | SUN | CISO | 49721 | 5622 | 2021
Vintage2012 | onshore wind | TRUE | 57744 | N | . | Laurel Hill Wind | Laurel Wind Energy LLC | 57053 | PA | MAT | RFC |  | 22 | 2 | NAICS-22 Non-Cogen | WT | WND | WND | PJM | 1397078 | 157969 | 2021
Vintage2011 | solar pv | TRUE | 57745 | N | . | The City of Vineland at West Vineland | Constellation Solar New Jersey, LLC | 57044 | NJ | MAT | RFC |  | 22 | 2 | NAICS-22 Non-Cogen | PV | SUN | SUN | PJM | 33112 | 3744 | 2021
Vintage2011 | solar pv | TRUE | 57746 | N | . | The City of Vineland at North Vineland | Constellation Solar New Jersey, LLC | 57044 | NJ | MAT | RFC |  | 22 | 2 | NAICS-22 Non-Cogen | PV | SUN | SUN | PJM | 52179 | 5900 | 2021
Vintage2011 | solar pv | TRUE | 57747 | N | . | FedEx Field Solar Facility | NRG Solar Arrowhead LLC | 57052 | MD | SAT | RFC |  | 22 | 2 | NAICS-22 Non-Cogen | PV | SUN | SUN | PJM | 19087 | 2158 | 2021
Vintage2018 | onshore wind | TRUE | 57748 | N | . | Gordon Butte Wind LLC | Gordon Butte Wind LLC | 57042 | MT | MTN | WECC |  | 22 | 2 | NAICS-22 Non-Cogen | WT | WND | WND | NWMT | 610024 | 68976 | 2021
Vintage2011 | onshore wind | TRUE | 57749 | N | . | Sawtooth Wind Project | Idaho Winds LLC | 57041 | ID | MTN | WECC |  | 22 | 2 | NAICS-22 Non-Cogen | WT | WND | WND | IPCO | 479123 | 54175 | 2021
Vintage2011 | solar pv | TRUE | 57750 | N | . | Maple Solar | NFI Solar LLC | 57049 | NJ | MAT | RFC |  | 22 | 2 | NAICS-22 Non-Cogen | PV | SUN | SUN | PJM | 35368 | 3999 | 2021
Vintage2012 | onshore wind | TRUE | 57751 | N | . | Los Vientos Wind 1A | Los Vientos Wind 1A, LLC | 57063 | TX | WSC | TRE |  | 22 | 2 | NAICS-22 Non-Cogen | WT | WND | WND | ERCO | 3225371 | 364696 | 2021
Vintage2012 | onshore wind | TRUE | 57752 | N | . | Los Vientos Wind 1B | Los Vientos Wind 1B, LLC | 57064 | TX | WSC | TRE |  | 22 | 2 | NAICS-22 Non-Cogen | WT | WND | WND | ERCO | 4122045 | 466084 | 2021
Vintage2011 | solar pv | TRUE | 57753 | N | . | SMUD at Lawrence | Sacramento PV Energy, LLC | 56995 | CA | PACC | WECC |  | 22 | 2 | NAICS-22 Non-Cogen | PV | SUN | SUN | BANC | 12620 | 1427 | 2021
Vintage2010 | biomass | TRUE | 57754 | N | . | Frederick County LFGTE Facility | Frederick County Virginia | 57051 | VA | SAT | SERC |  | 562212 | 4 | Commercial NAICS Non-Cogen | IC | LFG | MLG | PJM | 119269 | 11674 | 2021
Vintage2011 | onshore wind | TRUE | 57755 | N | . | TPW Petersburg | TPW Petersburg LLC | 57050 | NE | WNC | MRO |  | 22 | 2 | NAICS-22 Non-Cogen | WT | WND | WND | SWPP | 1372032 | 155137 | 2021
Vintage2010 | onshore wind | TRUE | 57756 | N | . | Coastal Energy Project | Coastal Community Action Program | 57066 | WA | PACC | WECC |  | 22 | 2 | NAICS-22 Non-Cogen | WT | WND | WND | BPAT | 123320 | 13944 | 2021
Vintage2012 | onshore wind | TRUE | 57757 | N | . | Pacific Wind LLC | EDF Renewable Asset Holdings, Inc. | 57170 | CA | PACC | WECC |  | 22 | 2 | NAICS-22 Non-Cogen | WT | WND | WND | CISO | 2915556 | 329665 | 2021
Vintage2012 | solar pv | TRUE | 57758 | N | . | Mount Saint Mary's | Constellation Solar Horizons LLC | 57065 | MD | SAT | RFC |  | 22 | 2 | NAICS-22 Non-Cogen | PV | SUN | SUN | PJM | 176385 | 19944 | 2021
Vintage2011 | onshore wind | TRUE | 57760 | N | . | Power County Wind Park South | Power County Wind Park South LLC | 57068 | ID | MTN | WECC |  | 22 | 2 | NAICS-22 Non-Cogen | WT | WND | WND | PACE | 538052 | 60838 | 2021
Vintage2011 | onshore wind | TRUE | 57761 | N | . | Power County Wind Park North | Power County Wind Park North LLC | 57069 | ID | MTN | WECC |  | 22 | 2 | NAICS-22 Non-Cogen | WT | WND | WND | PACE | 584828 | 66127 | 2021
Vintage2012 | onshore wind | TRUE | 57762 | N | . | Cimarron Wind Energy LLC | Cimarron Wind Energy LLC | 58143 | KS | WNC | MRO |  | 22 | 2 | NAICS-22 Non-Cogen | WT | WND | WND | SWPP | 5623440 | 635848 | 2021
Vintage2011 | hydro | TRUE | 57763 | N | . | Youngs Creek Hydroelectric Project | PUD 1 of Snohomish County | 17470 | WA | PACC | WECC |  | 22 | 1 | Electric Utility | HY | WAT | HYC | BPAT | 157795 | 17842 | 2021
Vintage2012 | solar pv | FALSE | 57764 | N | . | Naval Air Weapons Station China Lake | Goldman Sachs Renewable Power LLC | 61944 | CA | PACC | WECC |  | 928 | 4 | Commercial NAICS Non-Cogen | PV | SUN | SUN | CISO | 216245 | 24451 | 2021
Vintage2015 | solar pv | TRUE | 57765 | N | . | Arizona Western College PV | AES Distributed Energy | 61012 | AZ | MTN | WECC |  | 22 | 2 | NAICS-22 Non-Cogen | PV | SUN | SUN | AZPS | 74955 | 8475 | 2021
Vintage2011 | onshore wind | TRUE | 57766 | N | . | Rockland Wind Farm | Ridgeline Energy LLC | 57075 | ID | MTN | WECC |  | 22 | 2 | NAICS-22 Non-Cogen | WT | WND | WND | IPCO | 2441757 | 276092 | 2021
Vintage2011 | onshore wind | TRUE | 57767 | N | . | Brown County Wind Turbine | Adams Electric Cooperative | 57077 | IL | ENC | SERC |  | 22 | 1 | Electric Utility | WT | WND | WND | MISO | 25390 | 2871 | 2021
Vintage2010 | solar pv | TRUE | 57768 | N | . | Longwood Gardens | Ecogy Pennsylvania Systems LLC | 57078 | PA | MAT | RFC |  | 22 | 2 | NAICS-22 Non-Cogen | PV | SUN | SUN | PJM | 16580 | 1875 | 2021
Vintage2012 | onshore wind | TRUE | 57769 | N | . | Mehoopany Wind Energy LLC | AE Power Services LLC | 55963 | PA | MAT | RFC |  | 22 | 2 | NAICS-22 Non-Cogen | WT | WND | WND | PJM | 3374093 | 381512 | 2021
Vintage2012 | other | TRUE | 57770 | N | . | South Bay Fuel Cell Plant | BioFuels Point Loma LLC | 57047 | CA | PACC | WECC |  | 22 | 2 | NAICS-22 Non-Cogen | FC | NG | NG | CISO | 61 | 6660 | 2021
| biomass | FALSE | 57770 | N | . | South Bay Fuel Cell Plant | BioFuels Point Loma LLC | 57047 | CA | PACC | WECC |  | 22 | 2 | NAICS-22 Non-Cogen | FC | OBG | ORW | CISO | 0 | 0 | 2021
Vintage2013 | biomass | TRUE | 57771 | N | . | Ameresco Butte County | Ameresco Butte County LLC | 57079 | CA | PACC | WECC |  | 22 | 2 | NAICS-22 Non-Cogen | IC | LFG | MLG | CISO | 144408 | 13682 | 2021
| solar pv | FALSE | 57772 | N | . | Perdue Bridgeville Photovoltaic | Terraform Arcadia | 63249 | DE | SAT | RFC |  | 22 | 2 | NAICS-22 Non-Cogen | PV | SUN | SUN | PJM | 0 | 0 | 2021
Vintage2009 | solar pv | FALSE | 57773 | N | . | Palo Verde College | SSA Solar of CA 2 LLC | 58315 | CA | PACC | WECC |  | 611 | 4 | Commercial NAICS Non-Cogen | PV | SUN | SUN | CISO | 18624 | 2106 | 2021
Vintage2012 | onshore wind | TRUE | 57774 | N | . | Windstar 1 | Brookfield Renewable Trading and Marketing LP | 63235 | CA | PACC | WECC |  | 22 | 2 | NAICS-22 Non-Cogen | WT | WND | WND | CISO | 1906590 | 215580 | 2021
Vintage2011 | solar pv | TRUE | 57775 | N | . | Kingman 1 | Brookfield Renewable Trading and Marketing LP | 63235 | AZ | MTN | WECC |  | 22 | 2 | NAICS-22 Non-Cogen | PV | SUN | SUN | AZPS | 5561 | 629 | 2021
Vintage2011 | onshore wind | TRUE | 57775 | N | . | Kingman 1 | Brookfield Renewable Trading and Marketing LP | 63235 | AZ | MTN | WECC |  | 22 | 2 | NAICS-22 Non-Cogen | WT | WND | WND | AZPS | 183106 | 20704 | 2021
Vintage2009 | solar pv | TRUE | 57776 | N | . | FedEx Woodbridge | SSA Solar of NJ LLC | 58316 | NJ | MAT | RFC |  | 22 | 2 | NAICS-22 Non-Cogen | PV | SUN | SUN | PJM | 18120 | 2049 | 2021
Vintage2012 | solar pv | TRUE | 57777 | N | . | RE Dillard 1 LLC | Goldman Sachs Renewable Power LLC | 61944 | CA | PACC | WECC |  | 22 | 2 | NAICS-22 Non-Cogen | PV | SUN | SUN | BANC | 49208 | 5564 | 2021
Vintage2012 | solar pv | TRUE | 57778 | N | . | RE Kammerer 1 LLC | Goldman Sachs Renewable Power LLC | 61944 | CA | PACC | WECC |  | 22 | 2 | NAICS-22 Non-Cogen | PV | SUN | SUN | BANC | 98850 | 11177 | 2021
Vintage2012 | solar pv | TRUE | 57779 | N | . | RE Dillard 2 LLC | Goldman Sachs Renewable Power LLC | 61944 | CA | PACC | WECC |  | 22 | 2 | NAICS-22 Non-Cogen | PV | SUN | SUN | BANC | 57715 | 6526 | 2021
Vintage2012 | solar pv | TRUE | 57780 | N | . | RE Kammerer 2 LLC | Goldman Sachs Renewable Power LLC | 61944 | CA | PACC | WECC |  | 22 | 2 | NAICS-22 Non-Cogen | PV | SUN | SUN | BANC | 99495 | 11250 | 2021
Vintage2012 | solar pv | TRUE | 57781 | N | . | RE Dillard 3 LLC | Goldman Sachs Renewable Power LLC | 61944 | CA | PACC | WECC |  | 22 | 2 | NAICS-22 Non-Cogen | PV | SUN | SUN | BANC | 55796 | 6309 | 2021
Vintage2012 | solar pv | TRUE | 57782 | N | . | RE Kammerer 3 LLC | Goldman Sachs Renewable Power LLC | 61944 | CA | PACC | WECC |  | 22 | 2 | NAICS-22 Non-Cogen | PV | SUN | SUN | BANC | 97003 | 10968 | 2021
Vintage2012 | solar pv | TRUE | 57783 | N | . | RE Bruceville 1 LLC | Goldman Sachs Renewable Power LLC | 61944 | CA | PACC | WECC |  | 22 | 2 | NAICS-22 Non-Cogen | PV | SUN | SUN | BANC | 97637 | 11040 | 2021
Vintage2012 | solar pv | TRUE | 57784 | N | . | RE Bruceville 2 LLC | Goldman Sachs Renewable Power LLC | 61944 | CA | PACC | WECC |  | 22 | 2 | NAICS-22 Non-Cogen | PV | SUN | SUN | BANC | 97247 | 10996 | 2021
Vintage2012 | solar pv | TRUE | 57785 | N | . | RE Bruceville 3 LLC | Goldman Sachs Renewable Power LLC | 61944 | CA | PACC | WECC |  | 22 | 2 | NAICS-22 Non-Cogen | PV | SUN | SUN | BANC | 94560 | 10692 | 2021
Vintage2012 | onshore wind | TRUE | 57787 | N | . | Flat Ridge 2 Wind Energy LLC | AE Power Services LLC | 55963 | KS | WNC | MRO |  | 22 | 2 | NAICS-22 Non-Cogen | WT | WND | WND | SWPP | 15208761 | 1719670 | 2021
| petroleum | FALSE | 57788 | Y | . | US GSA Heating and Transmission | US GSA Heating and Transmission | 57103 | DC | SAT | RFC |  | 22133 | 5 | Commercial NAICS Cogen | GT | DFO | DFO | PJM | 0 | 0 | 2021
Vintage2004 | natural gas peaker | FALSE | 57788 | Y | . | US GSA Heating and Transmission | US GSA Heating and Transmission | 57103 | DC | SAT | RFC |  | 22133 | 5 | Commercial NAICS Cogen | GT | NG | NG | PJM | 638225 | 54993.68 | 2021
Vintage2010 | natural gas peaker | FALSE | 57789 | Y | . | Peak Power 1 Cogen | Peak Power 1, LLC | 57106 | NY | MAT | NPCC |  | 53 | 5 | Commercial NAICS Cogen | IC | NG | NG | NYIS | 92680 | 16803 | 2021
Vintage2011 | solar pv | TRUE | 57790 | N | . | RE Bagdad Solar I LLC | RE Bagdad Solar 1 LLC | 57107 | AZ | MTN | WECC |  | 22 | 2 | NAICS-22 Non-Cogen | PV | SUN | SUN | AZPS | 230068 | 26014 | 2021
Vintage2011 | onshore wind | TRUE | 57791 | N | . | Foundation AB | Foundation HA Energy Generation, LLC | 56930 | CA | PACC | WECC |  | 22 | 2 | NAICS-22 Non-Cogen | WT | WND | WND | CISO | 20773 | 2349 | 2021
Vintage2011 | onshore wind | TRUE | 57792 | N | . | Foundation IE | Foundation HA Energy Generation, LLC | 56930 | CA | PACC | WECC |  | 22 | 2 | NAICS-22 Non-Cogen | WT | WND | WND | CISO | 4421 | 500 | 2021
Vintage2018 | natural gas combined cycle | TRUE | 57794 | N | . | St Joseph Energy Center | St Joseph Energy Center LLC | 57109 | IN | ENC | RFC |  | 22 | 2 | NAICS-22 Non-Cogen | CA | NG | NG | PJM | 382056 | 1514657 | 2021
Vintage2018 | natural gas combined cycle | TRUE | 57794 | N | . | St Joseph Energy Center | St Joseph Energy Center LLC | 57109 | IN | ENC | RFC |  | 22 | 2 | NAICS-22 Non-Cogen | CT | NG | NG | PJM | 30495029 | 2935180 | 2021
Vintage2011 | solar pv | TRUE | 57795 | N | . | RE Ajo 1 LLC | RE Ajo 1 LLC | 57112 | AZ | MTN | WECC |  | 22 | 2 | NAICS-22 Non-Cogen | PV | SUN | SUN | AZPS | 75996 | 8593 | 2021
Vintage2012 | solar pv | TRUE | 57796 | N | . | Golden Springs Building C-1 | Golden Springs Development Company LLC | 57104 | CA | PACC | WECC |  | 22 | 2 | NAICS-22 Non-Cogen | PV | SUN | SUN | CISO | 15300 | 1730 | 2021
Vintage2012 | solar pv | TRUE | 57797 | N | . | Golden Springs Building D | Golden Springs Development Company LLC | 57104 | CA | PACC | WECC |  | 22 | 2 | NAICS-22 Non-Cogen | PV | SUN | SUN | CISO | 17608 | 1991 | 2021
Vintage2010 | natural gas peaker | FALSE | 57798 | Y | . | OBP Cogen | OBP Cogen LLC | 57120 | NY | MAT | RFC |  | 53 | 5 | Commercial NAICS Cogen | GT | NG | NG | NYIS | 171050 | 30155 | 2021
| solar pv | FALSE | 57799 | N | . | ISH Solar Central, LLC | SunEdison LLC | 59139 | NJ | MAT | RFC |  | 22 | 2 | NAICS-22 Non-Cogen | PV | SUN | SUN | PJM | 0 | 0 | 2021
Vintage2012 | onshore wind | TRUE | 57800 | N | . | Bison 2 Wind Energy Center | ALLETE, Inc. | 12647 | ND | WNC | MRO |  | 22 | 1 | Electric Utility | WT | WND | WND | MISO | 2651165 | 299770 | 2021
Vintage2012 | onshore wind | TRUE | 57801 | N | . | Bison 3 Wind Energy Center | ALLETE, Inc. | 12647 | ND | WNC | MRO |  | 22 | 1 | Electric Utility | WT | WND | WND | MISO | 2661432 | 300931 | 2021
Vintage2012 | onshore wind | TRUE | 57802 | N | . | Magic Valley Wind Farm I LLC | RWE Renewables Americas LLC | 56215 | TX | WSC | TRE |  | 22 | 2 | NAICS-22 Non-Cogen | WT | WND | WND | ERCO | 4378047 | 495030 | 2021
Vintage2011 | onshore wind | TRUE | 57803 | N | . | Lime Wind | Lime Wind LLC | 57122 | OR | PACC | WECC |  | 22 | 2 | NAICS-22 Non-Cogen | WT | WND | WND | IPCO | 55796 | 6309 | 2021
Vintage0 | petroleum | FALSE | 57804 | Y | . | Middlebury College | Middlebury College Biomass | 57123 | VT | NEW | NPCC |  | 611 | 5 | Commercial NAICS Cogen | ST | DFO | DFO | ISNE | 1 | 0.365 | 2021
Vintage0 | natural gas steam turbine | FALSE | 57804 | Y | . | Middlebury College | Middlebury College Biomass | 57123 | VT | NEW | NPCC |  | 611 | 5 | Commercial NAICS Cogen | ST | NG | NG | ISNE | 6941 | 1499.95 | 2021
| petroleum | FALSE | 57804 | Y | . | Middlebury College | Middlebury College Biomass | 57123 | VT | NEW | NPCC |  | 611 | 5 | Commercial NAICS Cogen | ST | RFO | RFO | ISNE | 0 | 0 | 2021
Vintage1999 | biomass | TRUE | 57804 | Y | . | Middlebury College | Middlebury College Biomass | 57123 | VT | NEW | NPCC |  | 611 | 5 | Commercial NAICS Cogen | ST | WDS | WWW | ISNE | 7593 | 1640.545 | 2021
| solar pv | FALSE | 57805 | N | . | William Paterson University | Nautilus Solar WPU LLC | 57124 | NJ | MAT | RFC |  | 611 | 4 | Commercial NAICS Non-Cogen | PV | SUN | SUN | PJM | 0 | 0 | 2021
Vintage2011 | other | TRUE | 57808 | N | . | Lockheed Martin Sunnyvale | Bloom Energy | 57128 | CA | PACC | WECC |  | 22 | 2 | NAICS-22 Non-Cogen | FC | NG | NG | CISO | 38662 | 4609 | 2021
Vintage2011 | other | TRUE | 57809 | N | . | Franklin Templeton San Mateo | Bloom Energy | 57128 | CA | PACC | WECC |  | 22 | 2 | NAICS-22 Non-Cogen | FC | NG | NG | CISO | 54798 | 7428 | 2021
Vintage2011 | onshore wind | TRUE | 57813 | N | . | GL Wind | GL Wind LLC | 57127 | MN | WNC | MRO |  | 22 | 2 | NAICS-22 Non-Cogen | WT | WND | WND | MISO | 81020 | 9161 | 2021
Vintage2010 | solar pv | FALSE | 57815 | N | . | Titusville Solar | Janssen Pharmaceutical Co | 57130 | NJ | MAT | NPCC |  | 541 | 4 | Commercial NAICS Non-Cogen | PV | SUN | SUN | PJM | 47508 | 5372 | 2021
Vintage2012 | solar pv | TRUE | 57816 | N | . | RE McKenzie 1 LLC | Goldman Sachs Renewable Power LLC | 61944 | CA | PACC | WECC |  | 22 | 2 | NAICS-22 Non-Cogen | PV | SUN | SUN | BANC | 103474 | 11700 | 2021
Vintage2012 | solar pv | TRUE | 57817 | N | . | RE McKenzie 2 LLC | Goldman Sachs Renewable Power LLC | 61944 | CA | PACC | WECC |  | 22 | 2 | NAICS-22 Non-Cogen | PV | SUN | SUN | BANC | 104350 | 11799 | 2021
Vintage2012 | solar pv | TRUE | 57818 | N | . | RE McKenzie 3 LLC | Goldman Sachs Renewable Power LLC | 61944 | CA | PACC | WECC |  | 22 | 2 | NAICS-22 Non-Cogen | PV | SUN | SUN | BANC | 103528 | 11706 | 2021
Vintage2012 | solar pv | TRUE | 57819 | N | . | RE McKenzie 4 LLC | Goldman Sachs Renewable Power LLC | 61944 | CA | PACC | WECC |  | 22 | 2 | NAICS-22 Non-Cogen | PV | SUN | SUN | BANC | 108198 | 12234 | 2021
Vintage2012 | solar pv | TRUE | 57820 | N | . | RE McKenzie 5 LLC | Goldman Sachs Renewable Power LLC | 61944 | CA | PACC | WECC |  | 22 | 2 | NAICS-22 Non-Cogen | PV | SUN | SUN | BANC | 101803 | 11511 | 2021
Vintage2012 | solar pv | TRUE | 57821 | N | . | RE McKenzie 6 LLC | Goldman Sachs Renewable Power LLC | 61944 | CA | PACC | WECC |  | 22 | 2 | NAICS-22 Non-Cogen | PV | SUN | SUN | BANC | 102139 | 11549 | 2021
| hard coal | FALSE | 57822 | Y | . | Middletown Coke Company, LLC | SunCoke Energy, Inc. | 56069 | OH | ENC | RFC |  | 22 | 3 | NAICS-22 Cogen | ST | BIT | COL | PJM | 0 | 0 | 2021
Vintage0 | natural gas steam turbine | FALSE | 57822 | Y | . | Middletown Coke Company, LLC | SunCoke Energy, Inc. | 56069 | OH | ENC | RFC |  | 22 | 3 | NAICS-22 Cogen | ST | NG | NG | PJM | 31942 | 7208.636 | 2021
Vintage2011 | other | TRUE | 57822 | Y | . | Middletown Coke Company, LLC | SunCoke Energy, Inc. | 56069 | OH | ENC | RFC |  | 22 | 3 | NAICS-22 Cogen | ST | OG | OOG | PJM | 1565075 | 353197.36 | 2021
Vintage2005 | onshore wind | TRUE | 57823 | N | . | WCROC Wind Farm | University of Minnesota WCROC | 57138 | MN | WNC | MRO |  | 22 | 2 | NAICS-22 Non-Cogen | WT | WND | WND | MISO | 38346 | 4336 | 2021
Vintage2012 | biomass | TRUE | 57824 | N | . | Onalaska Campus Landfill Biogas | Gundersen Lutheran Biogas I LLC | 57142 | WI | ENC | MRO |  | 22 | 2 | NAICS-22 Non-Cogen | IC | LFG | MLG | MISO | 50129 | 4355 | 2021
Vintage2011 | solar pv | FALSE | 57827 | N | . | Dinuba Wastewater Treatment Plant | AES Distributed Energy | 61012 | CA | PACC | WECC |  | 22132 | 4 | Commercial NAICS Non-Cogen | PV | SUN | SUN | CISO | 13027 | 1473 | 2021
Vintage2020 | biomass | TRUE | 57828 | N | . | Tulsa LFG LLC | Tulsa LFG LLC | 57146 | OK | WSC | MRO |  | 22 | 2 | NAICS-22 Non-Cogen | IC | LFG | MLG | SWPP | 259829 | 18949 | 2021
Vintage2012 | onshore wind | TRUE | 57830 | N | . | Rippey Wind Farm | Greenbacker Renewable Energy Corporation | 60025 | IA | WNC | MRO |  | 22 | 2 | NAICS-22 Non-Cogen | WT | WND | WND | MISO | 1101618 | 124561 | 2021
Vintage2012 | solar pv | TRUE | 57831 | N | . | Heliocentric | Heliocentric LLC | 57154 | CA | PACC | WECC |  | 22 | 2 | NAICS-22 Non-Cogen | PV | SUN | SUN | CISO | 22861 | 2585 | 2021
Vintage2012 | onshore wind | TRUE | 57832 | N | . | Hawkeye Wind Farm | Greenbacker Renewable Energy Corporation | 60025 | IA | WNC | MRO |  | 22 | 2 | NAICS-22 Non-Cogen | WT | WND | WND | MISO | 1155910 | 130700 | 2021
Vintage2012 | onshore wind | TRUE | 57833 | N | . | Mustang Hills LLC | Longroad Energy Services 2 | 63800 | CA | PACC | WECC |  | 22 | 2 | NAICS-22 Non-Cogen | WT | WND | WND | CISO | 2625032 | 296815 | 2021
Vintage2012 | onshore wind | TRUE | 57834 | N | . | Pinyon Pine I | Pinyon Pines Wind I, LLC | 59868 | CA | PACC | WECC |  | 22 | 2 | NAICS-22 Non-Cogen | WT | WND | WND | CISO | 2764909 | 312631 | 2021
Vintage2012 | onshore wind | TRUE | 57835 | N | . | Alta Wind VIII | Brookfield Renewable Trading and Marketing LP | 63235 | CA | PACC | WECC |  | 22 | 2 | NAICS-22 Non-Cogen | WT | WND | WND | CISO | 1667588 | 188556 | 2021
Vintage2012 | solar pv | TRUE | 57836 | N | . | L-8 Solar Project | L-8 Solar Project LLC | 57159 | CA | PACC | WECC |  | 22 | 2 | NAICS-22 Non-Cogen | PV | SUN | SUN | CISO | 25976 | 2937 | 2021
Vintage2012 | onshore wind | TRUE | 57837 | N | . | Pinyon Pine II | Pinyon Pines Wind II, LLC | 59869 | CA | PACC | WECC |  | 22 | 2 | NAICS-22 Non-Cogen | WT | WND | WND | CISO | 2018562 | 228241 | 2021
Vintage2012 | solar pv | TRUE | 57838 | N | . | Dartmouth II Solar | Consolidated Edison Development Inc. | 56769 | MA | NEW | NPCC |  | 22 | 2 | NAICS-22 Non-Cogen | PV | SUN | SUN | ISNE | 29822 | 3372 | 2021
Vintage2015 | natural gas combined cycle | TRUE | 57839 | N | . | Woodbridge Energy Center | Woodbridge Energy Center | 57166 | NJ | MAT | RFC |  | 22 | 2 | NAICS-22 Non-Cogen | CA | NG | NG | PJM | 1349567 | 1399719 | 2021
Vintage2015 | natural gas combined cycle | TRUE | 57839 | N | . | Woodbridge Energy Center | Woodbridge Energy Center | 57166 | NJ | MAT | RFC |  | 22 | 2 | NAICS-22 Non-Cogen | CT | NG | NG | PJM | 24042163 | 2258788 | 2021
| solar pv | FALSE | 57840 | N | . | ISH Solar Hospital SDMC | SunEdison LLC | 59139 | CA | PACC | WECC |  | 22 | 2 | NAICS-22 Non-Cogen | PV | SUN | SUN | CISO | 0 | 0 | 2021
| solar pv | FALSE | 57841 | N | . | ISH Solar Hospital Downey | SunEdison LLC | 59139 | CA | PACC | WECC |  | 22 | 2 | NAICS-22 Non-Cogen | PV | SUN | SUN | CISO | 0 | 0 | 2021
Vintage1995 | natural gas peaker | TRUE | 57842 | N | . | Wabash Valley Power IGCC | Wabash Valley Power Assn, Inc | 40211 | IN | ENC | RFC |  | 22 | 1 | Electric Utility | GT | NG | NG | MISO | 618793 | 53578 | 2021
| other | FALSE | 57842 | N | . | Wabash Valley Power IGCC | Wabash Valley Power Assn, Inc | 40211 | IN | ENC | RFC |  | 22 | 1 | Electric Utility | GT | OTH | OTH | MISO | 0 | 0 | 2021
| petroleum | FALSE | 57842 | N | . | Wabash Valley Power IGCC | Wabash Valley Power Assn, Inc | 40211 | IN | ENC | RFC |  | 22 | 1 | Electric Utility | GT | PC | PC | MISO | 0 | 0 | 2021
| other | FALSE | 57842 | N | . | Wabash Valley Power IGCC | Wabash Valley Power Assn, Inc | 40211 | IN | ENC | RFC |  | 22 | 1 | Electric Utility | GT | SGP | PC | MISO | 0 | 0 | 2021
Vintage2012 | onshore wind | TRUE | 57844 | N | . | Franklin County Wind Farm | Interstate Power and Light Co | 9417 | IA | WNC | MRO |  | 22 | 1 | Electric Utility | WT | WND | WND | MISO | 1823216 | 206153 | 2021
Vintage0 | biomass | FALSE | 57845 | N | . | AC Landfill Energy LLC | AC Landfill Energy LLC | 57173 | NJ | MAT | RFC |  | 22 | 2 | NAICS-22 Non-Cogen | IC | LFG | MLG | PJM | 104130 | 7661 | 2021
Vintage2013 | solar pv | TRUE | 57848 | N | . | WC Landfill Energy LLC | Goldman Sachs Renewable Power LLC | 61944 | NJ | MAT | RFC |  | 22 | 2 | NAICS-22 Non-Cogen | PV | SUN | SUN | PJM | 5192 | 587 | 2021
Vintage2012 | solar pv | TRUE | 57849 | N | . | Green Acres Solar Facility 1 | SEAI Elk Grove LLC | 57177 | CA | PACC | WECC |  | 22 | 2 | NAICS-22 Non-Cogen | PV | SUN | SUN | BANC | 44627 | 5046 | 2021
Vintage2012 | solar pv | TRUE | 57850 | N | . | Green Acres Solar Facility 2 | SEAI Elk Grove LLC | 57177 | CA | PACC | WECC |  | 22 | 2 | NAICS-22 Non-Cogen | PV | SUN | SUN | BANC | 17900 | 2024 | 2021
Vintage2012 | onshore wind | TRUE | 57851 | N | . | Sigel Wind Park | DTE Electric Company | 5109 | MI | ENC | RFC |  | 22 | 1 | Electric Utility | WT | WND | WND | MISO | 2162439 | 244509 | 2021
Vintage2012 | onshore wind | TRUE | 57852 | N | . | Minden Wind Park | DTE Electric Company | 5109 | MI | ENC | RFC |  | 22 | 1 | Electric Utility | WT | WND | WND | MISO | 964596 | 109068 | 2021
Vintage2012 | onshore wind | TRUE | 57853 | N | . | McKinley Wind Park | DTE Electric Company | 5109 | MI | ENC | RFC |  | 22 | 1 | Electric Utility | WT | WND | WND | MISO | 434364 | 49114 | 2021
| hydro | FALSE | 57854 | N | . | North Hollywood | Los Angeles Department of Water & Power | 11208 | CA | PACC | WECC |  | 22131 | 4 | Commercial NAICS Non-Cogen | HY | WAT | HYC | LDWP | 0 | 0 | 2021
| other | FALSE | 57854 | N | . | North Hollywood | Los Angeles Department of Water & Power | 11208 | CA | PACC | WECC |  | 22131 | 4 | Commercial NAICS Non-Cogen | PS | WAT | HPS | LDWP | 0 | 0 | 2021
Vintage2011 | onshore wind | TRUE | 57855 | N | . | Ipswich Wind Turbine | Town of Ipswich - (MA) | 9442 | MA | NEW | NPCC |  | 22 | 1 | Electric Utility | WT | WND | WND | ISNE | 32166 | 3637 | 2021
Vintage2008 | solar pv | FALSE | 57856 | N | . | Univ of California San Diego Solar | University of California San Diego | 56918 | CA | PACC | WECC |  | 611 | 4 | Commercial NAICS Non-Cogen | PV | SUN | SUN | CISO | 22064 | 2495 | 2021
Vintage2011 | onshore wind | TRUE | 57858 | N | . | Caney River Wind Project | Caney River Wind Project | 57191 | KS | WNC | MRO |  | 22 | 2 | NAICS-22 Non-Cogen | WT | WND | WND | SWPP | 5948138 | 672562 | 2021
Vintage2016 | solar pv | TRUE | 57859 | N | . | Moapa Southern Paiute | CD Arevon USA, Inc. | 61230 | NV | MTN | WECC |  | 22 | 2 | NAICS-22 Non-Cogen | PV | SUN | SUN | NEVP | 5360702 | 606140 | 2021
Vintage2012 | solar pv | TRUE | 57860 | N | . | Industry MetroLink PV 1 | City of Industry | 57194 | CA | PACC | WECC |  | 22 | 1 | Electric Utility | PV | SUN | SUN | CISO | 9351 | 1057.32 | 2021
Vintage2007 | biomass | TRUE | 57861 | N | . | Hidden Hollow Energy | Hidden Hollow Energy LLC | 57189 | ID | MTN | WECC |  | 22 | 2 | NAICS-22 Non-Cogen | IC | LFG | MLG | IPCO | 242505 | 25314 | 2021
Vintage2012 | onshore wind | TRUE | 57862 | N | . | Wildcat Wind Farm I, LLC | RWE Renewables Americas LLC | 56215 | IN | ENC | RFC |  | 22 | 2 | NAICS-22 Non-Cogen | WT | WND | WND | PJM | 5660973 | 640092 | 2021
Vintage2011 | solar pv | TRUE | 57863 | N | . | McKee City Solar Phase 2 | Goldman Sachs Renewable Power LLC | 61944 | NJ | MAT | RFC |  | 22 | 2 | NAICS-22 Non-Cogen | PV | SUN | SUN | PJM | 28503 | 3223 | 2021
Vintage2009 | solar pv | TRUE | 57864 | N | . | Stockton Athletic Center | Goldman Sachs Renewable Power LLC | 61944 | NJ | MAT | RFC |  | 22 | 2 | NAICS-22 Non-Cogen | PV | SUN | SUN | PJM | 11683 | 1321 | 2021
Vintage2011 | natural gas peaker | TRUE | 57865 | N | . | Antelope Station | Golden Spread Electric Cooperative, Inc | 7349 | TX | WSC | MRO |  | 22 | 1 | Electric Utility | IC | NG | NG | SWPP | 1955130 | 214658 | 2021
Vintage2011 | onshore wind | TRUE | 57866 | N | . | Golden Spread Panhandle Wnd Rch | Golden Spread Electric Cooperative, Inc | 7349 | TX | WSC | MRO |  | 22 | 1 | Electric Utility | WT | WND | WND | SWPP | 1789539 | 202345 | 2021
Vintage2012 | onshore wind | TRUE | 57867 | N | . | Howard Wind Farm | Longroad Energy Services 2 | 63800 | NY | MAT | NPCC |  | 22 | 2 | NAICS-22 Non-Cogen | WT | WND | WND | NYIS | 961964 | 108770 | 2021
Vintage2016 | solar pv | TRUE | 57868 | N | . | L'Oreal Piscataway | Marina Energy LLC | 56997 | NJ | MAT | RFC |  | 22 | 2 | NAICS-22 Non-Cogen | PV | SUN | SUN | PJM | 9287 | 1050 | 2021
Vintage2013 | solar pv | TRUE | 57869 | N | . | Heller Industrial Parks | Marina Energy LLC | 56997 | NJ | MAT | RFC |  | 22 | 2 | NAICS-22 Non-Cogen | PV | SUN | SUN | PJM | 50234 | 5680 | 2021
Vintage2010 | solar pv | FALSE | 57870 | N | . | Castle Rock Vineyards | Castle Rock Cooling | 57213 | CA | PACC | WECC |  | 493 | 4 | Commercial NAICS Non-Cogen | PV | SUN | SUN | CISO | 7845 | 887 | 2021
Vintage2012 | natural gas peaker | TRUE | 57872 | N | . | LCEC Generation LLVC | Western Farmers Elec Coop, Inc | 20447 | NM | MTN | MRO |  | 22 | 1 | Electric Utility | IC | NG | NG | SWPP | 600441 | 62207 | 2021
Vintage2012 | onshore wind | TRUE | 57873 | N | . | Eclipse Wind Farm | MidAmerican Energy Co | 12341 | IA | WNC | MRO |  | 22 | 1 | Electric Utility | WT | WND | WND | MISO | 6022093 | 680924 | 2021
Vintage2013 | onshore wind | TRUE | 57874 | N | . | Vienna Wind Farm | MidAmerican Energy Co | 12341 | IA | WNC | MRO |  | 22 | 1 | Electric Utility | WT | WND | WND | MISO | 4323425 | 488854 | 2021
Vintage2012 | onshore wind | TRUE | 57875 | N | . | Morning Light Wind Farm | MidAmerican Energy Co | 12341 | IA | WNC | MRO |  | 22 | 1 | Electric Utility | WT | WND | WND | MISO | 2861714 | 323577 | 2021
Vintage2009 | biomass | TRUE | 57876 | N | . | Santa Cruz Energy | Santa Cruz Energy LLC | 57197 | CA | PACC | WECC |  | 22 | 2 | NAICS-22 Non-Cogen | IC | LFG | MLG | CISO | 109643 | 9459 | 2021
| solar pv | FALSE | 57879 | N | . | Perdue Salisbury Photovoltaic | Terraform Arcadia | 63249 | MD | SAT | RFC |  | 22 | 2 | NAICS-22 Non-Cogen | PV | SUN | SUN | PJM | 0 | 0 | 2021
Vintage2011 | onshore wind | TRUE | 57880 | N | . | Eolos Wind Energy Research Field Station | Regents of the University of Minnesota | 57215 | MN | WNC | MRO |  | 22 | 2 | NAICS-22 Non-Cogen | WT | WND | WND | MISO | 26046 | 2945 | 2021
Vintage2014 | natural gas peaker | TRUE | 57881 | N | . | Pioneer Generating Station | Basin Electric Power Coop | 1307 | ND | WNC | MRO |  | 22 | 1 | Electric Utility | GT | NG | NG | SWPP | 3310804 | 294101 | 2021
Vintage2017 | natural gas peaker | TRUE | 57881 | N | . | Pioneer Generating Station | Basin Electric Power Coop | 1307 | ND | WNC | MRO |  | 22 | 1 | Electric Utility | IC | NG | NG | SWPP | 3273964 | 367921 | 2021
Vintage2012 | solar pv | TRUE | 57882 | N | . | Baldock Solar Highway | Portland General Electric Co | 15248 | OR | PACC | WECC |  | 22 | 1 | Electric Utility | PV | SUN | SUN | PGE | 16901 | 1911 | 2021
Vintage2012 | solar pv | TRUE | 57883 | N | . | Queen Creek Solar Farm | Siete Solar LLC | 57219 | AZ | MTN | WECC |  | 22 | 2 | NAICS-22 Non-Cogen | PV | SUN | SUN | SRP | 429510 | 48565 | 2021
Vintage2011 | natural gas peaker | FALSE | 57884 | N | . | Lake Charles Polymers | Equistar Chemicals LP | 5065 | LA | WSC | SERC |  | 325211 | 6 | Industrial NAICS Non-Cogen | GT | NG | NG | MISO | 1254386 | 106983 | 2021
Vintage2011 | natural gas peaker | FALSE | 57884 | N | . | Lake Charles Polymers | Equistar Chemicals LP | 5065 | LA | WSC | SERC |  | 325211 | 6 | Industrial NAICS Non-Cogen | IC | NG | NG | MISO | 824217 | 89132 | 2021
| other | FALSE | 57884 | N | . | Lake Charles Polymers | Equistar Chemicals LP | 5065 | LA | WSC | SERC |  | 325211 | 6 | Industrial NAICS Non-Cogen | IC | OG | OOG | MISO | 0 | 0 | 2021
Vintage2011 | biomass | TRUE | 57885 | N | . | Wellford Renewable Energy Plant | Lockhart Power Co | 11118 | SC | SAT | SERC |  | 22 | 1 | Electric Utility | IC | LFG | MLG | DUK | 9162 | 858 | 2021
Vintage2011 | petroleum | TRUE | 57886 | N | . | City West Diesel Plant | Lockhart Power Co | 11118 | SC | SAT | SERC |  | 22 | 1 | Electric Utility | IC | DFO | DFO | DUK | 331 | 26 | 2021
Vintage2012 | onshore wind | TRUE | 57887 | N | . | Wildcat Wind | Wildcat Wind, LLC | 57257 | NM | MTN | MRO |  | 22 | 2 | NAICS-22 Non-Cogen | WT | WND | WND | SWPP | 692113 | 78258 | 2021
Vintage2012 | onshore wind | TRUE | 57888 | N | . | Harvest 2 | Harvest II Windfarm, LLC | 57256 | MI | ENC | RFC |  | 22 | 2 | NAICS-22 Non-Cogen | WT | WND | WND | MISO | 1638121 | 185224 | 2021
Vintage2012 | onshore wind | TRUE | 57889 | N | . | KODE Novus II | DeWind Co. | 56627 | OK | WSC | MRO |  | 22 | 2 | NAICS-22 Non-Cogen | WT | WND | WND | SWPP | 102714 | 11614 | 2021
Vintage2012 | onshore wind | TRUE | 57890 | N | . | Horse Butte Wind I, LLC | Utah Associated Mun Power Sys | 40575 | ID | MTN | WECC |  | 22 | 1 | Electric Utility | WT | WND | WND | BPAT | 1548779 | 175122 | 2021
Vintage2013 | solar pv | TRUE | 57891 | N | . | Guernsey Solar Station | Pacific Gas & Electric Co. | 14328 | CA | PACC | WECC |  | 22 | 1 | Electric Utility | PV | SUN | SUN | CISO | 343712 | 38864 | 2021
Vintage2013 | solar pv | TRUE | 57892 | N | . | Gates Solar Station | Pacific Gas & Electric Co. | 14328 | CA | PACC | WECC |  | 22 | 1 | Electric Utility | PV | SUN | SUN | CISO | 234260 | 26488 | 2021
| biomass | FALSE | 57893 | N | . | Martinsville LFG Generator | City of Martinsville - (VA) | 11770 | VA | SAT | RFC |  | 22 | 1 | Electric Utility | IC | LFG | MLG | PJM | 0 | 0 | 2021
| natural gas peaker | FALSE | 57893 | N | . | Martinsville LFG Generator | City of Martinsville - (VA) | 11770 | VA | SAT | RFC |  | 22 | 1 | Electric Utility | IC | NG | NG | PJM | 0 | 0 | 2021
Vintage2009 | solar pv | FALSE | 57895 | N | . | Improvement Dst No. 4 | Kern County Water Agency | 57262 | CA | PACC | WECC |  | 22131 | 4 | Commercial NAICS Non-Cogen | PV | SUN | SUN | CISO | 4811 | 544 | 2021
| petroleum | FALSE | 57896 | N | . | Concord Energy | Concord Energy LLC | 57258 | NC | SAT | SERC |  | 22 | 2 | NAICS-22 Non-Cogen | GT | DFO | DFO | DUK | 0 | 0 | 2021
Vintage2012 | biomass | TRUE | 57896 | N | . | Concord Energy | Concord Energy LLC | 57258 | NC | SAT | SERC |  | 22 | 2 | NAICS-22 Non-Cogen | GT | LFG | MLG | DUK | 822741 | 50673 | 2021
| biomass | FALSE | 57897 | N | . | Richmond Energy | Richmond Energy LLC | 57259 | VA | SAT | SERC |  | 22 | 2 | NAICS-22 Non-Cogen | IC | LFG | MLG | PJM | 0 | 0 | 2021
| natural gas peaker | FALSE | 57897 | N | . | Richmond Energy | Richmond Energy LLC | 57259 | VA | SAT | SERC |  | 22 | 2 | NAICS-22 Non-Cogen | IC | NG | NG | PJM | 0 | 0 | 2021
Vintage2015 | municipal solid waste | TRUE | 57898 | N | . | Palm Beach Renewable Energy Facility 2 | Solid Waste Authority of Palm Beach Co | 17445 | FL | SAT | SERC |  | 22 | 2 | NAICS-22 Non-Cogen | ST | MSB | MLG | FPL | 3948841 | 237577.8 | 2021
Vintage2015 | municipal solid waste | TRUE | 57898 | N | . | Palm Beach Renewable Energy Facility 2 | Solid Waste Authority of Palm Beach Co | 17445 | FL | SAT | SERC |  | 22 | 2 | NAICS-22 Non-Cogen | ST | MSN | OTH | FPL | 4826190 | 290362.78 | 2021
Vintage0 | natural gas steam turbine | FALSE | 57898 | N | . | Palm Beach Renewable Energy Facility 2 | Solid Waste Authority of Palm Beach Co | 17445 | FL | SAT | SERC |  | 22 | 2 | NAICS-22 Non-Cogen | ST | NG | NG | FPL | 100760 | 5877.421 | 2021
Vintage2001 | petroleum | TRUE | 57899 | N | . | Hurricane City Power | Hurricane City Power | 9128 | UT | MTN | WECC |  | 22 | 1 | Electric Utility | IC | DFO | DFO | PACE | 35181 | 1938.564 | 2021
Vintage2007 | natural gas peaker | TRUE | 57899 | N | . | Hurricane City Power | Hurricane City Power | 9128 | UT | MTN | WECC |  | 22 | 1 | Electric Utility | IC | NG | NG | PACE | 48587 | 2677.436 | 2021
Vintage2015 | solar pv | TRUE | 57900 | N | . | Solar Photovoltaic Project #48 | Southern California Edison Co | 17609 | CA | PACC | WECC |  | 22 | 1 | Electric Utility | PV | SUN | SUN | CISO | 43645 | 4935 | 2021
| natural gas combined cycle | FALSE | 57901 | N | . | El Segundo Energy Center LLC | El Segundo Energy Center, LLC | 63227 | CA | PACC | WECC |  | 22 | 2 | NAICS-22 Non-Cogen | CA | NG | NG | CISO | 0 | 52171 | 2021
Vintage2013 | natural gas combined cycle | TRUE | 57901 | N | . | El Segundo Energy Center LLC | El Segundo Energy Center, LLC | 63227 | CA | PACC | WECC |  | 22 | 2 | NAICS-22 Non-Cogen | CT | NG | NG | CISO | 1852209 | 150801 | 2021
Vintage2012 | biomass | TRUE | 57902 | N | . | Fighting Creek LFGTE Plant | Kootenai Electric Cooperative Inc | 57272 | ID | MTN | WECC |  | 22 | 1 | Electric Utility | IC | LFG | MLG | AVA | 179165 | 13736 | 2021
Vintage2012 | biomass | TRUE | 57903 | N | . | SMMPA Methane Energy Facility | Southern Minnesota Mun P Agny | 40580 | MN | WNC | MRO |  | 22 | 1 | Electric Utility | IC | LFG | MLG | MISO | 72956 | 7264 | 2021
Vintage2012 | solar pv | TRUE | 57904 | N | . | San Antonio West Solar Rooftop | SS San Antonio West LLC | 57273 | CA | PACC | WECC |  | 22 | 2 | NAICS-22 Non-Cogen | PV | SUN | SUN | CISO | 13506 | 1527 | 2021
| petroleum | FALSE | 57908 | Y | . | Central Utility Plant Cincinnati | University of Cincinnati | 57281 | OH | ENC | RFC |  | 611 | 5 | Commercial NAICS Cogen | CA | DFO | DFO | PJM | 0 | 2.641 | 2021
Vintage2004 | natural gas combined cycle | FALSE | 57908 | Y | . | Central Utility Plant Cincinnati | University of Cincinnati | 57281 | OH | ENC | RFC |  | 611 | 5 | Commercial NAICS Cogen | CA | NG | NG | PJM | 205009 | 37883.619 | 2021
Vintage0 | petroleum | FALSE | 57908 | Y | . | Central Utility Plant Cincinnati | University of Cincinnati | 57281 | OH | ENC | RFC |  | 611 | 5 | Commercial NAICS Cogen | CT | DFO | DFO | PJM | 485 | 87.075 | 2021
Vintage2004 | natural gas combined cycle | FALSE | 57908 | Y | . | Central Utility Plant Cincinnati | University of Cincinnati | 57281 | OH | ENC | RFC |  | 611 | 5 | Commercial NAICS Cogen | CT | NG | NG | PJM | 978561 | 180827.63 | 2021
Vintage2004 | petroleum | FALSE | 57908 | Y | . | Central Utility Plant Cincinnati | University of Cincinnati | 57281 | OH | ENC | RFC |  | 611 | 5 | Commercial NAICS Cogen | IC | DFO | DFO | PJM | 162 | 30.38 | 2021
Vintage2013 | biomass | TRUE | 57909 | N | . | Piedmont Green Power | Piedmont Green Power LLC | 57282 | GA | SAT | SERC |  | 22 | 2 | NAICS-22 Non-Cogen | ST | OBL | ORW | SOCO | 8444 | 669.127 | 2021
Vintage2013 | biomass | TRUE | 57909 | N | . | Piedmont Green Power | Piedmont Green Power LLC | 57282 | GA | SAT | SERC |  | 22 | 2 | NAICS-22 Non-Cogen | ST | WDS | WWW | SOCO | 4980146 | 383119.87 | 2021
Vintage2011 | petroleum | TRUE | 57910 | N | . | Centennial Generating Station | City of Moorhead - (MN) | 12894 | MN | WNC | MRO |  | 22 | 1 | Electric Utility | IC | DFO | DFO | SWPP | 7661 | 645 | 2021
Vintage2011 | biomass | TRUE | 57911 | N | . | Roseburg LFG | Roseburg LFG Energy LLC | 57285 | OR | PACC | WECC |  | 22 | 2 | NAICS-22 Non-Cogen | IC | LFG | MLG | PACW | 91002 | 9496 | 2021
Vintage2012 | solar pv | TRUE | 57912 | N | . | Grand Ridge Solar Farm | Invenergy Services LLC | 49893 | IL | ENC | RFC |  | 22 | 2 | NAICS-22 Non-Cogen | PV | SUN | SUN | PJM | 262295 | 29658 | 2021
Vintage2017 | onshore wind | TRUE | 57913 | N | . | Tule Wind LLC | Avangrid Renewables LLC | 15399 | CA | PACC | WECC |  | 22 | 2 | NAICS-22 Non-Cogen | WT | WND | WND | CISO | 3030998 | 342718 | 2021
Vintage1950 | lignite | FALSE | 57914 | Y | . | Sidney MT Plant | Sidney Sugars Incorporated | 57296 | MT | MTN | MRO |  | 311 | 7 | Industrial NAICS Cogen | ST | LIG | COL | NWMT | 25762 | 4530.421 | 2021
Vintage0 | natural gas steam turbine | FALSE | 57914 | Y | . | Sidney MT Plant | Sidney Sugars Incorporated | 57296 | MT | MTN | MRO |  | 311 | 7 | Industrial NAICS Cogen | ST | NG | NG | NWMT | 17899 | 3147.579 | 2021
| other | FALSE | 57914 | Y | . | Sidney MT Plant | Sidney Sugars Incorporated | 57296 | MT | MTN | MRO |  | 311 | 7 | Industrial NAICS Cogen | ST | PG | WOO | NWMT | 0 | 0 | 2021
| biomass | FALSE | 57914 | Y | . | Sidney MT Plant | Sidney Sugars Incorporated | 57296 | MT | MTN | MRO |  | 311 | 7 | Industrial NAICS Cogen | ST | WDS | WWW | NWMT | 0 | 0 | 2021
Vintage0 | natural gas steam turbine | FALSE | 57915 | Y | . | Genesis Alkali | Genesis Alkali, LLC | 61167 | WY | MTN | WECC |  | 2123 | 7 | Industrial NAICS Cogen | ST | NG | NG | PACE | 147522 | 34156.706 | 2021
Vintage1975 | hard coal | FALSE | 57915 | Y | . | Genesis Alkali | Genesis Alkali, LLC | 61167 | WY | MTN | WECC |  | 2123 | 7 | Industrial NAICS Cogen | ST | SUB | COL | PACE | 908194 | 210279.29 | 2021
| hard coal | FALSE | 57916 | Y | . | Spreckels Sugar Company | Spreckels Sugar Company | 57299 | CA | PACC | WECC |  | 311 | 7 | Industrial NAICS Cogen | ST | BIT | COL | IID | 0 | 0 | 2021
Vintage1948 | natural gas steam turbine | FALSE | 57916 | Y | . | Spreckels Sugar Company | Spreckels Sugar Company | 57299 | CA | PACC | WECC |  | 311 | 7 | Industrial NAICS Cogen | ST | NG | NG | IID | 98850 | 21638.76 | 2021
| hard coal | FALSE | 57919 | Y | . | Sonoco Products Co | Sonoco Products Co | 57302 | SC | SAT | SERC |  | 32213 | 7 | Industrial NAICS Cogen | ST | BIT | COL | CPLE | 0 | 0 | 2021
Vintage1950 | natural gas steam turbine | FALSE | 57919 | Y | . | Sonoco Products Co | Sonoco Products Co | 57302 | SC | SAT | SERC |  | 32213 | 7 | Industrial NAICS Cogen | ST | NG | NG | CPLE | 123165 | 24402.506 | 2021
Vintage1957 | biomass | TRUE | 57919 | Y | . | Sonoco Products Co | Sonoco Products Co | 57302 | SC | SAT | SERC |  | 32213 | 7 | Industrial NAICS Cogen | ST | WDS | WWW | CPLE | 365972 | 72989.494 | 2021
Vintage2014 | onshore wind | TRUE | 57927 | N | . | Baffin Wind | Avangrid Renewables LLC | 15399 | TX | WSC | TRE |  | 22 | 2 | NAICS-22 Non-Cogen | WT | WND | WND | ERCO | 3882288 | 438974 | 2021
| petroleum | FALSE | 57928 | Y | . | SIUC | Southern Illinois University Carbondale | 57306 | IL | ENC | SERC |  | 611 | 5 | Commercial NAICS Cogen | IC | DFO | DFO | MISO | 0 | 0 | 2021
Vintage1998 | hard coal | FALSE | 57928 | Y | . | SIUC | Southern Illinois University Carbondale | 57306 | IL | ENC | SERC |  | 611 | 5 | Commercial NAICS Cogen | ST | BIT | COL | MISO | 61719 | 7259 | 2021
| natural gas steam turbine | FALSE | 57928 | Y | . | SIUC | Southern Illinois University Carbondale | 57306 | IL | ENC | SERC |  | 611 | 5 | Commercial NAICS Cogen | ST | NG | NG | MISO | 0 | 0 | 2021
Vintage2006 | petroleum | FALSE | 57929 | N | . | East Campus Utility Plant | University of Cincinnati | 57281 | OH | ENC | RFC |  | 611 | 4 | Commercial NAICS Non-Cogen | IC | DFO | DFO | PJM | 1308 | 123.48 | 2021
| biomass | FALSE | 57929 | N | . | East Campus Utility Plant | University of Cincinnati | 57281 | OH | ENC | RFC |  | 611 | 4 | Commercial NAICS Non-Cogen | IC | OBL | ORW | PJM | 0 | 0 | 2021
| hard coal | FALSE | 57929 | N | . | East Campus Utility Plant | University of Cincinnati | 57281 | OH | ENC | RFC |  | 611 | 4 | Commercial NAICS Non-Cogen | ST | BIT | COL | PJM | 0 | 0 | 2021
| petroleum | FALSE | 57929 | N | . | East Campus Utility Plant | University of Cincinnati | 57281 | OH | ENC | RFC |  | 611 | 4 | Commercial NAICS Non-Cogen | ST | DFO | DFO | PJM | 0 | 0 | 2021
| natural gas steam turbine | FALSE | 57929 | N | . | East Campus Utility Plant | University of Cincinnati | 57281 | OH | ENC | RFC |  | 611 | 4 | Commercial NAICS Non-Cogen | ST | NG | NG | PJM | 0 | 0 | 2021
Vintage2011 | solar pv | TRUE | 57930 | N | . | FRB Solar Farm | FRB Solar LLC | 61055 | AZ | MTN | WECC |  | 22 | 2 | NAICS-22 Non-Cogen | PV | SUN | SUN | TEPC | 7455 | 843 | 2021
Vintage2011 | solar pv | TRUE | 57931 | N | . | Holyoke Solar Cooperative at Mueller | Holyoke Solar LLC | 57309 | MA | NEW | NPCC |  | 22 | 2 | NAICS-22 Non-Cogen | PV | SUN | SUN | ISNE | 34306 | 3879 | 2021
Vintage2012 | solar pv | TRUE | 57933 | N | . | Solar Star California II LLC | Solar Star California II LLC | 58101 | CA | PACC | WECC |  | 22 | 2 | NAICS-22 Non-Cogen | PV | SUN | SUN | BANC | 29043 | 3284 | 2021
Vintage2012 | solar pv | TRUE | 57934 | N | . | Douglas Solar | Consolidated Edison Development Inc. | 56769 | MA | NEW | NPCC |  | 22 | 2 | NAICS-22 Non-Cogen | PV | SUN | SUN | ISNE | 27983 | 3164 | 2021
Vintage2013 | onshore wind | TRUE | 57935 | N | . | Eva Creek Wind | Golden Valley Elec Assn Inc | 7353 | AK | PACN |  |  | 22 | 1 | Electric Utility | WT | WND | WND |  | 500995 | 56648 | 2021
Vintage1987 | hard coal | FALSE | 57937 | Y | . | Western Sugar Coop - Scottsbluff | Western Sugar Cooperative | 57315 | NE | WNC | MRO |  | 311 | 7 | Industrial NAICS Cogen | ST | SUB | COL | SWPP | 325779 | 28644 | 2021
| natural gas steam turbine | FALSE | 57938 | Y | . | ADA Carbon Solutions Red River | ADA Carbon Solutions (Red River), LLC | 57314 | LA | WSC | SERC |  | 325188 | 7 | Industrial NAICS Cogen | ST | NG | NG | MISO | 0 | 0 | 2021
Vintage2011 | other | FALSE | 57938 | Y | . | ADA Carbon Solutions Red River | ADA Carbon Solutions (Red River), LLC | 57314 | LA | WSC | SERC |  | 325188 | 7 | Industrial NAICS Cogen | ST | WH | OTH | MISO | 1006845 | 113845 | 2021
Vintage2011 | solar pv | TRUE | 57939 | N | . | Walmart Casa Grande | Tesla Inc. | 60947 | AZ | MTN | WECC |  | 22 | 2 | NAICS-22 Non-Cogen | PV | SUN | SUN | AZPS | 19323 | 2185 | 2021
| hard coal | FALSE | 57940 | Y | . | Wausau Paper Middletown | Wausau Paper Middletown | 57317 | OH | ENC | RFC |  | 322 | 7 | Industrial NAICS Cogen | ST | BIT | COL | PJM | 0 | 0 | 2021
| petroleum | FALSE | 57940 | Y | . | Wausau Paper Middletown | Wausau Paper Middletown | 57317 | OH | ENC | RFC |  | 322 | 7 | Industrial NAICS Cogen | ST | DFO | DFO | PJM | 0 | 0 | 2021
Vintage2012 | solar pv | TRUE | 57941 | N | . | Town of Uxbridge MA at Commerce Dr | Constellation Solar Net Metering LLC | 57318 | MA | NEW | NPCC |  | 22 | 2 | NAICS-22 Non-Cogen | PV | SUN | SUN | ISNE | 23896 | 2702 | 2021
Vintage2012 | solar pv | TRUE | 57942 | N | . | Town of Norfolk MA at Medway Branch | Constellation Solar Massachusetts LLC | 57319 | MA | NEW | NPCC |  | 22 | 2 | NAICS-22 Non-Cogen | PV | SUN | SUN | ISNE | 16583 | 1875 | 2021
Vintage2021 | natural gas peaker | TRUE | 57943 | N | . | Lonesome Creek Station | Basin Electric Power Coop | 1307 | ND | WNC | MRO |  | 22 | 1 | Electric Utility | GT | NG | NG | SWPP | 7726465 | 802289 | 2021
Vintage2011 | biomass | TRUE | 57945 | N | . | Berkeley County Landfill | South Carolina Public Service Authority | 17543 | SC | SAT | SERC |  | 22 | 1 | Electric Utility | IC | LFG | MLG | SC | 47273 | 2772 | 2021
Vintage2015 | natural gas peaker | TRUE | 57946 | N | . | Fredericktown Energy Center | Missouri Jnt Muni.Pwr Elec. Ut. Comm. | 12670 | MO | WNC | SERC |  | 22 | 1 | Electric Utility | GT | NG | NG | SWPP | 107239 | 11738 | 2021
Vintage2011 | onshore wind | TRUE | 57947 | N | . | Macho Springs Power I | Capital Power Corporation | 59365 | NM | MTN | WECC |  | 22 | 2 | NAICS-22 Non-Cogen | WT | WND | WND | EPE | 1099530 | 124325 | 2021
Vintage2011 | solar pv | TRUE | 57948 | N | . | NJ Oak Solar Plant | NJR Clean Energy Ventures Corporation | 56990 | NJ | MAT | RFC |  | 22 | 2 | NAICS-22 Non-Cogen | PV | SUN | SUN | PJM | 147554 | 16684 | 2021
Vintage1990 | hard coal | FALSE | 57949 | Y | . | MSC Sebewaing | Michigan Sugar Company | 57324 | MI | ENC | RFC |  | 311 | 7 | Industrial NAICS Cogen | ST | BIT | COL | MISO | 10888 | 957.319 | 2021
Vintage0 | natural gas steam turbine | FALSE | 57949 | Y | . | MSC Sebewaing | Michigan Sugar Company | 57324 | MI | ENC | RFC |  | 311 | 7 | Industrial NAICS Cogen | ST | NG | NG | MISO | 4306 | 378.681 | 2021
| hard coal | FALSE | 57950 | Y | . | MSC Croswell | Michigan Sugar Company | 57324 | MI | ENC | RFC |  | 311 | 7 | Industrial NAICS Cogen | ST | BIT | COL | MISO | 0 | 0 | 2021
Vintage1948 | natural gas steam turbine | FALSE | 57950 | Y | . | MSC Croswell | Michigan Sugar Company | 57324 | MI | ENC | RFC |  | 311 | 7 | Industrial NAICS Cogen | ST | NG | NG | MISO | 933 | 82 | 2021
Vintage2011 | solar pv | TRUE | 57951 | N | . | Shore Point Solar | Shore Point Solar LLC | 57328 | NJ | MAT | RFC |  | 22 | 2 | NAICS-22 Non-Cogen | PV | SUN | SUN | PJM | 10648 | 1203.84 | 2021
| natural gas combined cycle | FALSE | 57953 | Y | . | Roquette America | Roquette America | 57332 | IA | WNC | MRO |  | 311 | 7 | Industrial NAICS Cogen | CA | NG | NG | MISO | 0 | 0 | 2021
Vintage2004 | natural gas combined cycle | FALSE | 57953 | Y | . | Roquette America | Roquette America | 57332 | IA | WNC | MRO |  | 311 | 7 | Industrial NAICS Cogen | CT | NG | NG | MISO | 332119 | 83711 | 2021
Vintage0 | hard coal | FALSE | 57953 | Y | . | Roquette America | Roquette America | 57332 | IA | WNC | MRO |  | 311 | 7 | Industrial NAICS Cogen | ST | BIT | COL | MISO | 45819 | 11548.652 | 2021
Vintage2007 | petroleum | FALSE | 57953 | Y | . | Roquette America | Roquette America | 57332 | IA | WNC | MRO |  | 311 | 7 | Industrial NAICS Cogen | ST | PC | PC | MISO | 101517 | 25587.348 | 2021
| hard coal | FALSE | 57953 | Y | . | Roquette America | Roquette America | 57332 | IA | WNC | MRO |  | 311 | 7 | Industrial NAICS Cogen | ST | SUB | COL | MISO | 0 | 0 | 2021
Vintage2011 | onshore wind | TRUE | 57956 | N | . | Minco Wind II, LLC | FPLE Wind, LLC | 56925 | OK | WSC | MRO |  | 22 | 2 | NAICS-22 Non-Cogen | WT | WND | WND | SWPP | 2609768 | 295089 | 2021
Vintage2014 | solar pv | TRUE | 57959 | N | . | Desert Green Solar Farm LLC | Invenergy Services LLC | 49893 | CA | PACC | WECC |  | 22 | 2 | NAICS-22 Non-Cogen | PV | SUN | SUN | CISO | 106783 | 12074 | 2021
Vintage2012 | onshore wind | TRUE | 57962 | N | . | Brookfield Tehachapi 1 | Coram California Development, L.P. | 60081 | CA | PACC | WECC |  | 22 | 2 | NAICS-22 Non-Cogen | WT | WND | WND | CISO | 2426546 | 274372 | 2021
Vintage2012 | onshore wind | TRUE | 57963 | N | . | Musselshell Wind Project | Musselshell Wind Project LLC | 57333 | MT | MTN | WECC |  | 22 | 2 | NAICS-22 Non-Cogen | WT | WND | WND | NWMT | 211867 | 23956 | 2021
Vintage2012 | onshore wind | TRUE | 57964 | N | . | Shady Oaks Wind Farm | Algonquin Power Co | 59050 | IL | ENC | MRO |  | 22 | 2 | NAICS-22 Non-Cogen | WT | WND | WND | PJM | 2823986 | 319311 | 2021
Vintage2012 | onshore wind | TRUE | 57965 | N | . | Musselshell Wind Project Two LLC | Musselshell Wind Project Two LLC | 57338 | MT | MTN | WECC |  | 22 | 2 | NAICS-22 Non-Cogen | WT | WND | WND | NWMT | 254432 | 28769 | 2021
Vintage0 | petroleum | FALSE | 57966 | Y | . | Southeast Steam Plant | Veolia Energy | 57341 | MN | WNC | MRO |  | 611 | 5 | Commercial NAICS Cogen | ST | DFO | DFO | MISO | 1555 | 52.561 | 2021
Vintage1998 | natural gas steam turbine | FALSE | 57966 | Y | . | Southeast Steam Plant | Veolia Energy | 57341 | MN | WNC | MRO |  | 611 | 5 | Commercial NAICS Cogen | ST | NG | NG | MISO | 18267 | 515.387 | 2021
Vintage0 | hard coal | FALSE | 57966 | Y | . | Southeast Steam Plant | Veolia Energy | 57341 | MN | WNC | MRO |  | 611 | 5 | Commercial NAICS Cogen | ST | SUB | COL | MISO | 10238 | 346.052 | 2021
Vintage2012 | onshore wind | TRUE | 57968 | N | . | Cashton Greens Wind Farm | Cashton Greens Wind Farm LLC | 57340 | WI | ENC | MRO |  | 22 | 2 | NAICS-22 Non-Cogen | WT | WND | WND | MISO | 93285 | 10548 | 2021
Vintage2007 | biomass | TRUE | 57969 | Y | . | Darrington | Hampton Lumber Mills - Washington Inc | 57344 | WA | PACC | WECC |  | 321 | 7 | Industrial NAICS Cogen | ST | WDS | WWW | BPAT | 75601 | 15510 | 2021
Vintage2011 | solar pv | FALSE | 57970 | N | . | Butte College Main Campus Solar | Butte-Glenn Community College District | 57345 | CA | PACC | WECC |  | 611 | 4 | Commercial NAICS Non-Cogen | PV | SUN | SUN | CISO | 52419 | 5927 | 2021
Vintage2002 | biomass | TRUE | 57971 | N | . | SF Southeast Cogen Plant | City & County of San Francisco | 16612 | CA | PACC | WECC |  | 22132 | 4 | Commercial NAICS Non-Cogen | IC | OBG | ORW | CISO | 30116 | 2077 | 2021
Vintage2012 | onshore wind | TRUE | 57973 | N | . | Spinning Spur Wind LLC | EDF Renewable Asset Holdings, Inc. | 57170 | TX | WSC | MRO |  | 22 | 2 | NAICS-22 Non-Cogen | WT | WND | WND | SWPP | 5770277 | 652451 | 2021
Vintage2012 | onshore wind | TRUE | 57974 | N | . | Bobcat Bluff Wind Project LLC | EDF Renewable Asset Holdings, Inc. | 57170 | TX | WSC | TRE |  | 22 | 2 | NAICS-22 Non-Cogen | WT | WND | WND | ERCO | 4580653 | 517939 | 2021
Vintage2012 | onshore wind | TRUE | 57975 | N | . | Spearville 3 LLC | EDF Renewable Asset Holdings, Inc. | 57170 | KS | WNC | MRO |  | 22 | 2 | NAICS-22 Non-Cogen | WT | WND | WND | SWPP | 2904246 | 328386 | 2021
Vintage2012 | onshore wind | TRUE | 57976 | N | . | Pocahontas Prairie Wind Farm | MidAmerican Energy Co | 12341 | IA | WNC | MRO |  | 22 | 1 | Electric Utility | WT | WND | WND | MISO | 1626333 | 183891 | 2021
Vintage2010 | natural gas peaker | TRUE | 57977 | Y | . | High Sierra Cogeneration Plant | Plumas Sierra Rural Electric Coop | 57353 | CA | PACC | WECC |  | 22 | 1 | Electric Utility | IC | NG | NG | CISO | 187288 | 27996 | 2021
| natural gas combined cycle | FALSE | 57978 | N | . | Lodi Energy Center | Northern California Power Agny | 40613 | CA | PACC | WECC |  | 22 | 1 | Electric Utility | CA | NG | NG | CISO | 0 | 603974 | 2021
Vintage2012 | natural gas combined cycle | TRUE | 57978 | N | . | Lodi Energy Center | Northern California Power Agny | 40613 | CA | PACC | WECC |  | 22 | 1 | Electric Utility | CT | NG | NG | CISO | 12102840 | 1121393 | 2021
Vintage2012 | onshore wind | TRUE | 57979 | N | . | Kingdom Community Wind | Green Mountain Power Corp | 7601 | VT | NEW | NPCC |  | 22 | 1 | Electric Utility | WT | WND | WND | ISNE | 1337612 | 151245 | 2021
Vintage2012 | onshore wind | TRUE | 57980 | N | . | Busch Ranch Wind Energy Farm | Black Hills Colorado Electric, LLC | 56146 | CO | MTN | WECC |  | 22 | 1 | Electric Utility | WT | WND | WND | PSCO | 773097 | 87415 | 2021
Vintage2012 | onshore wind | TRUE | 57981 | N | . | Senate Wind LLC | Algonquin Power Co | 59050 | TX | WSC | TRE |  | 22 | 2 | NAICS-22 Non-Cogen | WT | WND | WND | ERCO | 4249577 | 480504 | 2021
Vintage2010 | solar pv | TRUE | 57982 | N | . | Meridian Vineyards | CleanCapital | 62060 | CA | PACC | WECC |  | 22 | 2 | NAICS-22 Non-Cogen | PV | SUN | SUN | CISO | 15200 | 1719 | 2021
Vintage2015 | onshore wind | TRUE | 57983 | N | . | Stephens Ranch Wind Energy LLC | Stephens Ranch Wind Energy LLC | 57355 | TX | WSC | TRE |  | 22 | 2 | NAICS-22 Non-Cogen | WT | WND | WND | ERCO | 11051393 | 1249592 | 2021
Vintage2012 | onshore wind | TRUE | 57984 | N | . | Lake Winds Energy Park | Consumers Energy Co | 4254 | MI | ENC | RFC |  | 22 | 1 | Electric Utility | WT | WND | WND | MISO | 2117147 | 239388 | 2021
Vintage2012 | solar pv | TRUE | 57985 | N | . | SunE EPE2 LLC | SunE EPE2 LLC | 57361 | NM | MTN | WECC |  | 22 | 2 | NAICS-22 Non-Cogen | PV | SUN | SUN | EPE | 256218 | 28971 | 2021
Vintage2012 | solar pv | TRUE | 57986 | N | . | SunE EPE1 LLC | SunE EPE1 LLC | 57360 | NM | MTN | WECC |  | 22 | 2 | NAICS-22 Non-Cogen | PV | SUN | SUN | EPE | 211921 | 23962 | 2021
Vintage2012 | onshore wind | TRUE | 57987 | N | . | Canadian Hills Wind | Canadian Hills Wind LLC | 57363 | OK | WSC | MRO |  | 22 | 2 | NAICS-22 Non-Cogen | WT | WND | WND | SWPP | 7387074 | 835264 | 2021
Vintage2012 | biomass | TRUE | 57988 | N | . | Lincoln Landfill | Energy 2001 Inc | 57362 | CA | PACC | WECC |  | 22 | 2 | NAICS-22 Non-Cogen | IC | LFG | MLG | CISO | 315751 | 33006 | 2021
Vintage2012 | solar pv | TRUE | 57989 | N | . | Groveland Solar | Consolidated Edison Development Inc. | 56769 | MA | NEW | NPCC |  | 22 | 2 | NAICS-22 Non-Cogen | PV | SUN | SUN | ISNE | 35855 | 4054 | 2021
Vintage2012 | solar pv | TRUE | 57990 | N | . | Shrewsbury Solar | Consolidated Edison Development Inc. | 56769 | MA | NEW | NPCC |  | 22 | 2 | NAICS-22 Non-Cogen | PV | SUN | SUN | ISNE | 36614 | 4140 | 2021
Vintage2012 | onshore wind | TRUE | 57991 | N | . | Highland North Wind Farm | Longroad Energy Services 2 | 63800 | PA | MAT | RFC |  | 22 | 2 | NAICS-22 Non-Cogen | WT | WND | WND | PJM | 1527455 | 172711 | 2021
Vintage2012 | solar pv | TRUE | 57992 | N | . | Boston Scientific Solar | Consolidated Edison Solutions Inc | 57365 | MA | NEW | NPCC |  | 22 | 2 | NAICS-22 Non-Cogen | PV | SUN | SUN | ISNE | 13044 | 1475 | 2021
Vintage2014 | solar pv | TRUE | 57993 | N | . | Desert Sunlight 300, LLC | NextEra Energy Desert Sunlight 300, LLC | 58289 | CA | PACC | WECC |  | 22 | 2 | NAICS-22 Non-Cogen | PV | SUN | SUN | CISO | 6158494 | 696347 | 2021
Vintage2013 | solar pv | FALSE | 57994 | N | . | Apple Data Center PV | Apple, Inc | 57369 | NC | SAT | SERC |  | 518 | 4 | Commercial NAICS Non-Cogen | PV | SUN | SUN | DUK | 348154 | 39366 | 2021
Vintage2012 | onshore wind | TRUE | 57995 | N | . | NaturEner Rim Rock Energy | NaturEner Rim Rock Energy LLC | 57370 | MT | MTN | WECC |  | 22 | 2 | NAICS-22 Non-Cogen | WT | WND | WND | WWA | 5703938 | 644950 | 2021
| other | FALSE | 57996 | N | . | Auwahi Wind Energy Hybrid | Auwahi Wind Energy LLC | 57372 | HI | PACN |  |  | 22 | 2 | NAICS-22 Non-Cogen | BA | MWH | OTH |  | 0 | -190 | 2021
Vintage2012 | onshore wind | TRUE | 57996 | N | . | Auwahi Wind Energy Hybrid | Auwahi Wind Energy LLC | 57372 | HI | PACN |  |  | 22 | 2 | NAICS-22 Non-Cogen | WT | WND | WND |  | 862573 | 97532 | 2021
Vintage2013 | solar pv | TRUE | 57997 | N | . | Foothills Solar Plant Hybrid | Arizona Public Service Co | 803 | AZ | MTN | WECC |  | 22 | 1 | Electric Utility | PV | SUN | SUN | AZPS | 922243 | 104279 | 2021
Vintage2012 | onshore wind | TRUE | 57998 | N | . | Twin Ridges Wind Farm | Longroad Energy Services 2 | 63800 | PA | MAT | RFC |  | 22 | 2 | NAICS-22 Non-Cogen | WT | WND | WND | PJM | 3611059 | 408306 | 2021
Vintage2012 | onshore wind | TRUE | 57999 | N | . | Patton Wind Farm | Longroad Energy Services 2 | 63800 | PA | MAT | RFC |  | 22 | 2 | NAICS-22 Non-Cogen | WT | WND | WND | PJM | 678078 | 76671 | 2021
Vintage2012 | onshore wind | TRUE | 58000 | N | . | Anacacho Wind Farm, LLC | RWE Renewables Americas LLC | 56215 | TX | WSC | TRE |  | 22 | 2 | NAICS-22 Non-Cogen | WT | WND | WND | ERCO | 2792404 | 315740 | 2021
Vintage2015 | natural gas combined cycle | TRUE | 58001 | N | . | Panda Temple Power Station | PPG - O&M Panda Temple Power LLC | 57377 | TX | WSC | TRE |  | 22 | 2 | NAICS-22 Non-Cogen | CA | NG | NG | ERCO | 2320844 | 2341112 | 2021
Vintage2015 | natural gas combined cycle | TRUE | 58001 | N | . | Panda Temple Power Station | PPG - O&M Panda Temple Power LLC | 57377 | TX | WSC | TRE |  | 22 | 2 | NAICS-22 Non-Cogen | CT | NG | NG | ERCO | 39182113 | 3359969 | 2021
Vintage2012 | solar pv | TRUE | 58002 | N | . | Alpaugh North | Consolidated Edison Development Inc. | 56769 | CA | PACC | WECC |  | 22 | 2 | NAICS-22 Non-Cogen | PV | SUN | SUN | CISO | 385555 | 43595 | 2021
Vintage2012 | solar pv | TRUE | 58003 | N | . | Alpaugh 50 | Consolidated Edison Development Inc. | 56769 | CA | PACC | WECC |  | 22 | 2 | NAICS-22 Non-Cogen | PV | SUN | SUN | CISO | 992881 | 112266 | 2021
Vintage2012 | onshore wind | TRUE | 58004 | N | . | Granite Reliable Power | NexteraEnergy | 64421 | NH | NEW | NPCC |  | 22 | 2 | NAICS-22 Non-Cogen | WT | WND | WND | ISNE | 1994871 | 225562 | 2021
Vintage2014 | natural gas combined cycle | TRUE | 58005 | N | . | Panda Sherman Power Station | PPG - O&M Panda Sherman Power LLC | 57379 | TX | WSC | TRE |  | 22 | 2 | NAICS-22 Non-Cogen | CA | NG | NG | ERCO | 1390876 | 984760 | 2021
Vintage2014 | natural gas combined cycle | TRUE | 58005 | N | . | Panda Sherman Power Station | PPG - O&M Panda Sherman Power LLC | 57379 | TX | WSC | TRE |  | 22 | 2 | NAICS-22 Non-Cogen | CT | NG | NG | ERCO | 15278948 | 1314886 | 2021
Vintage2012 | solar pv | TRUE | 58006 | N | . | Salt Palace Solar Gen Plant | Wasatch View Solar LLC | 57383 | UT | MTN | WECC |  | 22 | 2 | NAICS-22 Non-Cogen | PV | SUN | SUN | PACE | 19420 | 2195.82 | 2021
| biomass | FALSE | 58007 | N | . | Brea Expansion Plant | Brea Power II | 57384 | CA | PACC | WECC |  | 22 | 2 | NAICS-22 Non-Cogen | CA | LFG | MLG | CISO | 0 | 67648.77 | 2021
Vintage2012 | biomass | TRUE | 58007 | N | . | Brea Expansion Plant | Brea Power II | 57384 | CA | PACC | WECC |  | 22 | 2 | NAICS-22 Non-Cogen | CT | LFG | MLG | CISO | 2343977 | 179604.23 | 2021
Vintage2012 | onshore wind | TRUE | 58008 | N | . | California Ridge Wind Energy LLC | SunEdison LLC | 59139 | IL | ENC | SERC |  | 22 | 2 | NAICS-22 Non-Cogen | WT | WND | WND | MISO | 6910136 | 781336 | 2021
Vintage2012 | solar pv | TRUE | 58009 | N | . | SunE CPS3 LLC | SunE CPS3 LLC | 57386 | TX | WSC | TRE |  | 22 | 2 | NAICS-22 Non-Cogen | PV | SUN | SUN | ERCO | 114051 | 12896 | 2021
Vintage2012 | solar pv | TRUE | 58010 | N | . | WSMR I | Siemens Government Technologies Inc | 57390 | NM | MTN | WECC |  | 22 | 2 | NAICS-22 Non-Cogen | PV | SUN | SUN | EPE | 53675 | 6069 | 2021
Vintage2021 | solar pv | FALSE | 58011 | N | . | IKEA Savannah 490 | IKEA Property Inc | 57389 | GA | SAT | SERC |  | 53 | 4 | Commercial NAICS Non-Cogen | PV | SUN | SUN | SOCO | 15063 | 1703 | 2021
Vintage2012 | solar pv | FALSE | 58012 | N | . | IKEA Tampa 042 | IKEA Property Inc | 57389 | FL | SAT | SERC |  | 53 | 4 | Commercial NAICS Non-Cogen | PV | SUN | SUN | TEC | 11798 | 1334 | 2021
Vintage2012 | solar pv | FALSE | 58013 | N | . | IKEA Round Rock 027 | IKEA Property Inc | 57389 | TX | WSC | TRE |  | 53 | 4 | Commercial NAICS Non-Cogen | PV | SUN | SUN | ERCO | 4245 | 480 | 2021
Vintage2013 | solar pv | FALSE | 58014 | N | . | IKEA Perryville 460 | IKEA Property Inc | 57389 | MD | SAT | RFC |  | 53 | 4 | Commercial NAICS Non-Cogen | PV | SUN | SUN | PJM | 38125 | 4311 | 2021
Vintage2021 | solar pv | FALSE | 58015 | N | . | IKEA College Park 411 | IKEA Property Inc | 57389 | MD | SAT | RFC |  | 53 | 4 | Commercial NAICS Non-Cogen | PV | SUN | SUN | PJM | 8154 | 922 | 2021
Vintage2013 | solar pv | FALSE | 58016 | N | . | IKEA Westhampton 061 | IKEA Property Inc | 57389 | NJ | MAT | RFC |  | 53 | 4 | Commercial NAICS Non-Cogen | PV | SUN | SUN | PJM | 19307 | 2183 | 2021
Vintage2015 | solar pv | TRUE | 58017 | N | . | Copper Mountain Solar 2 | Consolidated Edison Development Inc. | 56769 | NV | MTN | WECC |  | 22 | 2 | NAICS-22 Non-Cogen | PV | SUN | SUN | CISO | 3159182 | 357212 | 2021
Vintage2012 | onshore wind | TRUE | 58018 | N | . | Shooting Star | Shooting Star Power Partners, LLC | 57395 | KS | WNC | MRO |  | 22 | 2 | NAICS-22 Non-Cogen | WT | WND | WND | SWPP | 3801673 | 429859 | 2021
Vintage2012 | onshore wind | TRUE | 58019 | N | . | High Mesa | High Mesa Energy, LLC | 57396 | ID | MTN | WECC |  | 22 | 2 | NAICS-22 Non-Cogen | WT | WND | WND | IPCO | 828241 | 93650 | 2021
Vintage2012 | onshore wind | TRUE | 58020 | N | . | Beebe 1A | Beebe Renewable Energy, LLC | 57397 | MI | ENC | RFC |  | 22 | 2 | NAICS-22 Non-Cogen | WT | WND | WND | MISO | 1698030 | 191998 | 2021
Vintage2012 | onshore wind | TRUE | 58021 | N | . | Whitetail | Whitetail Wind Energy, LLC | 57398 | TX | WSC | TRE |  | 22 | 2 | NAICS-22 Non-Cogen | WT | WND | WND | ERCO | 2087200 | 236002 | 2021
Vintage2012 | geothermal | TRUE | 58022 | N | . | Neal Hot Springs Geothermal Project | US Geothermal Inc. | 50147 | OR | PACC | WECC |  | 22 | 2 | NAICS-22 Non-Cogen | BT | GEO | GEO | IPCO | 1617045 | 182841 | 2021
Vintage2011 | biomass | TRUE | 58024 | N | . | St Joseph Landfill Generating Station | Evergy Missouri West | 56211 | MO | WNC | MRO |  | 22 | 1 | Electric Utility | IC | LFG | MLG | SWPP | 118983 | 11088 | 2021
Vintage2011 | onshore wind | FALSE | 58025 | N | . | Mt Wachusett Community College | Mt Wachusett Community College | 57401 | MA | NEW | NPCC |  | 611 | 4 | Commercial NAICS Non-Cogen | WT | WND | WND | ISNE | 41949 | 4743.09 | 2021
Vintage2011 | onshore wind | TRUE | 58026 | N | . | Spruce Mountain WInd | Spruce Mountain Wind LLC | 57402 | ME | NEW | NPCC |  | 22 | 2 | NAICS-22 Non-Cogen | WT | WND | WND | ISNE | 510458 | 57718 | 2021
Vintage2012 | solar pv | TRUE | 58027 | N | . | SunE CPS2 LLC | SunE CPS2 LLC | 57403 | TX | WSC | TRE |  | 22 | 2 | NAICS-22 Non-Cogen | PV | SUN | SUN | ERCO | 108409 | 12258 | 2021
Vintage2011 | solar pv | FALSE | 58028 | N | . | IKEA Tejon 345 | IKEA Property Inc | 57389 | CA | PACC | WECC |  | 53 | 4 | Commercial NAICS Non-Cogen | PV | SUN | SUN | CISO | 24401 | 2759 | 2021
Vintage2011 | solar pv | TRUE | 58029 | N | . | Constellation New Energy Inc | Constellation Solar Federal LLC | 57311 | NJ | MAT | RFC |  | 22 | 2 | NAICS-22 Non-Cogen | PV | SUN | SUN | PJM | 52243 | 5907 | 2021
Vintage2012 | solar pv | TRUE | 58030 | N | . | Reeves Station Rd East | NJR Clean Energy Ventures Corporation | 56990 | NJ | MAT | RFC |  | 22 | 2 | NAICS-22 Non-Cogen | PV | SUN | SUN | PJM | 77880 | 8806 | 2021
Vintage2012 | solar pv | TRUE | 58032 | N | . | Padelford Solar | Consolidated Edison Solutions Inc | 57365 | MA | NEW | NPCC |  | 22 | 2 | NAICS-22 Non-Cogen | PV | SUN | SUN | ISNE | 25444 | 2877 | 2021
Vintage2012 | solar pv | TRUE | 58034 | N | . | Nickel 1 Solar Facility | Altus Power America Management, LLC | 60281 | CA | PACC | WECC |  | 22 | 2 | NAICS-22 Non-Cogen | PV | SUN | SUN | CISO | 20074 | 2270 | 2021
Vintage2016 | offshore wind | TRUE | 58035 | N | . | Block Island Wind Farm | Deepwater Wind Block Island LLC | 57406 | RI | NEW | NPCC |  | 22 | 2 | NAICS-22 Non-Cogen | WS | WND | WND | ISNE | 744735 | 84208 | 2021
Vintage2011 | solar pv | TRUE | 58036 | N | . | Riverside Renewable Energy LLC | Riverside Renewable Energy | 57407 | NJ | MAT | RFC |  | 22 | 2 | NAICS-22 Non-Cogen | PV | SUN | SUN | PJM | 85581 | 9677 | 2021
Vintage2011 | solar pv | TRUE | 58037 | N | . | Buckeye Union HS District 201 | Constellation Solar Arizona LLC | 57408 | AZ | MTN | WECC |  | 22 | 2 | NAICS-22 Non-Cogen | PV | SUN | SUN | AZPS | 62465 | 7063 | 2021
Vintage2011 | onshore wind | TRUE | 58038 | N | . | Buffalo Center Wind LLC | Buffalo Center Wind LLC | 57409 | IA | WNC | MRO |  | 22 | 2 | NAICS-22 Non-Cogen | WT | WND | WND | MISO | 45175 | 5108 | 2021
Vintage2012 | solar pv | TRUE | 58039 | N | . | Axium Modesto Solar | Axium US Solar Holdings LLC | 60898 | CA | PACC | WECC |  | 22 | 2 | NAICS-22 Non-Cogen | PV | SUN | SUN | CISO | 550619 | 62259 | 2021
Vintage2011 | solar pv | FALSE | 58040 | N | . | United Stationers Supply Solar Electric | CVI CleanCapital Solar 4 LLC | 63068 | NJ | MAT | RFC |  | 421 | 4 | Commercial NAICS Non-Cogen | PV | SUN | SUN | PJM | 34483 | 3899 | 2021
Vintage2016 | onshore wind | TRUE | 58041 | N | . | Chisholm View Wind Project | Chisholm View Wind Project | 57412 | OK | WSC | MRO |  | 22 | 2 | NAICS-22 Non-Cogen | WT | WND | WND | SWPP | 8901529 | 1006505 | 2021
Vintage2012 | solar pv | TRUE | 58042 | N | . | Black Mountain Solar LLC | Black Mountain Solar LLC | 57413 | AZ | MTN | WECC |  | 22 | 2 | NAICS-22 Non-Cogen | PV | SUN | SUN | AZPS | 180275 | 20384 | 2021
| petroleum | FALSE | 58043 | N | . | Lilly Technical Center | Eli Lilly and Company | 57414 | IN | ENC | RFC |  | 325 | 6 | Industrial NAICS Non-Cogen | IC | DFO | DFO | MISO | 192 | 0 | 2021
Vintage2012 | onshore wind | TRUE | 58044 | N | . | Anchor Wind, LLC | Acciona Energy USA Global, LLC | 57416 | IA | WNC | MRO |  | 22 | 2 | NAICS-22 Non-Cogen | WT | WND | WND | MISO | 130777 | 14787 | 2021
Vintage2012 | onshore wind | TRUE | 58045 | N | . | Community Wind South | Greenbacker Renewable Energy Corporation | 60025 | MN | WNC | MRO |  | 22 | 2 | NAICS-22 Non-Cogen | WT | WND | WND | MISO | 666148 | 75322 | 2021
| petroleum | FALSE | 58046 | N | . | Works 53 | PPG Ind Fiber Glass Prdcts Inc | 57422 | NC | SAT | SERC |  | 327 | 6 | Industrial NAICS Non-Cogen | IC | DFO | DFO | DUK | 0 | 0 | 2021
| petroleum | FALSE | 58047 | N | . | PPG Monroeville Chemicals Center | PPG Monroeville Chemicals Center | 57423 | PA | MAT | RFC |  | 541 | 4 | Commercial NAICS Non-Cogen | IC | DFO | DFO | PJM | 19 | 0 | 2021
Vintage2012 | onshore wind | TRUE | 58048 | N | . | BayWa r.e Mozart LLC | BayWa r.e Wind LLC | 57421 | TX | WSC | TRE |  | 22 | 2 | NAICS-22 Non-Cogen | WT | WND | WND | ERCO | 519434 | 58733 | 2021
Vintage2011 | solar pv | FALSE | 58049 | N | . | Jordache Enterprises Solar | Jordache Enterprises | 57420 | NJ | MAT | NPCC |  | 493 | 4 | Commercial NAICS Non-Cogen | PV | SUN | SUN | PJM | 1148 | 130 | 2021
Vintage1996 | petroleum | FALSE | 58051 | N | . | Vitro Architectural Glass (PA) | Vitro Architectural Glass (PA) | 57425 | PA | MAT | RFC |  | 327 | 6 | Industrial NAICS Non-Cogen | IC | DFO | DFO | PJM | 996 | 82.32 | 2021
| petroleum | FALSE | 58052 | Y | . | Battle Creek Mill | RockTenn-Battle Creek Mill | 57427 | MI | ENC | RFC |  | 32213 | 7 | Industrial NAICS Cogen | ST | DFO | DFO | MISO | 0 | 0 | 2021
Vintage2000 | natural gas steam turbine | FALSE | 58052 | Y | . | Battle Creek Mill | RockTenn-Battle Creek Mill | 57427 | MI | ENC | RFC |  | 32213 | 7 | Industrial NAICS Cogen | ST | NG | NG | MISO | 24964 | 6512 | 2021
| petroleum | FALSE | 58053 | N | . | Vitro Flat Glass LLC | Vitro Flat Glass LLC | 60608 | CA | PACC | WECC |  | 339 | 6 | Industrial NAICS Non-Cogen | IC | DFO | DFO | CISO | 0 | 0 | 2021
Vintage0 | petroleum | FALSE | 58054 | N | . | Burgess BioPower | Berlin Station, LLC | 57430 | NH | NEW | NPCC |  | 22 | 2 | NAICS-22 Non-Cogen | ST | DFO | DFO | ISNE | 2131 | 158.589 | 2021
Vintage2013 | biomass | TRUE | 58054 | N | . | Burgess BioPower | Berlin Station, LLC | 57430 | NH | NEW | NPCC |  | 22 | 2 | NAICS-22 Non-Cogen | ST | WDS | WWW | ISNE | 7267572 | 540477.41 | 2021
| natural gas peaker | FALSE | 58056 | N | . | Irwindale Brew Yard, LLC | Irwindale Brew Yard, LLC | 63952 | CA | PACC | WECC |  | 312 | 6 | Industrial NAICS Non-Cogen | GT | NG | NG | CISO | 0 | 0 | 2021
| biomass | FALSE | 58056 | N | . | Irwindale Brew Yard, LLC | Irwindale Brew Yard, LLC | 63952 | CA | PACC | WECC |  | 312 | 6 | Industrial NAICS Non-Cogen | IC | OBG | ORW | CISO | 0 | 0 | 2021
| solar pv | FALSE | 58056 | N | . | Irwindale Brew Yard, LLC | Irwindale Brew Yard, LLC | 63952 | CA | PACC | WECC |  | 312 | 6 | Industrial NAICS Non-Cogen | PV | SUN | SUN | CISO | 0 | 0 | 2021
Vintage2012 | biomass | TRUE | 58057 | N | . | Molson Coors Shenandoah Brewery | Molson Coors Shenandoah Brewery | 57436 | VA | SAT | SERC |  | 312 | 6 | Industrial NAICS Non-Cogen | GT | OBG | ORW | PJM | 54723 | 5830 | 2021
Vintage2011 | biomass | TRUE | 58061 | N | . | Decatur-Morgan Co LFG Recovery Project | EDL Inc | 55858 | AL | ESC | SERC |  | 22 | 2 | NAICS-22 Non-Cogen | IC | LFG | MLG | TVA | 136474 | 13380 | 2021
Vintage2012 | solar pv | TRUE | 58062 | N | . | Imperial Valley Solar Company 1 LLC | Imperial Irrigation District | 9216 | CA | PACC | WECC |  | 22 | 1 | Electric Utility | PV | SUN | SUN | IID | 296999 | 33582 | 2021
| hard coal | FALSE | 58063 | Y | . | SABIC Innovative Plastics Mt. Vernon | SABIC IP Mt. Vernon, LLC | 57440 | IN | ENC | RFC |  | 325211 | 7 | Industrial NAICS Cogen | GT | BIT | COL | MISO | 0 | 0 | 2021
Vintage2017 | natural gas peaker | FALSE | 58063 | Y | . | SABIC Innovative Plastics Mt. Vernon | SABIC IP Mt. Vernon, LLC | 57440 | IN | ENC | RFC |  | 325211 | 7 | Industrial NAICS Cogen | GT | NG | NG | MISO | 5910050 | 515099 | 2021
Vintage2012 | solar pv | FALSE | 58064 | N | . | Laredo Bus Facility Solar Canopies | MARTA | 57441 | GA | SAT | SERC |  | 485 | 4 | Commercial NAICS Non-Cogen | PV | SUN | SUN | SOCO | 2070 | 234 | 2021
Vintage2011 | onshore wind | TRUE | 58065 | N | . | Charlestown Wind Turbine | MWRA Charlestown | 57443 | MA | NEW | NPCC |  | 22 | 2 | NAICS-22 Non-Cogen | WT | WND | WND | ISNE | 14646 | 1656 | 2021
| hard coal | FALSE | 58066 | Y | . | PCA, Filer City Mill | PCA, Filer City Mill | 57442 | MI | ENC | RFC |  | 322 | 7 | Industrial NAICS Cogen | ST | BIT | COL | MISO | 0 | 0 | 2021
Vintage1950 | natural gas steam turbine | FALSE | 58066 | Y | . | PCA, Filer City Mill | PCA, Filer City Mill | 57442 | MI | ENC | RFC |  | 322 | 7 | Industrial NAICS Cogen | ST | NG | NG | MISO | 1009354 | 88746.329 | 2021
Vintage0 | biomass | FALSE | 58066 | Y | . | PCA, Filer City Mill | PCA, Filer City Mill | 57442 | MI | ENC | RFC |  | 322 | 7 | Industrial NAICS Cogen | ST | OBG | ORW | MISO | 10824 | 951.671 | 2021
Vintage2012 | solar pv | TRUE | 58068 | N | . | SunE CPS1 LLC | SunE CPS1 LLC | 57419 | TX | WSC | TRE |  | 22 | 2 | NAICS-22 Non-Cogen | PV | SUN | SUN | ERCO | 103882 | 11746 | 2021
| natural gas steam turbine | FALSE | 58069 | Y | . | PRSI FCC Generator | Pasadena Refining System Inc | 57445 | TX | WSC | TRE |  | 32411 | 7 | Industrial NAICS Cogen | ST | NG | NG | ERCO | 0 | 0 | 2021
| petroleum | FALSE | 58069 | Y | . | PRSI FCC Generator | Pasadena Refining System Inc | 57445 | TX | WSC | TRE |  | 32411 | 7 | Industrial NAICS Cogen | ST | PC | PC | ERCO | 0 | 0 | 2021
| petroleum | FALSE | 58069 | Y | . | PRSI FCC Generator | Pasadena Refining System Inc | 57445 | TX | WSC | TRE |  | 32411 | 7 | Industrial NAICS Cogen | ST | RFO | RFO | ERCO | 0 | 0 | 2021
Vintage2012 | solar pv | TRUE | 58070 | N | . | Mercer Mall | FRIT Solar Inc | 57446 | NJ | MAT | RFC |  | 22 | 2 | NAICS-22 Non-Cogen | PV | SUN | SUN | PJM | 9102 | 1029 | 2021
Vintage2011 | onshore wind | TRUE | 58071 | N | . | Windwalkers LLC | Consolidated Edison Development Inc. | 56769 | IA | WNC | MRO |  | 22 | 2 | NAICS-22 Non-Cogen | WT | WND | WND | MISO | 36322 | 4107 | 2021
Vintage2012 | solar pv | TRUE | 58073 | N | . | SEPV 1 | CleanCapital | 62060 | CA | PACC | WECC |  | 22 | 2 | NAICS-22 Non-Cogen | PV | SUN | SUN | CISO | 25676 | 2903 | 2021
Vintage2012 | solar pv | TRUE | 58074 | N | . | SEPV 2 | CleanCapital | 62060 | CA | PACC | WECC |  | 22 | 2 | NAICS-22 Non-Cogen | PV | SUN | SUN | CISO | 33820 | 3824 | 2021
Vintage1996 | natural gas peaker | FALSE | 58075 | Y | . | El Dorado Refinery | Frontier El Dorado Refinery LLC | 57448 | KS | WNC | MRO |  | 32411 | 7 | Industrial NAICS Cogen | GT | NG | NG | SWPP | 1227054 | 204413.3 | 2021
Vintage2011 | solar pv | TRUE | 58076 | N | . | Edwards Air Force Base | Ahana Renewables, LLC | 59622 | CA | PACC | WECC |  | 22 | 2 | NAICS-22 Non-Cogen | PV | SUN | SUN | CISO | 14929 | 1688 | 2021
Vintage2012 | onshore wind | TRUE | 58078 | N | . | Rocky Ridge Wind Project | Rocky Ridge Wind Project LLC | 57451 | OK | WSC | MRO |  | 22 | 2 | NAICS-22 Non-Cogen | WT | WND | WND | SWPP | 5218915 | 590108 | 2021
Vintage2015 | natural gas combined cycle | TRUE | 58079 | N | . | Newark Energy Center | Newark Energy Center, LLC | 57457 | NJ | MAT | RFC |  | 22 | 2 | NAICS-22 Non-Cogen | CA | NG | NG | PJM | 405456 | 1537506 | 2021
Vintage2015 | natural gas combined cycle | TRUE | 58079 | N | . | Newark Energy Center | Newark Energy Center, LLC | 57457 | NJ | MAT | RFC |  | 22 | 2 | NAICS-22 Non-Cogen | CT | NG | NG | PJM | 29142249 | 2735611 | 2021
Vintage2008 | onshore wind | TRUE | 58080 | N | . | Wolf Ridge Wind | NextEra Wolf Ridge LLC | 57460 | TX | WSC | TRE |  | 22 | 2 | NAICS-22 Non-Cogen | WT | WND | WND | ERCO | 3292824 | 372323 | 2021
Vintage1947 | natural gas steam turbine | FALSE | 58081 | Y | . | Western Sugar Coop- Ft Morgan | Western Sugar Cooperative | 57315 | CO | MTN | WECC |  | 311 | 7 | Industrial NAICS Cogen | ST | NG | NG | PSCO | 51307 | 11278 | 2021
| hard coal | FALSE | 58081 | Y | . | Western Sugar Coop- Ft Morgan | Western Sugar Cooperative | 57315 | CO | MTN | WECC |  | 311 | 7 | Industrial NAICS Cogen | ST | SUB | COL | PSCO | 0 | 0 | 2021
Vintage2012 | solar pv | TRUE | 58082 | N | . | AMP Napoleon Solar Facility | American Mun Power-Ohio, Inc | 40577 | OH | ENC | RFC |  | 22 | 1 | Electric Utility | PV | SUN | SUN | PJM | 43663 | 4937 | 2021
Vintage2008 | natural gas combined cycle | FALSE | 58084 | Y | . | Kimberly Clark-Unit 1,2,3 | Kimberly-Clark Corporation | 57464 | CT | NEW | NPCC |  | 322 | 7 | Industrial NAICS Cogen | CA | NG | NG | ISNE | 153 | 13071 | 2021
Vintage2008 | natural gas combined cycle | FALSE | 58084 | Y | . | Kimberly Clark-Unit 1,2,3 | Kimberly-Clark Corporation | 57464 | CT | NEW | NPCC |  | 322 | 7 | Industrial NAICS Cogen | CT | NG | NG | ISNE | 615102 | 112167 | 2021
Vintage2008 | natural gas peaker | FALSE | 58084 | Y | . | Kimberly Clark-Unit 1,2,3 | Kimberly-Clark Corporation | 57464 | CT | NEW | NPCC |  | 322 | 7 | Industrial NAICS Cogen | GT | NG | NG | ISNE | 560682 | 114124 | 2021
Vintage2010 | solar pv | TRUE | 58086 | N | . | Intel Folsom | Tesla Inc. | 60947 | CA | PACC | WECC |  | 22 | 2 | NAICS-22 Non-Cogen | PV | SUN | SUN | BANC | 12549 | 1419 | 2021
Vintage2013 | onshore wind | TRUE | 58088 | N | . | Stony Creek Wind Farm NY | Invenergy Services LLC | 49893 | NY | MAT | NPCC |  | 22 | 2 | NAICS-22 Non-Cogen | WT | WND | WND | NYIS | 2173706 | 245783 | 2021
Vintage2011 | onshore wind | TRUE | 58089 | N | . | Roeder Family Wind Farm LLC | Consolidated Edison Development Inc. | 56769 | IA | WNC | MRO |  | 22 | 2 | NAICS-22 Non-Cogen | WT | WND | WND | MISO | 44026 | 4978 | 2021
Vintage2013 | solar pv | FALSE | 58090 | N | . | Middlesex Apple Orchard Solar | CVI CleanCapital Solar 4 LLC | 63068 | NJ | MAT | RFC |  | 92214 | 4 | Commercial NAICS Non-Cogen | PV | SUN | SUN | PJM | 61077 | 6906 | 2021
Vintage2012 | solar pv | TRUE | 58091 | N | . | Keystone Solar | Keystone Solar, LLC | 57465 | PA | MAT | RFC |  | 22 | 2 | NAICS-22 Non-Cogen | PV | SUN | SUN | PJM | 66338 | 7501 | 2021
Vintage2010 | solar pv | TRUE | 58093 | N | . | BBB Corporate Headquarters | Bed Bath & Beyond | 57474 | NJ | MAT | RFC |  | 22 | 2 | NAICS-22 Non-Cogen | PV | SUN | SUN | PJM | 10153 | 1148 | 2021
Vintage2012 | solar pv | TRUE | 58095 | N | . | Harmon DC Totowa NJ | Bed Bath & Beyond | 57474 | NJ | MAT | RFC |  | 22 | 2 | NAICS-22 Non-Cogen | PV | SUN | SUN | PJM | 15203 | 1719 | 2021
Vintage2011 | solar pv | FALSE | 58096 | N | . | Bed Bath & Beyond DC Port Reading NJ | Bed Bath & Beyond | 57474 | NJ | MAT | RFC |  | 441 | 4 | Commercial NAICS Non-Cogen | PV | SUN | SUN | PJM | 18668 | 2111 | 2021
Vintage2014 | solar pv | TRUE | 58097 | N | . | Green Meadows | Altus Power America Management, LLC | 60281 | MA | NEW | NPCC |  | 22 | 2 | NAICS-22 Non-Cogen | PV | SUN | SUN | ISNE | 45881 | 5188 | 2021
Vintage2017 | onshore wind | TRUE | 58098 | N | . | El Cabo Wind | Avangrid Renewables LLC | 15399 | NM | MTN | WECC |  | 22 | 2 | NAICS-22 Non-Cogen | WT | WND | WND | PNM | 10681023 | 1207714 | 2021
Vintage2019 | onshore wind | TRUE | 58099 | N | . | Montague Wind Power Facility LLC | Avangrid Renewables LLC | 15399 | OR | PACC | WECC |  | 22 | 2 | NAICS-22 Non-Cogen | WT | WND | WND | AVRN | 4675283 | 528639 | 2021
Vintage2002 | natural gas peaker | FALSE | 58100 | N | . | Kern Oil & Refining Co | Kern Oil & Refining Co | 57477 | CA | PACC | WECC |  | 32411 | 6 | Industrial NAICS Non-Cogen | GT | NG | NG | CISO | 468436 | 34580 | 2021
Vintage2012 | onshore wind | TRUE | 58101 | N | . | Foundation Cemex River Plant | Foundation CA Fund VI Manager LLC | 57476 | CA | PACC | WECC |  | 22 | 2 | NAICS-22 Non-Cogen | WT | WND | WND | CISO | 28787 | 3255 | 2021
Vintage2012 | onshore wind | TRUE | 58102 | N | . | Foundation Cemex BMQ | Foundation CA Fund VI Manager LLC | 57476 | CA | PACC | WECC |  | 22 | 2 | NAICS-22 Non-Cogen | WT | WND | WND | CISO | 33253 | 3760 | 2021
Vintage2012 | onshore wind | TRUE | 58103 | N | . | Heritage Garden Wind Farm I LLC | DTE Sustainable Generation | 64331 | MI | ENC | RFC |  | 22 | 2 | NAICS-22 Non-Cogen | WT | WND | WND | MISO | 596959 | 67499 | 2021
Vintage2012 | onshore wind | FALSE | 58104 | N | . | Foundation Superior Farms | Foundation CA Fund VI Manager LLC | 57476 | CA | PACC | WECC |  | 311 | 6 | Industrial NAICS Non-Cogen | WT | WND | WND | CISO | 13044 | 1475 | 2021
Vintage2012 | onshore wind | FALSE | 58105 | N | . | Foundation Wal-Mart Red Bluff | Foundation CA Fund VI Manager LLC | 57476 | CA | PACC | WECC |  | 421 | 4 | Commercial NAICS Non-Cogen | WT | WND | WND | CISO | 15531 | 1756 | 2021
Vintage2012 | onshore wind | TRUE | 58106 | N | . | Meadow Creek Project Company | Ridgeline Energy LLC | 57075 | ID | MTN | WECC |  | 22 | 2 | NAICS-22 Non-Cogen | WT | WND | WND | PACE | 2700039 | 305296 | 2021
| biomass | FALSE | 58109 | Y | . | Georgia-Pacific Toledo Mill | Georgia-Pacific Toledo LLC | 57492 | OR | PACC | WECC |  | 32213 | 7 | Industrial NAICS Cogen | ST | BLQ | WWW | BPAT | 235924 | 0 | 2021
| natural gas steam turbine | FALSE | 58109 | Y | . | Georgia-Pacific Toledo Mill | Georgia-Pacific Toledo LLC | 57492 | OR | PACC | WECC |  | 32213 | 7 | Industrial NAICS Cogen | ST | NG | NG | BPAT | 179014 | 0 | 2021
Vintage2012 | other | TRUE | 58110 | N | . | Brookside Newark | Diamond State Generation Partners, LLC | 57485 | DE | SAT | RFC |  | 22 | 2 | NAICS-22 Non-Cogen | FC | NG | NG | PJM | 137610 | 20868 | 2021
Vintage2012 | onshore wind | TRUE | 58111 | N | . | Bishop Hill II Wind Farm | Bishop Hill Energy II, LLC | 59870 | IL | ENC | SERC |  | 22 | 2 | NAICS-22 Non-Cogen | WT | WND | WND | MISO | 2504275 | 283161 | 2021
Vintage2012 | onshore wind | TRUE | 58112 | N | . | Foundation Cemex Madison | Foundation CA Fund V Manager, LLC | 57484 | CA | PACC | WECC |  | 22 | 2 | NAICS-22 Non-Cogen | WT | WND | WND | CISO | 14781 | 1671 | 2021
Vintage2012 | onshore wind | TRUE | 58113 | N | . | Foundation RRM | Foundation CA Fund V Manager, LLC | 57484 | CA | PACC | WECC |  | 22 | 2 | NAICS-22 Non-Cogen | WT | WND | WND | CISO | 85169 | 9630 | 2021
Vintage2018 | onshore wind | TRUE | 58114 | N | . | Foundation NWNA | Foundation CA Fund V Manager, LLC | 57484 | CA | PACC | WECC |  | 22 | 2 | NAICS-22 Non-Cogen | WT | WND | WND | CISO | 215210 | 24334 | 2021
Vintage2009 | natural gas peaker | FALSE | 58116 | N | . | Cellu Tissue | Dunn Paper East Hartford, LLC | 60642 | CT | NEW | NPCC |  | 322 | 6 | Industrial NAICS Non-Cogen | IC | NG | NG | ISNE | 116422 | 10778 | 2021
Vintage2006 | natural gas peaker | FALSE | 58117 | N | . | TNSG South Plant | TDX North Slope Generating Inc. | 57494 | AK | PACN |  |  | 22 | 1 | Electric Utility | IC | NG | NG |  | 929 | -375 | 2021
Vintage2012 | solar pv | TRUE | 58118 | N | . | La Joya Del Sol | CleanCapital | 62060 | CA | PACC | WECC |  | 22 | 2 | NAICS-22 Non-Cogen | PV | SUN | SUN | CISO | 7641 | 864 | 2021
Vintage2010 | solar pv | TRUE | 58119 | N | . | Depot Park Solar System | Depot Park Solar Farm | 62034 | CA | PACC | WECC |  | 22 | 2 | NAICS-22 Non-Cogen | PV | SUN | SUN | BANC | 38198 | 4319 | 2021
Vintage2016 | onshore wind | TRUE | 58121 | N | . | Echo Wind Park | DTE Electric Company | 5109 | MI | ENC | RFC |  | 22 | 1 | Electric Utility | WT | WND | WND | MISO | 3292622 | 372300 | 2021
Vintage2013 | natural gas peaker | TRUE | 58122 | N | . | Delano Energy Center | Wellhead Services, Inc | 20323 | CA | PACC | WECC |  | 22 | 2 | NAICS-22 Non-Cogen | GT | NG | NG | CISO | 120727 | 11143.001 | 2021
Vintage2012 | solar pv | TRUE | 58123 | N | . | Wakefern Food Corp | NJR Clean Energy Ventures Corporation | 56990 | NJ | MAT | RFC |  | 22 | 2 | NAICS-22 Non-Cogen | PV | SUN | SUN | PJM | 23984 | 2712 | 2021
Vintage0 | natural gas steam turbine | FALSE | 58124 | Y | . | Rothschild Biomass Cogen Facility | Wisconsin Electric Power Co | 20847 | WI | ENC | RFC |  | 22 | 1 | Electric Utility | ST | NG | NG | MISO | 20107 | 2736.141 | 2021
Vintage2013 | biomass | TRUE | 58124 | Y | . | Rothschild Biomass Cogen Facility | Wisconsin Electric Power Co | 20847 | WI | ENC | RFC |  | 22 | 1 | Electric Utility | ST | WDS | WWW | MISO | 798571 | 110391.86 | 2021
Vintage2013 | petroleum | TRUE | 58125 | N | . | Quay County | Southwestern Public Service Co | 17718 | NM | MTN | WECC |  | 22 | 1 | Electric Utility | GT | DFO | DFO | SWPP | 19097 | 1244 | 2021
Vintage2012 | onshore wind | TRUE | 58126 | N | . | Limon Wind I | Limon | 57503 | CO | MTN | WECC |  | 22 | 2 | NAICS-22 Non-Cogen | WT | WND | WND | PSCO | 6250319 | 706730 | 2021
Vintage2012 | onshore wind | TRUE | 58127 | N | . | Limon Wind II | Limon | 57503 | CO | MTN | WECC |  | 22 | 2 | NAICS-22 Non-Cogen | WT | WND | WND | PSCO | 5272563 | 596174 | 2021
| biomass | FALSE | 58128 | N | . | Kaiser Downey | Bloom Energy 2009 PPA | 56778 | CA | PACC | WECC |  | 22 | 2 | NAICS-22 Non-Cogen | FC | LFG | MLG | CISO | 0 | 0 | 2021
Vintage2012 | other | TRUE | 58128 | N | . | Kaiser Downey | Bloom Energy 2009 PPA | 56778 | CA | PACC | WECC |  | 22 | 2 | NAICS-22 Non-Cogen | FC | NG | NG | CISO | 53869 | 6920 | 2021
| natural gas peaker | FALSE | 58129 | N | . | Prairies Edge Generating Facility | Prairies Edge Dairy Farms LLC | 58082 | IN | ENC | RFC |  | 112 | 6 | Industrial NAICS Non-Cogen | IC | NG | NG | MISO | 0 | 0 | 2021
Vintage2012 | biomass | TRUE | 58130 | N | . | Blue Mountain Biogas | Blue Mountain Biogas LLC | 58081 | UT | MTN | WECC |  | 22 | 2 | NAICS-22 Non-Cogen | IC | OBG | ORW | PACE | 19054 | 2274 | 2021
Vintage2012 | solar pv | TRUE | 58131 | N | . | Outback Solar At Christmas Valley | Outback Solar, LLC | 58083 | OR | PACC | WECC |  | 22 | 2 | NAICS-22 Non-Cogen | PV | SUN | SUN | BPAT | 89511 | 10121 | 2021
Vintage2012 | other | TRUE | 58132 | N | . | Kaiser Ontario | Bloom Energy 2009 PPA | 56778 | CA | PACC | WECC |  | 22 | 2 | NAICS-22 Non-Cogen | FC | NG | NG | CISO | 54449 | 7322 | 2021
| biomass | FALSE | 58132 | N | . | Kaiser Ontario | Bloom Energy 2009 PPA | 56778 | CA | PACC | WECC |  | 22 | 2 | NAICS-22 Non-Cogen | FC | OBG | ORW | CISO | 0 | 0 | 2021
Vintage2012 | solar pv | TRUE | 58135 | N | . | Washington White Post Solar LLC | Washington White Post Solar LLC | 58088 | NC | SAT | SERC |  | 22 | 2 | NAICS-22 Non-Cogen | PV | SUN | SUN | CPLE | 174740 | 19758 | 2021
Vintage2002 | natural gas peaker | FALSE | 58136 | Y | . | Adkins Energy LLC | Adkins Energy LLC | 58089 | IL | ENC | RFC |  | 325193 | 7 | Industrial NAICS Cogen | GT | NG | NG | PJM | 133287 | 30861 | 2021
Vintage2019 | natural gas steam turbine | FALSE | 58136 | Y | . | Adkins Energy LLC | Adkins Energy LLC | 58089 | IL | ENC | RFC |  | 325193 | 7 | Industrial NAICS Cogen | ST | NG | NG | PJM | 35952 | 8324 | 2021
Vintage2012 | onshore wind | TRUE | 58137 | N | . | Ensign Wind LLC | NextEra Energy Resources Ensign Wind | 58090 | KS | WNC | MRO |  | 22 | 2 | NAICS-22 Non-Cogen | WT | WND | WND | SWPP | 3306090 | 373823 | 2021
Vintage2004 | natural gas peaker | FALSE | 58138 | Y | . | Otter Creek Ethanol Poet - Ashton | Otter Creek Ethanol LLC - Poet Ashton | 58093 | IA | WNC | MRO |  | 325193 | 7 | Industrial NAICS Cogen | GT | NG | NG | MISO | 210624 | 42594 | 2021
| petroleum | FALSE | 58139 | N | . | Central Energy Plant USU | Utah State University | 19663 | UT | MTN | WECC |  | 611 | 4 | Commercial NAICS Non-Cogen | GT | DFO | DFO | PACE | 0 | 0 | 2021
Vintage2004 | natural gas peaker | FALSE | 58139 | N | . | Central Energy Plant USU | Utah State University | 19663 | UT | MTN | WECC |  | 611 | 4 | Commercial NAICS Non-Cogen | GT | NG | NG | PACE | 372689 | 25176 | 2021
Vintage0 | petroleum | FALSE | 58140 | Y | . | Summit Street Power Plant | Kent State University | 58097 | OH | ENC | RFC |  | 611 | 5 | Commercial NAICS Cogen | GT | DFO | DFO | PJM | 156 | 33.914 | 2021
Vintage2004 | natural gas peaker | FALSE | 58140 | Y | . | Summit Street Power Plant | Kent State University | 58097 | OH | ENC | RFC |  | 611 | 5 | Commercial NAICS Cogen | GT | NG | NG | PJM | 68122 | 14774.086 | 2021
Vintage2012 | onshore wind | TRUE | 58141 | N | . | Groton Wind LLC | Avangrid Renewables LLC | 15399 | NH | NEW | NPCC |  | 22 | 2 | NAICS-22 Non-Cogen | WT | WND | WND | ISNE | 1008915 | 114079 | 2021
Vintage2012 | biomass | TRUE | 58142 | N | . | Rock Creek Dairy | New Energy One LLC | 58098 | ID | MTN | WECC |  | 22 | 2 | NAICS-22 Non-Cogen | IC | OBG | ORW | IPCO | 115184 | 9614 | 2021
Vintage2012 | solar pv | TRUE | 58144 | N | . | SVEP Solar Project Company | CleanCapital | 62060 | VT | NEW | NPCC |  | 22 | 2 | NAICS-22 Non-Cogen | PV | SUN | SUN | ISNE | 20697 | 2340 | 2021
Vintage2012 | solar pv | TRUE | 58145 | N | . | Williamstown Solar | CleanCapital | 62060 | VT | NEW | NPCC |  | 22 | 2 | NAICS-22 Non-Cogen | PV | SUN | SUN | ISNE | 16999 | 1922 | 2021
Vintage1987 | other | FALSE | 58146 | Y | . | Twin Rivers Paper Co LLC | Twin Rivers Paper Co LLC | 58103 | ME | NEW | NPCC |  | 322 | 7 | Industrial NAICS Cogen | ST | PUR | OTH | NBSO | 864855 | 97790 | 2021
Vintage2011 | solar pv | TRUE | 58147 | N | . | Prescott Solar Plant | SunE AZ1, LLC | 58108 | AZ | MTN | WECC |  | 22 | 2 | NAICS-22 Non-Cogen | PV | SUN | SUN | AZPS | 201219 | 22752 | 2021
Vintage2013 | solar pv | TRUE | 58148 | N | . | RE Kansas South LLC | RE Kansas South LLC | 58111 | CA | PACC | WECC |  | 22 | 2 | NAICS-22 Non-Cogen | PV | SUN | SUN | CISO | 448382 | 50699 | 2021
Vintage2013 | solar pv | TRUE | 58149 | N | . | TA-High Desert LLC | TA-High Desert LLC | 58112 | CA | PACC | WECC |  | 22 | 2 | NAICS-22 Non-Cogen | PV | SUN | SUN | CISO | 451681 | 51072 | 2021
Vintage2012 | solar pv | TRUE | 58150 | N | . | Black Cap Solar Plant | PacifiCorp | 14354 | OR | PACC | WECC |  | 22 | 1 | Electric Utility | PV | SUN | SUN | PACW | 28584 | 3232 | 2021
Vintage0 | petroleum | FALSE | 58151 | Y | . | Central Utility Plant - Texas A&M | Texas A&M, Utilities & Energy Services | 58113 | TX | WSC | TRE |  | 611 | 5 | Commercial NAICS Cogen | CA | DFO | DFO | ERCO | 23 | 4.221 | 2021
Vintage2011 | natural gas combined cycle | FALSE | 58151 | Y | . | Central Utility Plant - Texas A&M | Texas A&M, Utilities & Energy Services | 58113 | TX | WSC | TRE |  | 611 | 5 | Commercial NAICS Cogen | CA | NG | NG | ERCO | 64307 | 11700.769 | 2021
| petroleum | FALSE | 58151 | Y | . | Central Utility Plant - Texas A&M | Texas A&M, Utilities & Energy Services | 58113 | TX | WSC | TRE |  | 611 | 5 | Commercial NAICS Cogen | CT | DFO | DFO | ERCO | 0 | 0 | 2021
Vintage2011 | natural gas combined cycle | FALSE | 58151 | Y | . | Central Utility Plant - Texas A&M | Texas A&M, Utilities & Energy Services | 58113 | TX | WSC | TRE |  | 611 | 5 | Commercial NAICS Cogen | CT | NG | NG | ERCO | 386451 | 70313.36 | 2021
Vintage2011 | natural gas peaker | FALSE | 58152 | Y | . | Danbury Hospital Cogen Plant | Danbury Hospital | 58120 | CT | NEW | NPCC |  | 622 | 5 | Commercial NAICS Cogen | GT | NG | NG | ISNE | 139503 | 29187 | 2021
Vintage0 | petroleum | FALSE | 58153 | Y | . | Eastern Maine Medical Center | Eastern Maine Medical Center | 58122 | ME | NEW | NPCC |  | 622 | 5 | Commercial NAICS Cogen | GT | DFO | DFO | ISNE | 65 | 13.738 | 2021
Vintage2006 | natural gas peaker | FALSE | 58153 | Y | . | Eastern Maine Medical Center | Eastern Maine Medical Center | 58122 | ME | NEW | NPCC |  | 622 | 5 | Commercial NAICS Cogen | GT | NG | NG | ISNE | 147118 | 31045.262 | 2021
Vintage2012 | onshore wind | TRUE | 58154 | N | . | North Sky River Energy LLC | North Sky River Energy LLC | 58121 | CA | PACC | WECC |  | 22 | 2 | NAICS-22 Non-Cogen | WT | WND | WND | CISO | 4120190 | 465874 | 2021
Vintage2012 | onshore wind | TRUE | 58155 | N | . | Perrin Ranch Wind LLC | Perrin Ranch Wind LLC | 58132 | AZ | MTN | WECC |  | 22 | 2 | NAICS-22 Non-Cogen | WT | WND | WND | AZPS | 1842887 | 208377 | 2021
Vintage2007 | natural gas peaker | FALSE | 58156 | N | . | SUNY Old Westbury College | SUNY Old Westbury College | 58110 | NY | MAT | NPCC |  | 611 | 4 | Commercial NAICS Non-Cogen | IC | NG | NG | NYIS | 16787 | 1514.1 | 2021
Vintage0 | petroleum | FALSE | 58157 | Y | . | University of Rochester | University of Rochester | 58107 | NY | MAT | NPCC |  | 611 | 5 | Commercial NAICS Cogen | ST | DFO | DFO | NYIS | 271 | 37.356 | 2021
Vintage2005 | natural gas steam turbine | FALSE | 58157 | Y | . | University of Rochester | University of Rochester | 58107 | NY | MAT | NPCC |  | 611 | 5 | Commercial NAICS Cogen | ST | NG | NG | NYIS | 187660 | 25451.644 | 2021
Vintage2009 | natural gas peaker | FALSE | 58158 | Y | . | Wesleyan University Cogen 1 | Wesleyan University | 58131 | CT | NEW | NPCC |  | 611 | 5 | Commercial NAICS Cogen | IC | NG | NG | ISNE | 82752 | 10695.72 | 2021
| petroleum | FALSE | 58159 | Y | . | UCONN Cogen Facility | University of Connecticut | 58130 | CT | NEW | NPCC |  | 611 | 5 | Commercial NAICS Cogen | CA | DFO | DFO | ISNE | 0 | 95.11 | 2021
Vintage2006 | natural gas combined cycle | FALSE | 58159 | Y | . | UCONN Cogen Facility | University of Connecticut | 58130 | CT | NEW | NPCC |  | 611 | 5 | Commercial NAICS Cogen | CA | NG | NG | ISNE | 52260 | 8744.89 | 2021
Vintage0 | petroleum | FALSE | 58159 | Y | . | UCONN Cogen Facility | University of Connecticut | 58130 | CT | NEW | NPCC |  | 611 | 5 | Commercial NAICS Cogen | CT | DFO | DFO | ISNE | 7794 | 1208.442 | 2021
Vintage2006 | natural gas combined cycle | FALSE | 58159 | Y | . | UCONN Cogen Facility | University of Connecticut | 58130 | CT | NEW | NPCC |  | 611 | 5 | Commercial NAICS Cogen | CT | NG | NG | ISNE | 644577 | 107811.56 | 2021
Vintage2017 | petroleum | FALSE | 58160 | Y | . | Williams College - Campus CHP | President & Trustees of Williams College | 58109 | MA | NEW | NPCC |  | 611 | 5 | Commercial NAICS Cogen | IC | DFO | DFO | ISNE | 9 | 2 | 2021
Vintage0 | petroleum | FALSE | 58160 | Y | . | Williams College - Campus CHP | President & Trustees of Williams College | 58109 | MA | NEW | NPCC |  | 611 | 5 | Commercial NAICS Cogen | ST | DFO | DFO | ISNE | 5 | 0.868 | 2021
Vintage2003 | natural gas steam turbine | FALSE | 58160 | Y | . | Williams College - Campus CHP | President & Trustees of Williams College | 58109 | MA | NEW | NPCC |  | 611 | 5 | Commercial NAICS Cogen | ST | NG | NG | ISNE | 15949 | 3005.132 | 2021
| petroleum | FALSE | 58160 | Y | . | Williams College - Campus CHP | President & Trustees of Williams College | 58109 | MA | NEW | NPCC |  | 611 | 5 | Commercial NAICS Cogen | ST | RFO | RFO | ISNE | 0 | 0 | 2021
| natural gas combined cycle | FALSE | 58161 | Y | . | Western Michigan University Power Plant | Western Michigan University | 58106 | MI | ENC | RFC |  | 611 | 5 | Commercial NAICS Cogen | CA | NG | NG | MISO | 0 | 4193 | 2021
Vintage1997 | natural gas combined cycle | FALSE | 58161 | Y | . | Western Michigan University Power Plant | Western Michigan University | 58106 | MI | ENC | RFC |  | 611 | 5 | Commercial NAICS Cogen | CT | NG | NG | MISO | 269833 | 49372 | 2021
Vintage2021 | natural gas peaker | FALSE | 58161 | Y | . | Western Michigan University Power Plant | Western Michigan University | 58106 | MI | ENC | RFC |  | 611 | 5 | Commercial NAICS Cogen | IC | NG | NG | MISO | 22226 | 4413 | 2021
| onshore wind | FALSE | 58162 | N | . | Cirrus Wind 1 LLC | Cirrus Wind 1 LLC | 58134 | TX | WSC | MRO |  | 22 | 2 | NAICS-22 Non-Cogen | WT | WND | WND | SWPP | 0 | 0 | 2021
Vintage2013 | solar pv | TRUE | 58164 | N | . | Slayton Solar | Ecos Energy LLC | 58135 | MN | WNC | MRO |  | 22 | 2 | NAICS-22 Non-Cogen | PV | SUN | SUN | MISO | 24887 | 2814 | 2021
Vintage1996 | natural gas peaker | FALSE | 58165 | Y | . | College of New Jersey | The College of New Jersey | 58137 | NJ | MAT | RFC |  | 611 | 5 | Commercial NAICS Cogen | IC | NG | NG | PJM | 149224 | 31927 | 2021
| petroleum | FALSE | 58166 | Y | . | Smith College Central Heating Plant | The Trustees of Smith College | 58138 | MA | NEW | NPCC |  | 611 | 5 | Commercial NAICS Cogen | GT | DFO | DFO | ISNE | 0 | 0 | 2021
Vintage2008 | natural gas peaker | FALSE | 58166 | Y | . | Smith College Central Heating Plant | The Trustees of Smith College | 58138 | MA | NEW | NPCC |  | 611 | 5 | Commercial NAICS Cogen | GT | NG | NG | ISNE | 54425 | 13399 | 2021
| petroleum | FALSE | 58167 | Y | . | William Floyd School District | William Floyd School District | 58136 | NY | MAT | NPCC |  | 611 | 5 | Commercial NAICS Cogen | IC | DFO | DFO | NYIS | 0 | 0 | 2021
Vintage2004 | natural gas peaker | FALSE | 58167 | Y | . | William Floyd School District | William Floyd School District | 58136 | NY | MAT | NPCC |  | 611 | 5 | Commercial NAICS Cogen | IC | NG | NG | NYIS | 13036 | 2670 | 2021
Vintage2019 | natural gas peaker | FALSE | 58168 | Y | . | Energy Center | University of Redlands | 58105 | CA | PACC | WECC |  | 611 | 5 | Commercial NAICS Cogen | GT | NG | NG | CISO | 80501 | 6473.88 | 2021
| natural gas peaker | FALSE | 58168 | Y | . | Energy Center | University of Redlands | 58105 | CA | PACC | WECC |  | 611 | 5 | Commercial NAICS Cogen | IC | NG | NG | CISO | 0 | 0 | 2021
Vintage2010 | natural gas peaker | FALSE | 58169 | Y | . | CSUF Trigeneration | California State University at Fullerton | 58104 | CA | PACC | WECC |  | 611 | 5 | Commercial NAICS Cogen | GT | NG | NG | CISO | 141627 | 28750 | 2021
Vintage2020 | solar pv | FALSE | 58169 | Y | . | CSUF Trigeneration | California State University at Fullerton | 58104 | CA | PACC | WECC |  | 611 | 5 | Commercial NAICS Cogen | PV | SUN | SUN | CISO | 65268 | 7380 | 2021
Vintage2012 | solar pv | FALSE | 58170 | N | . | Crafton Hills College Solar Farm | San Bernardino Comm College Dist | 58140 | CA | PACC | WECC |  | 611 | 4 | Commercial NAICS Non-Cogen | PV | SUN | SUN | CISO | 9313 | 1053 | 2021
Vintage2012 | solar pv | TRUE | 58171 | N | . | Prairie Fire | Tucson Electric Power Co | 24211 | AZ | MTN | WECC |  | 22 | 1 | Electric Utility | PV | SUN | SUN | TEPC | 77545 | 8768 | 2021
| petroleum | FALSE | 58172 | N | . | Seaside Heights Power Plant | Seaside Heights Municipal Utility | 16864 | NJ | MAT | RFC |  | 22 | 1 | Electric Utility | IC | DFO | DFO | PJM | 0 | 0 | 2021
Vintage2009 | biomass | TRUE | 58173 | Y | . | BMW Manufacturing Co | BMW Manufacturing Co LLC | 58144 | SC | SAT | SERC |  | 336 | 7 | Industrial NAICS Cogen | GT | LFG | MLG | DUK | 473222 | 36615.371 | 2021
Vintage0 | natural gas peaker | FALSE | 58173 | Y | . | BMW Manufacturing Co | BMW Manufacturing Co LLC | 58144 | SC | SAT | SERC |  | 336 | 7 | Industrial NAICS Cogen | GT | NG | NG | DUK | 62600 | 4843.629 | 2021
Vintage2013 | solar pv | TRUE | 58174 | N | . | Wilson Solar | Consolidated Edison Solutions Inc | 57365 | MA | NEW | NPCC |  | 22 | 2 | NAICS-22 Non-Cogen | PV | SUN | SUN | ISNE | 24293 | 2747 | 2021
Vintage0 | natural gas peaker | FALSE | 58177 | Y | . | Kishwaukee CHP Plant | Four Rivers Sanitation Authority | 58129 | IL | ENC | RFC |  | 22 | 3 | NAICS-22 Cogen | IC | NG | NG | PJM | 1194 | 270.32 | 2021
Vintage2010 | biomass | TRUE | 58177 | Y | . | Kishwaukee CHP Plant | Four Rivers Sanitation Authority | 58129 | IL | ENC | RFC |  | 22 | 3 | NAICS-22 Cogen | IC | OBG | ORW | PJM | 21306 | 4819.68 | 2021
Vintage2011 | solar pv | TRUE | 58178 | N | . | M. G. Emmett J. Bean Federal Center | U.S. General Services Administration | 58148 | IN | ENC | RFC |  | 22 | 2 | NAICS-22 Non-Cogen | PV | SUN | SUN | MISO | 8103 | 916 | 2021
Vintage1997 | natural gas peaker | FALSE | 58179 | Y | . | MTSU Power Co-Gen Plant | Middle Tennessee State University | 58100 | TN | ESC | SERC |  | 611 | 5 | Commercial NAICS Cogen | GT | NG | NG | TVA | 219096 | 29538 | 2021
| petroleum | FALSE | 58179 | Y | . | MTSU Power Co-Gen Plant | Middle Tennessee State University | 58100 | TN | ESC | SERC |  | 611 | 5 | Commercial NAICS Cogen | IC | DFO | DFO | TVA | 0 | 0 | 2021
Vintage0 | petroleum | FALSE | 58180 | Y | . | UNH 7.9 MW Plant | Emcor Energy Services | 58099 | NH | NEW | NPCC |  | 611 | 5 | Commercial NAICS Cogen | GT | DFO | DFO | ISNE | 3304 | 801.479 | 2021
Vintage2006 | biomass | TRUE | 58180 | Y | . | UNH 7.9 MW Plant | Emcor Energy Services | 58099 | NH | NEW | NPCC |  | 611 | 5 | Commercial NAICS Cogen | GT | LFG | MLG | ISNE | 171401 | 41588.344 | 2021
Vintage0 | natural gas peaker | FALSE | 58180 | Y | . | UNH 7.9 MW Plant | Emcor Energy Services | 58099 | NH | NEW | NPCC |  | 611 | 5 | Commercial NAICS Cogen | GT | NG | NG | ISNE | 48873 | 11858.177 | 2021
Vintage2005 | natural gas peaker | FALSE | 58181 | Y | . | Loyola University Health Plant | Loyola University Health System | 58151 | IL | ENC | RFC |  | 622 | 5 | Commercial NAICS Cogen | GT | NG | NG | PJM | 30253 | 2660 | 2021
Vintage2006 | natural gas steam turbine | FALSE | 58183 | Y | . | Prairie Horizon Agri Energy | Prairie Horizon Agri Energy LLC | 58157 | KS | WNC | MRO |  | 325193 | 7 | Industrial NAICS Cogen | ST | NG | NG | SWPP | 58374 | 3982.82 | 2021
| petroleum | FALSE | 58184 | Y | . | Rand Whitney CHP Plant | Rand Whitney Containerboard L.P. | 58156 | CT | NEW | NPCC |  | 32213 | 7 | Industrial NAICS Cogen | GT | DFO | DFO | ISNE | 0 | 0 | 2021
Vintage2005 | natural gas peaker | FALSE | 58184 | Y | . | Rand Whitney CHP Plant | Rand Whitney Containerboard L.P. | 58156 | CT | NEW | NPCC |  | 32213 | 7 | Industrial NAICS Cogen | GT | NG | NG | ISNE | 502794 | 119483 | 2021
| petroleum | FALSE | 58185 | Y | . | Amherst College Co Gen | Amherst College | 58152 | MA | NEW | NPCC |  | 611 | 5 | Commercial NAICS Cogen | GT | DFO | DFO | ISNE | 0 | 0 | 2021
Vintage2006 | natural gas peaker | FALSE | 58185 | Y | . | Amherst College Co Gen | Amherst College | 58152 | MA | NEW | NPCC |  | 611 | 5 | Commercial NAICS Cogen | GT | NG | NG | ISNE | 33724 | 8303 | 2021
| petroleum | FALSE | 58185 | Y | . | Amherst College Co Gen | Amherst College | 58152 | MA | NEW | NPCC |  | 611 | 5 | Commercial NAICS Cogen | GT | RFO | RFO | ISNE | 0 | 0 | 2021
| natural gas steam turbine | FALSE | 58185 | Y | . | Amherst College Co Gen | Amherst College | 58152 | MA | NEW | NPCC |  | 611 | 5 | Commercial NAICS Cogen | ST | NG | NG | ISNE | 0 | 0 | 2021
| petroleum | FALSE | 58185 | Y | . | Amherst College Co Gen | Amherst College | 58152 | MA | NEW | NPCC |  | 611 | 5 | Commercial NAICS Cogen | ST | RFO | RFO | ISNE | 0 | 0 | 2021
Vintage2004 | petroleum | FALSE | 58186 | Y | . | HVCC Cogen Plant | Hudson Valley Community College | 58154 | NY | MAT | NPCC |  | 611 | 5 | Commercial NAICS Cogen | IC | DFO | DFO | NYIS | 151 | 13.125 | 2021
| biomass | FALSE | 58186 | Y | . | HVCC Cogen Plant | Hudson Valley Community College | 58154 | NY | MAT | NPCC |  | 611 | 5 | Commercial NAICS Cogen | IC | LFG | MLG | NYIS | 0 | 0 | 2021
Vintage2005 | natural gas peaker | FALSE | 58186 | Y | . | HVCC Cogen Plant | Hudson Valley Community College | 58154 | NY | MAT | NPCC |  | 611 | 5 | Commercial NAICS Cogen | IC | NG | NG | NYIS | 151014 | 12480.875 | 2021
Vintage2012 | solar pv | TRUE | 58187 | N | . | 180 Raritan Solar | 180 Raritan Energy Solutions, LLC | 58164 | NJ | MAT | RFC |  | 22 | 2 | NAICS-22 Non-Cogen | PV | SUN | SUN | PJM | 22463 | 2540 | 2021
| petroleum | FALSE | 58191 | Y | . | US Magnesium | US Magnesium | 58153 | UT | MTN | WECC |  | 331 | 7 | Industrial NAICS Cogen | GT | DFO | DFO | PACE | 0 | 0 | 2021
Vintage1972 | natural gas peaker | FALSE | 58191 | Y | . | US Magnesium | US Magnesium | 58153 | UT | MTN | WECC |  | 331 | 7 | Industrial NAICS Cogen | GT | NG | NG | PACE | 793404 | 68364.8 | 2021
Vintage2008 | natural gas steam turbine | FALSE | 58192 | Y | . | Arkalon Ethanol LLC | Arkalon Ethanol LLC | 58167 | KS | WNC | MRO |  | 325193 | 7 | Industrial NAICS Cogen | ST | NG | NG | SWPP | 52989 | 12424 | 2021
Vintage2008 | natural gas steam turbine | FALSE | 58193 | Y | . | Bonanza BioEnergy LLC | Bonanza BioEnergy LLC | 58166 | KS | WNC | MRO |  | 325 | 7 | Industrial NAICS Cogen | ST | NG | NG | SWPP | 26237 | 5383 | 2021
| natural gas peaker | FALSE | 58194 | Y | . | West Campus Steam Plant | Penn State University | 58159 | PA | MAT | RFC |  | 611 | 5 | Commercial NAICS Cogen | GT | NG | NG | PJM | 0 | 0 | 2021
| petroleum | FALSE | 58194 | Y | . | West Campus Steam Plant | Penn State University | 58159 | PA | MAT | RFC |  | 611 | 5 | Commercial NAICS Cogen | ST | DFO | DFO | PJM | 0 | 0 | 2021
Vintage2021 | natural gas steam turbine | FALSE | 58194 | Y | . | West Campus Steam Plant | Penn State University | 58159 | PA | MAT | RFC |  | 611 | 5 | Commercial NAICS Cogen | ST | NG | NG | PJM | 52677 | 12878.69 | 2021
Vintage0 | petroleum | FALSE | 58195 | Y | . | East Campus Steam Plant | Penn State University | 58159 | PA | MAT | RFC |  | 611 | 5 | Commercial NAICS Cogen | GT | DFO | DFO | PJM | 485 | 112.819 | 2021
Vintage2011 | natural gas peaker | FALSE | 58195 | Y | . | East Campus Steam Plant | Penn State University | 58159 | PA | MAT | RFC |  | 611 | 5 | Commercial NAICS Cogen | GT | NG | NG | PJM | 228219 | 53095.301 | 2021
Vintage1998 | natural gas steam turbine | FALSE | 58196 | Y | . | Cargill Salt Hersey | Cargill Salt Hersey | 58170 | MI | ENC | RFC |  | 2123 | 7 | Industrial NAICS Cogen | ST | NG | NG | MISO | 27003 | 2070.95 | 2021
Vintage2005 | petroleum | FALSE | 58197 | Y | . | POET Biorefining Lake Crystal | POET Biorefining Lake Crystal | 58163 | MN | WNC | MRO |  | 325 | 7 | Industrial NAICS Cogen | IC | DFO | DFO | MISO | 2748 | 318.04 | 2021
Vintage2005 | natural gas steam turbine | FALSE | 58197 | Y | . | POET Biorefining Lake Crystal | POET Biorefining Lake Crystal | 58163 | MN | WNC | MRO |  | 325 | 7 | Industrial NAICS Cogen | ST | NG | NG | MISO | 87496 | 7693 | 2021
| petroleum | FALSE | 58198 | Y | . | Parnassus Central Utility Plant | University of California-San Francisco | 58171 | CA | PACC | WECC |  | 611 | 5 | Commercial NAICS Cogen | CA | DFO | DFO | CISO | 0 | 0.972 | 2021
Vintage1996 | natural gas combined cycle | FALSE | 58198 | Y | . | Parnassus Central Utility Plant | University of California-San Francisco | 58171 | CA | PACC | WECC |  | 611 | 5 | Commercial NAICS Cogen | CA | NG | NG | CISO | 18419 | 4316.028 | 2021
Vintage0 | petroleum | FALSE | 58198 | Y | . | Parnassus Central Utility Plant | University of California-San Francisco | 58171 | CA | PACC | WECC |  | 611 | 5 | Commercial NAICS Cogen | CT | DFO | DFO | CISO | 70 | 11.108 | 2021
Vintage1996 | natural gas combined cycle | FALSE | 58198 | Y | . | Parnassus Central Utility Plant | University of California-San Francisco | 58171 | CA | PACC | WECC |  | 611 | 5 | Commercial NAICS Cogen | CT | NG | NG | CISO | 392772 | 65622.892 | 2021
Vintage2006 | natural gas combined cycle | FALSE | 58199 | Y | . | Arizona State University CHP | Energy Center Phoenix LLC | 58172 | AZ | MTN | WECC |  | 611 | 5 | Commercial NAICS Cogen | CS | NG | NG | AZPS | 175724 | 36566 | 2021
| natural gas peaker | FALSE | 58199 | Y | . | Arizona State University CHP | Energy Center Phoenix LLC | 58172 | AZ | MTN | WECC |  | 611 | 5 | Commercial NAICS Cogen | GT | NG | NG | AZPS | 0 | 0 | 2021
| natural gas peaker | FALSE | 58201 | Y | . | Monroe Community College Plant | Monroe County (NY) | 60791 | NY | MAT | NPCC |  | 611 | 5 | Commercial NAICS Cogen | IC | NG | NG | NYIS | 0 | 0 | 2021
Vintage2013 | solar pv | TRUE | 58202 | N | . | RE Victor Phelan Solar One LLC | Goldman Sachs Renewable Power LLC | 61944 | CA | PACC | WECC |  | 22 | 2 | NAICS-22 Non-Cogen | PV | SUN | SUN | CISO | 402445 | 45505 | 2021
Vintage2012 | onshore wind | TRUE | 58203 | N | . | Minco Wind III, LLC | FPLE Wind, LLC | 56925 | OK | WSC | MRO |  | 22 | 2 | NAICS-22 Non-Cogen | WT | WND | WND | SWPP | 3137578 | 354769 | 2021
Vintage2013 | solar pv | TRUE | 58204 | N | . | Grassland 3&4 Solar Project | Yolo County of | 56751 | CA | PACC | WECC |  | 22 | 2 | NAICS-22 Non-Cogen | PV | SUN | SUN | CISO | 20986 | 2373 | 2021
| hard coal | FALSE | 58205 | Y | . | Grand Ave Plant | Veolia Energy Kansas City | 58176 | MO | WNC | MRO |  | 22 | 3 | NAICS-22 Cogen | ST | BIT | COL | SWPP | 0 | 0 | 2021
Vintage1991 | natural gas steam turbine | TRUE | 58205 | Y | . | Grand Ave Plant | Veolia Energy Kansas City | 58176 | MO | WNC | MRO |  | 22 | 3 | NAICS-22 Cogen | ST | NG | NG | SWPP | 162798 | 35308 | 2021
Vintage2013 | solar pv | TRUE | 58206 | N | . | West Gates Solar Station | Pacific Gas & Electric Co. | 14328 | CA | PACC | WECC |  | 22 | 1 | Electric Utility | PV | SUN | SUN | CISO | 165322 | 18693 | 2021
| petroleum | FALSE | 58207 | Y | . | Central Utility Plant at White Oak | GSA Metropolitan Service Center | 58178 | MD | SAT | RFC |  | 921 | 5 | Commercial NAICS Cogen | CA | DFO | DFO | PJM | 0 | 3.087 | 2021
Vintage2014 | natural gas combined cycle | FALSE | 58207 | Y | . | Central Utility Plant at White Oak | GSA Metropolitan Service Center | 58178 | MD | SAT | RFC |  | 921 | 5 | Commercial NAICS Cogen | CA | NG | NG | PJM | 196 | 711.453 | 2021
Vintage0 | petroleum | FALSE | 58207 | Y | . | Central Utility Plant at White Oak | GSA Metropolitan Service Center | 58178 | MD | SAT | RFC |  | 921 | 5 | Commercial NAICS Cogen | CT | DFO | DFO | PJM | 5273 | 431.639 | 2021
Vintage2014 | natural gas combined cycle | FALSE | 58207 | Y | . | Central Utility Plant at White Oak | GSA Metropolitan Service Center | 58178 | MD | SAT | RFC |  | 921 | 5 | Commercial NAICS Cogen | CT | NG | NG | PJM | 520245 | 42490.241 | 2021
| petroleum | FALSE | 58207 | Y | . | Central Utility Plant at White Oak | GSA Metropolitan Service Center | 58178 | MD | SAT | RFC |  | 921 | 5 | Commercial NAICS Cogen | GT | DFO | DFO | PJM | 0 | 0 | 2021
Vintage2010 | natural gas peaker | FALSE | 58207 | Y | . | Central Utility Plant at White Oak | GSA Metropolitan Service Center | 58178 | MD | SAT | RFC |  | 921 | 5 | Commercial NAICS Cogen | GT | NG | NG | PJM | 690836 | 57542.66 | 2021
Vintage2014 | petroleum | FALSE | 58207 | Y | . | Central Utility Plant at White Oak | GSA Metropolitan Service Center | 58178 | MD | SAT | RFC |  | 921 | 5 | Commercial NAICS Cogen | IC | DFO | DFO | PJM | 304 | 27.135 | 2021
Vintage2003 | natural gas peaker | FALSE | 58207 | Y | . | Central Utility Plant at White Oak | GSA Metropolitan Service Center | 58178 | MD | SAT | RFC |  | 921 | 5 | Commercial NAICS Cogen | IC | NG | NG | PJM | 10904 | 973.445 | 2021
Vintage2011 | biomass | TRUE | 58208 | N | . | Cinnamon Bay Edgeboro Landfill | Cinnamon Bay LLC | 58179 | NJ | MAT | RFC |  | 22 | 2 | NAICS-22 Non-Cogen | IC | LFG | MLG | PJM | 254310 | 13052.622 | 2021
Vintage0 | natural gas peaker | FALSE | 58208 | N | . | Cinnamon Bay Edgeboro Landfill | Cinnamon Bay LLC | 58179 | NJ | MAT | RFC |  | 22 | 2 | NAICS-22 Non-Cogen | IC | NG | NG | PJM | 173488 | 8904.378 | 2021
Vintage2012 | onshore wind | TRUE | 58209 | N | . | NextEra-Blackwell Wind, LLC | Blackwell Wind, LLC | 58180 | OK | WSC | MRO |  | 22 | 2 | NAICS-22 Non-Cogen | WT | WND | WND | SWPP | 1800056 | 203534 | 2021
Vintage2012 | solar pv | TRUE | 58210 | N | . | NFM Solar Power LLC | FirstLight Power Resources, Inc. - MA | 58185 | MA | NEW | NPCC |  | 22 | 2 | NAICS-22 Non-Cogen | PV | SUN | SUN | ISNE | 17556 | 1985 | 2021
Vintage2012 | solar pv | TRUE | 58213 | N | . | Saddle Mountain Solar I | SunE AZ2 LLC | 58182 | AZ | MTN | WECC |  | 22 | 2 | NAICS-22 Non-Cogen | PV | SUN | SUN | AZPS | 303032 | 34264 | 2021
Vintage2013 | solar pv | TRUE | 58214 | N | . | West Greenwich Solar | Consolidated Edison Development Inc. | 56769 | RI | NEW | NPCC |  | 22 | 2 | NAICS-22 Non-Cogen | PV | SUN | SUN | ISNE | 23286 | 2633 | 2021
| petroleum | FALSE | 58215 | N | . | Lee Combined Cycle Plant | Duke Energy Progress - (NC) | 3046 | NC | SAT | SERC |  | 22 | 1 | Electric Utility | CA | DFO | DFO | DUK | 0 | 959.56 | 2021
Vintage2012 | natural gas combined cycle | TRUE | 58215 | N | . | Lee Combined Cycle Plant | Duke Energy Progress - (NC) | 3046 | NC | SAT | SERC |  | 22 | 1 | Electric Utility | CA | NG | NG | DUK | 7627595 | 2167085.4 | 2021
Vintage0 | petroleum | FALSE | 58215 | N | . | Lee Combined Cycle Plant | Duke Energy Progress - (NC) | 3046 | NC | SAT | SERC |  | 22 | 1 | Electric Utility | CT | DFO | DFO | DUK | 18207 | 1957.585 | 2021
Vintage2012 | natural gas combined cycle | TRUE | 58215 | N | . | Lee Combined Cycle Plant | Duke Energy Progress - (NC) | 3046 | NC | SAT | SERC |  | 22 | 1 | Electric Utility | CT | NG | NG | DUK | 32578711 | 3308458.4 | 2021
Vintage1993 | other | FALSE | 58216 | N | . | J.R. Simplot Company | J.R. Simplot Company | 58183 | CA | PACC | WECC |  | 325311 | 6 | Industrial NAICS Non-Cogen | ST | WH | OTH | CISO | 13211 | 1493.8 | 2021
Vintage2013 | solar pv | TRUE | 58217 | N | . | Grassland 1&2 Solar Project | Yolo County of | 56751 | CA | PACC | WECC |  | 22 | 2 | NAICS-22 Non-Cogen | PV | SUN | SUN | CISO | 31944 | 3612 | 2021
Vintage2012 | onshore wind | TRUE | 58218 | N | . | Spion Kop Wind Farm | NorthWestern Energy (MT wind/thermal) | 56815 | MT | MTN | WECC |  | 22 | 1 | Electric Utility | WT | WND | WND | NWMT | 1043945 | 118040 | 2021
Vintage0 | biomass | FALSE | 58219 | N | . | GL Dairy Biogas | GL Dairy Biogas LLC | 58186 | WI | ENC | MRO |  | 22 | 2 | NAICS-22 Non-Cogen | IC | OBG | ORW | MISO | 99667 | 8488 | 2021
Vintage2013 | onshore wind | FALSE | 58220 | N | . | Haviland Plastic Products | Haviland Plastic Products Co | 58187 | OH | ENC | RFC |  | 326 | 6 | Industrial NAICS Non-Cogen | WT | WND | WND | PJM | 105059 | 11879 | 2021
| hard coal | FALSE | 58222 | Y | . | E.B. Eddy Paper Inc | E.B. Eddy Paper Inc | 58194 | MI | ENC | RFC |  | 322 | 7 | Industrial NAICS Cogen | ST | BIT | COL | MISO | 0 | 0 | 2021
Vintage0 | petroleum | FALSE | 58222 | Y | . | E.B. Eddy Paper Inc | E.B. Eddy Paper Inc | 58194 | MI | ENC | RFC |  | 322 | 7 | Industrial NAICS Cogen | ST | DFO | DFO | MISO | 1 | 0.029 | 2021
Vintage1969 | natural gas steam turbine | FALSE | 58222 | Y | . | E.B. Eddy Paper Inc | E.B. Eddy Paper Inc | 58194 | MI | ENC | RFC |  | 322 | 7 | Industrial NAICS Cogen | ST | NG | NG | MISO | 7189 | 267.971 | 2021
Vintage2006 | natural gas peaker | FALSE | 58223 | Y | . | Hoag Hospital Cogen Plant | Hoag Memorial Presbyterian Hospital | 58195 | CA | PACC | WECC |  | 622 | 5 | Commercial NAICS Cogen | IC | NG | NG | CISO | 138001 | 1623.86 | 2021
| petroleum | FALSE | 58224 | Y | . | CCSU Co-Gen-STBY Gen | Central Connecticut State University | 58188 | CT | NEW | NPCC |  | 611 | 5 | Commercial NAICS Cogen | IC | DFO | DFO | ISNE | 0 | 0 | 2021
Vintage2004 | natural gas peaker | FALSE | 58224 | Y | . | CCSU Co-Gen-STBY Gen | Central Connecticut State University | 58188 | CT | NEW | NPCC |  | 611 | 5 | Commercial NAICS Cogen | IC | NG | NG | ISNE | 5358 | 1354.36 | 2021
Vintage2013 | solar pv | TRUE | 58226 | N | . | Newberry Solar 1 LLC | Newberry Solar 1 LLC | 58197 | CA | PACC | WECC |  | 22 | 2 | NAICS-22 Non-Cogen | PV | SUN | SUN | CISO | 26256 | 2969 | 2021
Vintage2013 | solar pv | TRUE | 58227 | N | . | SEPV9 Power Plant | Highlander Solar 2, LLC | 58198 | CA | PACC | WECC |  | 22 | 2 | NAICS-22 Non-Cogen | PV | SUN | SUN | CISO | 196309 | 22197 | 2021
Vintage2012 | solar pv | TRUE | 58228 | N | . | Milford Solar Farm | Milford Solar LLC | 58201 | DE | SAT | RFC |  | 22 | 2 | NAICS-22 Non-Cogen | PV | SUN | SUN | PJM | 174677 | 19751 | 2021
Vintage2013 | solar pv | TRUE | 58231 | N | . | Lincoln Financial Field | NRG Energy Center Eagles LLC | 58203 | PA | MAT | RFC |  | 22 | 2 | NAICS-22 Non-Cogen | PV | SUN | SUN | PJM | 25832 | 2921 | 2021
Vintage2012 | solar pv | FALSE | 58232 | N | . | Tahquitz High School | AES Distributed Energy | 61012 | CA | PACC | WECC |  | 611 | 4 | Commercial NAICS Non-Cogen | PV | SUN | SUN | CISO | 15037 | 1700 | 2021
Vintage2012 | onshore wind | TRUE | 58233 | N | . | Wagner Wind LLC | Greenbacker Renewable Energy Corporation | 60025 | CA | PACC | WECC |  | 22 | 2 | NAICS-22 Non-Cogen | WT | WND | WND | CISO | 125399 | 14179 | 2021
Vintage2013 | solar pv | TRUE | 58234 | N | . | SEPV 8 | Highlander Solar 1, LLC | 58211 | CA | PACC | WECC |  | 22 | 2 | NAICS-22 Non-Cogen | PV | SUN | SUN | CISO | 263241 | 29765 | 2021
Vintage2015 | natural gas peaker | TRUE | 58235 | N | . | Clayville | City of Vineland - (NJ) | 19856 | NJ | MAT | RFC |  | 22 | 1 | Electric Utility | GT | NG | NG | PJM | 563677 | 54110 | 2021
| other | FALSE | 58236 | N | . | Marshalltown Generating Station | Interstate Power and Light Co | 9417 | IA | WNC | MRO |  | 22 | 1 | Electric Utility | BA | MWH | OTH | MISO | 0 | -13 | 2021
| natural gas combined cycle | FALSE | 58236 | N | . | Marshalltown Generating Station | Interstate Power and Light Co | 9417 | IA | WNC | MRO |  | 22 | 1 | Electric Utility | CA | NG | NG | MISO | 0 | 703442 | 2021
Vintage2017 | natural gas combined cycle | TRUE | 58236 | N | . | Marshalltown Generating Station | Interstate Power and Light Co | 9417 | IA | WNC | MRO |  | 22 | 1 | Electric Utility | CT | NG | NG | MISO | 14017467 | 1218246 | 2021
| solar pv | FALSE | 58236 | N | . | Marshalltown Generating Station | Interstate Power and Light Co | 9417 | IA | WNC | MRO |  | 22 | 1 | Electric Utility | PV | SUN | SUN | MISO | 0 | 0 | 2021
Vintage2012 | other | FALSE | 58237 | Y | . | CCSU Fuel Cell Project | New Britain Renewable Energy, LLC | 58213 | CT | NEW | NPCC |  | 611 | 5 | Commercial NAICS Cogen | FC | NG | NG | ISNE | 64600 | 9257 | 2021
Vintage2012 | onshore wind | TRUE | 58238 | N | . | Georgia Mountain Community Wind Farm | Greenbacker Renewable Energy Corporation | 60025 | VT | NEW | NPCC |  | 22 | 2 | NAICS-22 Non-Cogen | WT | WND | WND | ISNE | 186574 | 21096 | 2021
Vintage2012 | solar pv | TRUE | 58239 | N | . | Kent County-Kennedyville | Terraform Arcadia | 63249 | MD | SAT | RFC |  | 22 | 2 | NAICS-22 Non-Cogen | PV | SUN | SUN | PJM | 15423 | 1744 | 2021
Vintage2012 | solar pv | TRUE | 58240 | N | . | Kit Carson | Terraform Arcadia | 63249 | NM | MTN | WECC |  | 22 | 2 | NAICS-22 Non-Cogen | PV | SUN | SUN | PNM | 25055 | 2833 | 2021
Vintage2012 | solar pv | TRUE | 58241 | N | . | Rock Hall | Terraform Arcadia | 63249 | MD | SAT | RFC |  | 22 | 2 | NAICS-22 Non-Cogen | PV | SUN | SUN | PJM | 17008 | 1923 | 2021
Vintage2014 | onshore wind | TRUE | 58242 | N | . | Pattern Panhandle Wind LLC | Pattern Operators LP | 56545 | TX | WSC | TRE |  | 22 | 2 | NAICS-22 Non-Cogen | WT | WND | WND | ERCO | 5510998 | 623134 | 2021
Vintage2012 | solar pv | TRUE | 58243 | N | . | Kent County - Worton Complex | Terraform Arcadia | 63249 | MD | SAT | RFC |  | 22 | 2 | NAICS-22 Non-Cogen | PV | SUN | SUN | PJM | 16440 | 1859 | 2021
Vintage2012 | solar pv | FALSE | 58244 | N | . | West Valley High School Solar | AES Distributed Energy | 61012 | CA | PACC | WECC |  | 611 | 4 | Commercial NAICS Non-Cogen | PV | SUN | SUN | CISO | 12964 | 1466 | 2021
Vintage1995 | natural gas peaker | FALSE | 58245 | Y | . | Northeastern Illinois University Cogen | Northeastern Illinois University | 58220 | IL | ENC | RFC |  | 611 | 5 | Commercial NAICS Cogen | IC | NG | NG | PJM | 35 | 9.8 | 2021
Vintage2012 | biomass | TRUE | 58246 | N | . | Millersville LFG | LES Operations Services LLC | 58221 | MD | SAT | RFC |  | 22 | 2 | NAICS-22 Non-Cogen | IC | LFG | MLG | PJM | 267658 | 23790 | 2021
Vintage2013 | solar pv | FALSE | 58248 | N | . | Pierce College | Los Angeles Community College District | 57276 | CA | PACC | WECC |  | 611 | 4 | Commercial NAICS Non-Cogen | PV | SUN | SUN | LDWP | 28336 | 3204 | 2021
Vintage2014 | solar pv | FALSE | 58249 | N | . | VA Sepulveda Ambulatory Care Center | VA Sepulveda Ambulatory Care Center | 59553 | CA | PACC | WECC |  | 621 | 4 | Commercial NAICS Non-Cogen | PV | SUN | SUN | LDWP | 56125 | 6346 | 2021
Vintage2013 | biomass | TRUE | 58250 | N | . | Tullytown | WM Renewable Energy LLC | 54842 | PA | MAT | RFC |  | 22 | 2 | NAICS-22 Non-Cogen | IC | LFG | MLG | PJM | 108690 | 10081 | 2021
Vintage1958 | other | FALSE | 58251 | Y | . | C&H Sugar Plant | C&H Sugar Company Inc | 58223 | CA | PACC | WECC |  | 311 | 7 | Industrial NAICS Cogen | ST | PUR | OTH | CISO | 416825 | 47131 | 2021
Vintage2012 | biomass | TRUE | 58252 | N | . | Alpha Ridge LFG | Howard County - Maryland | 58229 | MD | SAT | RFC |  | 22 | 2 | NAICS-22 Non-Cogen | IC | LFG | MLG | PJM | 3809 | 386 | 2021
Vintage2013 | other | FALSE | 58253 | N | . | CBS Television City | Televison City Studios, LLC. | 63330 | CA | PACC | WECC |  | 512 | 4 | Commercial NAICS Non-Cogen | FC | NG | NG | LDWP | 65266 | 4927 | 2021
Vintage2013 | solar pv | FALSE | 58253 | N | . | CBS Television City | Televison City Studios, LLC. | 63330 | CA | PACC | WECC |  | 512 | 4 | Commercial NAICS Non-Cogen | PV | SUN | SUN | LDWP | 13125 | 1484 | 2021
Vintage2016 | natural gas peaker | TRUE | 58254 | N | . | Chatham | City of Lowell - (MI) | 11268 | MI | ENC | RFC |  | 22 | 1 | Electric Utility | GT | NG | NG | MISO | 708 | 47 | 2021
Vintage2014 | natural gas peaker | TRUE | 58255 | N | . | Rubart | Sunflower Electric Power Corp | 18315 | KS | WNC | MRO |  | 22 | 1 | Electric Utility | IC | NG | NG | SWPP | 528594 | 51776 | 2021
| other | FALSE | 58256 | N | . | Los Alamos PV Site | Los Alamos County | 11204 | NM | MTN | WECC |  | 22 | 1 | Electric Utility | BA | MWH | OTH | PNM | 0 | -241 | 2021
Vintage2012 | solar pv | TRUE | 58256 | N | . | Los Alamos PV Site | Los Alamos County | 11204 | NM | MTN | WECC |  | 22 | 1 | Electric Utility | PV | SUN | SUN | PNM | 7305 | 826 | 2021
Vintage2013 | hydro | TRUE | 58257 | N | . | Upper Pacolet Hydro | Lockhart Power Co | 11118 | SC | SAT | SERC |  | 22 | 1 | Electric Utility | HY | WAT | HYC | DUK | 46687 | 5279 | 2021
Vintage2015 | natural gas peaker | FALSE | 58258 | Y | . | Central Utilities Plant LAX 2 | LAX Airport | 10810 | CA | PACC | WECC |  | 4881 | 5 | Commercial NAICS Cogen | GT | NG | NG | LDWP | 155733 | 37573.2 | 2021
Vintage2012 | solar pv | TRUE | 58259 | N | . | Kalaeloa Solar Two | Kalaeloa Solar Two LLC | 58233 | HI | PACN |  |  | 22 | 2 | NAICS-22 Non-Cogen | PV | SUN | SUN |  | 89182 | 10084 | 2021
| natural gas combined cycle | FALSE | 58260 | N | . | Brunswick County Power Station | Virginia Electric & Power Co | 19876 | VA | SAT | SERC |  | 22 | 1 | Electric Utility | CA | NG | NG | PJM | 0 | 0 | 2021
Vintage2016 | natural gas combined cycle | TRUE | 58260 | N | . | Brunswick County Power Station | Virginia Electric & Power Co | 19876 | VA | SAT | SERC |  | 22 | 1 | Electric Utility | CT | NG | NG | PJM | 61185504 | 8671856 | 2021
Vintage2012 | solar pv | TRUE | 58261 | N | . | FAA NorCal TRACON | Enfinity NorCal 1 FAA LLC | 58238 | CA | PACC | WECC |  | 22 | 2 | NAICS-22 Non-Cogen | PV | SUN | SUN | BANC | 11276 | 1275 | 2021
Vintage2013 | solar pv | TRUE | 58262 | N | . | Badger 1 | Desert Sky Solar LLC | 58239 | AZ | MTN | WECC |  | 22 | 2 | NAICS-22 Non-Cogen | PV | SUN | SUN | AZPS | 335216 | 37903 | 2021
Vintage0 | biomass | FALSE | 58264 | N | . | Apple Data Center - Fuel Cell 1&2 | Apple, Inc | 57369 | NC | SAT | SERC |  | 518 | 4 | Commercial NAICS Non-Cogen | FC | LFG | MLG | DUK | 444152 | 54773 | 2021
Vintage2006 | natural gas peaker | FALSE | 58265 | Y | . | NCAH Central Utility Plant | National Centers for Animal Health | 58247 | IA | WNC | MRO |  | 921 | 5 | Commercial NAICS Cogen | GT | NG | NG | MISO | 58547 | 13957.16 | 2021
Vintage2010 | petroleum | FALSE | 58265 | Y | . | NCAH Central Utility Plant | National Centers for Animal Health | 58247 | IA | WNC | MRO |  | 921 | 5 | Commercial NAICS Cogen | IC | DFO | DFO | MISO | 378 | 90.16 | 2021
Vintage2015 | natural gas peaker | TRUE | 58266 | N | . | Port Westward Unit 2 | Portland General Electric Co | 15248 | OR | PACC | WECC |  | 22 | 1 | Electric Utility | IC | NG | NG | PGE | 7154780 | 825327 | 2021
Vintage2007 | petroleum | TRUE | 58269 | N | . | Bay View Backup Power Facility | COT/Division of Water Reclamation | 58240 | OH | ENC | RFC |  | 22 | 1 | Electric Utility | IC | DFO | DFO | PJM | 1035 | 775.527 | 2021
Vintage2007 | natural gas peaker | TRUE | 58269 | N | . | Bay View Backup Power Facility | COT/Division of Water Reclamation | 58240 | OH | ENC | RFC |  | 22 | 1 | Electric Utility | IC | NG | NG | PJM | 6 | 4.473 | 2021
| biomass | FALSE | 58269 | N | . | Bay View Backup Power Facility | COT/Division of Water Reclamation | 58240 | OH | ENC | RFC |  | 22 | 1 | Electric Utility | IC | OBG | ORW | PJM | 0 | 0 | 2021
Vintage2012 | solar pv | TRUE | 58270 | N | . | Acushnet AD Makepeace | Ahana Renewables, LLC | 59622 | MA | NEW | NPCC |  | 22 | 2 | NAICS-22 Non-Cogen | PV | SUN | SUN | ISNE | 53461 | 6045 | 2021
Vintage2012 | solar pv | TRUE | 58271 | N | . | Acushnet Hawes Reed Road | Ahana Renewables, LLC | 59622 | MA | NEW | NPCC |  | 22 | 2 | NAICS-22 Non-Cogen | PV | SUN | SUN | ISNE | 15487 | 1751 | 2021
Vintage2012 | solar pv | TRUE | 58272 | N | . | Easthampton Landfill-City of Easthampton | Ahana Renewables, LLC | 59622 | MA | NEW | NPCC |  | 22 | 2 | NAICS-22 Non-Cogen | PV | SUN | SUN | ISNE | 25108 | 2839 | 2021
Vintage2012 | solar pv | TRUE | 58273 | N | . | South Robeson Farm | USF Surry, LLC | 63233 | NC | SAT | SERC |  | 22 | 2 | NAICS-22 Non-Cogen | PV | SUN | SUN | CPLE | 72449 | 8192 | 2021
Vintage2012 | solar pv | TRUE | 58274 | N | . | Raeford Farm | SRE Utility Solar 1, LLC | 61119 | NC | SAT | SERC |  | 22 | 2 | NAICS-22 Non-Cogen | PV | SUN | SUN | CPLE | 74217 | 8392 | 2021
Vintage2014 | solar pv | TRUE | 58275 | N | . | Mass Midstate Solar 3 | Evergreen Wind, LLC | 59155 | MA | NEW | NPCC |  | 22 | 2 | NAICS-22 Non-Cogen | PV | SUN | SUN | ISNE | 52639 | 5952 | 2021
Vintage2014 | solar pv | TRUE | 58276 | N | . | Mass Midstate Solar 2 | Evergreen Wind, LLC | 59155 | MA | NEW | NPCC |  | 22 | 2 | NAICS-22 Non-Cogen | PV | SUN | SUN | ISNE | 60837 | 6879 | 2021
Vintage2014 | natural gas peaker | TRUE | 58278 | N | . | TNSG North Plant | TDX North Slope Generating Inc. | 57494 | AK | PACN |  |  | 22 | 1 | Electric Utility | GT | NG | NG |  | 646426 | 49695 | 2021
| petroleum | FALSE | 58278 | N | . | TNSG North Plant | TDX North Slope Generating Inc. | 57494 | AK | PACN |  |  | 22 | 1 | Electric Utility | IC | DFO | DFO |  | 0 | 0 | 2021
Vintage2014 | solar pv | TRUE | 58279 | N | . | Mass Midstate Solar 1 | Evergreen Wind, LLC | 59155 | MA | NEW | NPCC |  | 22 | 2 | NAICS-22 Non-Cogen | PV | SUN | SUN | ISNE | 65287 | 7382 | 2021
Vintage2014 | solar pv | TRUE | 58280 | N | . | Millbury Solar | Evergreen Wind, LLC | 59155 | MA | NEW | NPCC |  | 22 | 2 | NAICS-22 Non-Cogen | PV | SUN | SUN | ISNE | 35959 | 4066 | 2021
Vintage2019 | solar pv | TRUE | 58281 | N | . | Lanikuhana Solar LLC | Lanikuhana Solar LLC | 60987 | HI | PACN |  |  | 22 | 2 | NAICS-22 Non-Cogen | PV | SUN | SUN | HECO | 248711 | 28122 | 2021
Vintage2015 | solar pv | TRUE | 58282 | N | . | Leicester One MA Solar LLC | CleanCapital | 62060 | MA | NEW | NPCC |  | 22 | 2 | NAICS-22 Non-Cogen | PV | SUN | SUN | ISNE | 57689 | 6523 | 2021
Vintage2015 | solar pv | TRUE | 58283 | N | . | Freetown Solar | Mass Solar, LLC | 58598 | MA | NEW | NPCC |  | 22 | 2 | NAICS-22 Non-Cogen | PV | SUN | SUN | ISNE | 63800 | 7214 | 2021
Vintage2015 | natural gas peaker | TRUE | 58284 | N | . | La Luz Energy Center | Public Service Co of NM | 15473 | NM | MTN | WECC |  | 22 | 1 | Electric Utility | GT | NG | NG | PNM | 163 | 14685 | 2021
Vintage2015 | solar pv | TRUE | 58289 | N | . | Venable Solar 1 | Venable Solar, LLC | 59455 | CA | PACC | WECC |  | 22 | 2 | NAICS-22 Non-Cogen | PV | SUN | SUN | CISO | 27787 | 3142 | 2021
Vintage2015 | solar pv | TRUE | 58290 | N | . | Venable Solar 2 | Venable Solar, LLC | 59455 | CA | PACC | WECC |  | 22 | 2 | NAICS-22 Non-Cogen | PV | SUN | SUN | CISO | 27787 | 3142 | 2021
Vintage2012 | solar pv | TRUE | 58292 | N | . | Jewish Community Center PV | AES Distributed Energy | 61012 | AZ | MTN | WECC |  | 22 | 2 | NAICS-22 Non-Cogen | PV | SUN | SUN | AZPS | 18651 | 2109 | 2021
Vintage2013 | solar pv | TRUE | 58293 | N | . | Paradise Valley H.S. PV | AES Distributed Energy | 61012 | AZ | MTN | WECC |  | 22 | 2 | NAICS-22 Non-Cogen | PV | SUN | SUN | AZPS | 22445 | 2538 | 2021
Vintage2012 | other | TRUE | 58296 | N | . | Roll Delano 2 | Bloom Energy | 57128 | CA | PACC | WECC |  | 22 | 2 | NAICS-22 Non-Cogen | FC | NG | NG | CISO | 52256 | 5903 | 2021
Vintage2012 | other | TRUE | 58297 | N | . | Roll Delano | Bloom Energy | 57128 | CA | PACC | WECC |  | 22 | 2 | NAICS-22 Non-Cogen | FC | NG | NG | CISO | 66722 | 8498 | 2021
Vintage2012 | other | TRUE | 58298 | N | . | Roll Lost Hills | Bloom Energy | 57128 | CA | PACC | WECC |  | 22 | 2 | NAICS-22 Non-Cogen | FC | NG | NG | CISO | 34147 | 4922 | 2021
Vintage2018 | other | TRUE | 58299 | N | . | Xilinx San Jose | Bloom Energy | 57128 | CA | PACC | WECC |  | 22 | 2 | NAICS-22 Non-Cogen | FC | NG | NG | CISO | 52877 | 7169 | 2021
Vintage2012 | other | TRUE | 58300 | N | . | Honda Torrance | Bloom Energy | 57128 | CA | PACC | WECC |  | 22 | 2 | NAICS-22 Non-Cogen | FC | NG | NG | CISO | 45175 | 5977 | 2021
Vintage2012 | other | TRUE | 58301 | N | . | Juniper Networks Sunnyvale | Bloom Energy | 57128 | CA | PACC | WECC |  | 22 | 2 | NAICS-22 Non-Cogen | FC | NG | NG | CISO | 50287 | 6680 | 2021
Vintage2012 | other | TRUE | 58302 | N | . | Life Technologies Carlsbad | Bloom Energy | 57128 | CA | PACC | WECC |  | 22 | 2 | NAICS-22 Non-Cogen | FC | NG | NG | CISO | 58260 | 8551 | 2021
Vintage2013 | solar pv | TRUE | 58304 | N | . | Kingsburg Solar | Tulare PV II LLC | 58269 | CA | PACC | WECC |  | 22 | 2 | NAICS-22 Non-Cogen | PV | SUN | SUN | CISO | 63289 | 7156 | 2021
Vintage2011 | solar pv | TRUE | 58305 | N | . | PCIP Solar | Greenbacker Renewable Energy Corporation | 60025 | NC | SAT | SERC |  | 22 | 2 | NAICS-22 Non-Cogen | PV | SUN | SUN | CPLE | 15513 | 1754 | 2021
Vintage2014 | solar pv | TRUE | 58306 | N | . | Exeter Solar | Tulare PV I LLC | 58268 | CA | PACC | WECC |  | 22 | 2 | NAICS-22 Non-Cogen | PV | SUN | SUN | CISO | 54761 | 6192 | 2021
Vintage2014 | solar pv | TRUE | 58307 | N | . | Ivanhoe Solar | Tulare PV I LLC | 58268 | CA | PACC | WECC |  | 22 | 2 | NAICS-22 Non-Cogen | PV | SUN | SUN | CISO | 57292 | 6478 | 2021
Vintage2014 | solar pv | TRUE | 58308 | N | . | Lindsay Solar | Tulare PV I LLC | 58268 | CA | PACC | WECC |  | 22 | 2 | NAICS-22 Non-Cogen | PV | SUN | SUN | CISO | 65703 | 7429 | 2021
Vintage2014 | solar pv | TRUE | 58309 | N | . | Porterville Solar | Tulare PV I LLC | 58268 | CA | PACC | WECC |  | 22 | 2 | NAICS-22 Non-Cogen | PV | SUN | SUN | CISO | 59368 | 6713 | 2021
| petroleum | FALSE | 58310 | N | . | Lake Charles Plant | Rain CII Carbon LLC | 58287 | LA | WSC | SERC |  | 324 | 6 | Industrial NAICS Non-Cogen | ST | PC | PC | MISO | 0 | 0 | 2021
Vintage2012 | other | FALSE | 58310 | N | . | Lake Charles Plant | Rain CII Carbon LLC | 58287 | LA | WSC | SERC |  | 324 | 6 | Industrial NAICS Non-Cogen | ST | WH | OTH | MISO | 1630347 | 184345 | 2021
Vintage2012 | solar pv | TRUE | 58311 | N | . | Chadbourn Farm | Strata Manager, LLC | 64778 | NC | SAT | SERC |  | 22 | 2 | NAICS-22 Non-Cogen | PV | SUN | SUN | CPLE | 81161 | 9177 | 2021
Vintage2012 | solar pv | TRUE | 58312 | N | . | Warrenton Farm | Palmetto Power Management LLC | 63248 | NC | SAT | SERC |  | 22 | 2 | NAICS-22 Non-Cogen | PV | SUN | SUN | CPLE | 66198 | 7485 | 2021
Vintage2012 | solar pv | TRUE | 58313 | N | . | Mocksville Farm | Strata Manager, LLC | 64778 | NC | SAT | SERC |  | 22 | 2 | NAICS-22 Non-Cogen | PV | SUN | SUN | CPLE | 81522 | 9218 | 2021
Vintage2012 | solar pv | TRUE | 58314 | N | . | Belwood Farm | Palmetto Power Management LLC | 63248 | NC | SAT | SERC |  | 22 | 2 | NAICS-22 Non-Cogen | PV | SUN | SUN | CPLE | 59599 | 6739 | 2021
Vintage2012 | solar pv | TRUE | 58315 | N | . | Arndt Farm | Strata Manager, LLC | 64778 | NC | SAT | SERC |  | 22 | 2 | NAICS-22 Non-Cogen | PV | SUN | SUN | DUK | 48800 | 5518 | 2021
Vintage2012 | solar pv | TRUE | 58316 | N | . | Railroad Farm | Palmetto Power Management LLC | 63248 | NC | SAT | SERC |  | 22 | 2 | NAICS-22 Non-Cogen | PV | SUN | SUN | CPLE | 71089 | 8038 | 2021
Vintage2012 | solar pv | TRUE | 58317 | N | . | Watts Farm | Palmetto Power Management LLC | 63248 | NC | SAT | SERC |  | 22 | 2 | NAICS-22 Non-Cogen | PV | SUN | SUN | CPLE | 73618 | 8324 | 2021
Vintage2012 | solar pv | TRUE | 58318 | N | . | Farrington Farm | Strata Manager, LLC | 64778 | NC | SAT | SERC |  | 22 | 2 | NAICS-22 Non-Cogen | PV | SUN | SUN | CPLE | 12976 | 1467 | 2021
Vintage2013 | geothermal | TRUE | 58319 | N | . | Patua Acquisition Project, LLC | Patua Acquisition Company, LLC | 58245 | NV | MTN | WECC |  | 22 | 2 | NAICS-22 Non-Cogen | BT | GEO | GEO | NEVP | 965701 | 109193 | 2021
Vintage2017 | solar pv | TRUE | 58319 | N | . | Patua Acquisition Project, LLC | Patua Acquisition Company, LLC | 58245 | NV | MTN | WECC |  | 22 | 2 | NAICS-22 Non-Cogen | PV | SUN | SUN | NEVP | 237727 | 26880 | 2021
Vintage2013 | biomass | TRUE | 58320 | N | . | G2 Energy Hay Rd | G2 Energy LLC | 56440 | CA | PACC | WECC |  | 22 | 2 | NAICS-22 Non-Cogen | IC | LFG | MLG | CISO | 134833 | 12923 | 2021
Vintage2013 | onshore wind | TRUE | 58321 | N | . | Goldthwaite Wind Energy Facility | Invenergy Services LLC | 49893 | TX | WSC | TRE |  | 22 | 2 | NAICS-22 Non-Cogen | WT | WND | WND | ERCO | 4345509 | 491351 | 2021
Vintage2014 | onshore wind | TRUE | 58322 | N | . | Prairie Breeze | SunEdison LLC | 59139 | NE | WNC | MRO |  | 22 | 2 | NAICS-22 Non-Cogen | WT | WND | WND | SWPP | 6923755 | 782876 | 2021
Vintage2012 | solar pv | TRUE | 58323 | N | . | Shannon Farm | Strata Manager, LLC | 64778 | NC | SAT | SERC |  | 22 | 2 | NAICS-22 Non-Cogen | PV | SUN | SUN | CPLE | 72459 | 8193 | 2021
Vintage2009 | onshore wind | TRUE | 58324 | N | . | Vansycle II Wind Energy Center | FPL Energy Stateline II Inc | 58298 | OR | PACC | WECC |  | 22 | 2 | NAICS-22 Non-Cogen | WT | WND | WND | PACW | 2685559 | 303659 | 2021
Vintage2015 | natural gas peaker | TRUE | 58325 | N | . | Charles D. Lamb Energy Center | Oklahoma Municipal Power Authority | 14077 | OK | WSC | MRO |  | 22 | 1 | Electric Utility | GT | NG | NG | SWPP | 1562402 | 118531 | 2021
Vintage0 | natural gas peaker | FALSE | 58326 | Y | . | PWD Northeast WPCP Biogas Cogen Plant | Philadelphia Water Department | 56205 | PA | MAT | RFC |  | 22132 | 5 | Commercial NAICS Cogen | IC | NG | NG | PJM | 25314 | 2469.802 | 2021
Vintage2013 | biomass | TRUE | 58326 | Y | . | PWD Northeast WPCP Biogas Cogen Plant | Philadelphia Water Department | 56205 | PA | MAT | RFC |  | 22132 | 5 | Commercial NAICS Cogen | IC | OBG | ORW | PJM | 232108 | 23146.198 | 2021
Vintage2010 | natural gas peaker | FALSE | 58327 | Y | . | Bradley Energy Center | Ameresco Select Inc | 58300 | CT | NEW | NPCC |  | 481 | 5 | Commercial NAICS Cogen | IC | NG | NG | ISNE | 105320 | 13874 | 2021
Vintage2005 | natural gas peaker | FALSE | 58328 | Y | . | North Chicago Energy Center | Energy Systems Group LLC | 58303 | IL | ENC | RFC |  | 622 | 5 | Commercial NAICS Cogen | GT | NG | NG | PJM | 205103 | 36284 | 2021
Vintage2013 | solar pv | TRUE | 58329 | N | . | UMMS at Pocomoke | Constellation Solar Maryland II LLC | 58304 | MD | SAT | RFC |  | 22 | 2 | NAICS-22 Non-Cogen | PV | SUN | SUN | PJM | 45733 | 5171 | 2021
Vintage2016 | natural gas peaker | FALSE | 58330 | Y | . | The Andersons Albion Ethanol LLC | The Andersons Albion Ethanol LLC | 58313 | MI | ENC | RFC |  | 325193 | 7 | Industrial NAICS Cogen | GT | NG | NG | MISO | 290044 | 59980.9 | 2021
Vintage2006 | natural gas steam turbine | FALSE | 58330 | Y | . | The Andersons Albion Ethanol LLC | The Andersons Albion Ethanol LLC | 58313 | MI | ENC | RFC |  | 325193 | 7 | Industrial NAICS Cogen | ST | NG | NG | MISO | 9752 | 1996.26 | 2021
Vintage2013 | solar pv | TRUE | 58332 | N | . | Haynes Farm | Strata Manager, LLC | 64778 | NC | SAT | SERC |  | 22 | 2 | NAICS-22 Non-Cogen | PV | SUN | SUN | DUK | 70442 | 7965 | 2021
Vintage2013 | solar pv | TRUE | 58333 | N | . | Lenoir Farm | Strata Manager, LLC | 64778 | NC | SAT | SERC |  | 22 | 2 | NAICS-22 Non-Cogen | PV | SUN | SUN | CPLE | 74236 | 8394 | 2021
Vintage2013 | solar pv | TRUE | 58334 | N | . | Lenoir Farm 2 | Strata Manager, LLC | 64778 | NC | SAT | SERC |  | 22 | 2 | NAICS-22 Non-Cogen | PV | SUN | SUN | CPLE | 71319 | 8064 | 2021
Vintage2013 | solar pv | TRUE | 58335 | N | . | Marshville Farm | Strata Manager, LLC | 64778 | NC | SAT | SERC |  | 22 | 2 | NAICS-22 Non-Cogen | PV | SUN | SUN | DUK | 74334 | 8405 | 2021
Vintage2014 | solar pv | TRUE | 58336 | N | . | Mile Farm | Palmetto Power Management LLC | 63248 | NC | SAT | SERC |  | 22 | 2 | NAICS-22 Non-Cogen | PV | SUN | SUN | CPLE | 76190 | 8615 | 2021
Vintage2013 | solar pv | TRUE | 58337 | N | . | Moore Solar Farm | Strata Manager, LLC | 64778 | NC | SAT | SERC |  | 22 | 2 | NAICS-22 Non-Cogen | PV | SUN | SUN | DUK | 70107 | 7927 | 2021
Vintage2013 | solar pv | TRUE | 58338 | N | . | Moorings Farm | Strata Manager, LLC | 64778 | NC | SAT | SERC |  | 22 | 2 | NAICS-22 Non-Cogen | PV | SUN | SUN | CPLE | 68249 | 7717 | 2021
Vintage2014 | solar pv | TRUE | 58339 | N | . | New Bern Farm | Strata Manager, LLC | 64778 | NC | SAT | SERC |  | 22 | 2 | NAICS-22 Non-Cogen | PV | SUN | SUN | CPLE | 69744 | 7886 | 2021
Vintage2014 | solar pv | TRUE | 58340 | N | . | Roxboro Farm | Strata Manager, LLC | 64778 | NC | SAT | SERC |  | 22 | 2 | NAICS-22 Non-Cogen | PV | SUN | SUN | CPLE | 61722 | 6979 | 2021
Vintage2013 | solar pv | TRUE | 58341 | N | . | White Cross Farm | Strata Manager, LLC | 64778 | NC | SAT | SERC |  | 22 | 2 | NAICS-22 Non-Cogen | PV | SUN | SUN | DUK | 71069 | 8036 | 2021
Vintage2013 | solar pv | TRUE | 58342 | N | . | Wilson Farm 1 | Strata Manager, LLC | 64778 | NC | SAT | SERC |  | 22 | 2 | NAICS-22 Non-Cogen | PV | SUN | SUN | CPLE | 71530 | 8088 | 2021
Vintage2013 | solar pv | TRUE | 58343 | N | . | Yanceyville Farm | Palmetto Power Management LLC | 63248 | NC | SAT | SERC |  | 22 | 2 | NAICS-22 Non-Cogen | PV | SUN | SUN | CPLE | 73928 | 8359 | 2021
Vintage2013 | solar pv | TRUE | 58344 | N | . | AM Best Farm | Strata Manager, LLC | 64778 | NC | SAT | SERC |  | 22 | 2 | NAICS-22 Non-Cogen | PV | SUN | SUN | CPLE | 77403 | 8752 | 2021
Vintage2013 | solar pv | TRUE | 58345 | N | . | Mt Olive Farm 2 | Strata Manager, LLC | 64778 | NC | SAT | SERC |  | 22 | 2 | NAICS-22 Non-Cogen | PV | SUN | SUN | CPLE | 82487 | 9327 | 2021
Vintage2013 | solar pv | TRUE | 58346 | N | . | Dibrell Farm | Strata Manager, LLC | 64778 | NC | SAT | SERC |  | 22 | 2 | NAICS-22 Non-Cogen | PV | SUN | SUN | DUK | 79491 | 8988 | 2021
Vintage2013 | solar pv | TRUE | 58347 | N | . | Rock Farm | Strata Manager, LLC | 64778 | NC | SAT | SERC |  | 22 | 2 | NAICS-22 Non-Cogen | PV | SUN | SUN | CPLE | 77756 | 8792 | 2021
Vintage2013 | solar pv | TRUE | 58348 | N | . | Two Lines Farm | Strata Manager, LLC | 64778 | NC | SAT | SERC |  | 22 | 2 | NAICS-22 Non-Cogen | PV | SUN | SUN | DUK | 75023 | 8483 | 2021
Vintage2013 | solar pv | TRUE | 58349 | N | . | Bolton Farm | Strata Manager, LLC | 64778 | NC | SAT | SERC |  | 22 | 2 | NAICS-22 Non-Cogen | PV | SUN | SUN | CPLE | 72184 | 8162 | 2021
Vintage2013 | solar pv | TRUE | 58350 | N | . | McCallum Farm | Strata Manager, LLC | 64778 | NC | SAT | SERC |  | 22 | 2 | NAICS-22 Non-Cogen | PV | SUN | SUN | CPLE | 74935 | 8473 | 2021
Vintage2012 | onshore wind | TRUE | 58351 | N | . | Tuscola Bay Wind | Tuscola Bay Wind LLC | 58340 | MI | ENC | RFC |  | 22 | 2 | NAICS-22 Non-Cogen | WT | WND | WND | MISO | 3073502 | 347524 | 2021
Vintage2013 | solar pv | TRUE | 58354 | N | . | Radiance Solar 4 | Greenbacker Renewable Energy Corporation | 60025 | CA | PACC | WECC |  | 22 | 2 | NAICS-22 Non-Cogen | PV | SUN | SUN | CISO | 29151 | 3296 | 2021
Vintage2013 | solar pv | TRUE | 58355 | N | . | Radiance Solar 5 | Greenbacker Renewable Energy Corporation | 60025 | CA | PACC | WECC |  | 22 | 2 | NAICS-22 Non-Cogen | PV | SUN | SUN | CISO | 28885 | 3266 | 2021
Vintage2012 | solar pv | TRUE | 58356 | N | . | The Lawrenceville School Solar Facility | CVI CleanCapital Solar 4 LLC | 63068 | NJ | MAT | RFC |  | 22 | 2 | NAICS-22 Non-Cogen | PV | SUN | SUN | PJM | 67093 | 7586 | 2021
Vintage2011 | solar pv | FALSE | 58357 | N | . | Amazon | CVI CleanCapital Solar 4 LLC | 63068 | NJ | MAT | RFC |  | 421 | 4 | Commercial NAICS Non-Cogen | PV | SUN | SUN | PJM | 12633 | 1428 | 2021
Vintage2013 | solar pv | FALSE | 58358 | N | . | North Jersey Media Group Solar Facility | CVI CleanCapital Solar 4 LLC | 63068 | NJ | MAT | RFC |  | 511 | 4 | Commercial NAICS Non-Cogen | PV | SUN | SUN | PJM | 46219 | 5226 | 2021
Vintage2012 | solar pv | FALSE | 58359 | N | . | Corning Pharmaceutical Glass | CVI CleanCapital Solar 4 LLC | 63068 | NJ | MAT | RFC |  | 421 | 4 | Commercial NAICS Non-Cogen | PV | SUN | SUN | PJM | 27983 | 3164 | 2021
Vintage2012 | solar pv | FALSE | 58360 | N | . | Atlantic Coast Freezers Solar Facility | CVI CleanCapital Solar 4 LLC | 63068 | NJ | MAT | RFC |  | 421 | 4 | Commercial NAICS Non-Cogen | PV | SUN | SUN | PJM | 23189 | 2622 | 2021
Vintage2011 | solar pv | FALSE | 58361 | N | . | Williams-Sonoma Solar Facility | CVI CleanCapital Solar 4 LLC | 63068 | NJ | MAT | RFC |  | 421 | 4 | Commercial NAICS Non-Cogen | PV | SUN | SUN | PJM | 38303 | 4331 | 2021
Vintage2013 | solar pv | TRUE | 58362 | N | . | Quittacas Pond Solar | Consolidated Edison Solutions Inc | 57365 | MA | NEW | NPCC |  | 22 | 2 | NAICS-22 Non-Cogen | PV | SUN | SUN | ISNE | 48977 | 5538 | 2021
Vintage2012 | onshore wind | TRUE | 58363 | N | . | Majestic II Wind | NextEra Energy Majestic Wind | 58353 | TX | WSC | TRE |  | 22 | 2 | NAICS-22 Non-Cogen | WT | WND | WND | SWPP | 2889168 | 326681 | 2021
Vintage2019 | solar pv | TRUE | 58364 | N | . | Tissington Solar | Goldman Sachs Renewable Power LLC | 61944 | NJ | MAT | RFC |  | 22 | 2 | NAICS-22 Non-Cogen | PV | SUN | SUN | PJM | 35907 | 4060 | 2021
Vintage2013 | solar pv | TRUE | 58366 | N | . | Atwell Island | SPS Atwell Island LLC | 58355 | CA | PACC | WECC |  | 22 | 2 | NAICS-22 Non-Cogen | PV | SUN | SUN | CISO | 314191 | 35526 | 2021
Vintage2013 | solar pv | TRUE | 58370 | N | . | Gridley Main | Altus Power America Management, LLC | 60281 | CA | PACC | WECC |  | 22 | 2 | NAICS-22 Non-Cogen | PV | SUN | SUN | CISO | 16150 | 1826 | 2021
Vintage2013 | solar pv | TRUE | 58371 | N | . | Gridley Main Two | Altus Power America Management, LLC | 60281 | CA | PACC | WECC |  | 22 | 2 | NAICS-22 Non-Cogen | PV | SUN | SUN | CISO | 37728 | 4266 | 2021
Vintage2012 | onshore wind | TRUE | 58372 | N | . | Blue Summit Wind LLC | Blue Summit Wind LLC | 58360 | TX | WSC | TRE |  | 22 | 2 | NAICS-22 Non-Cogen | WT | WND | WND | ERCO | 3743524 | 423284 | 2021
Vintage2013 | solar pv | TRUE | 58373 | N | . | White River Solar | Consolidated Edison Development Inc. | 56769 | CA | PACC | WECC |  | 22 | 2 | NAICS-22 Non-Cogen | PV | SUN | SUN | CISO | 426129 | 48183 | 2021
Vintage2013 | solar pv | TRUE | 58374 | N | . | Corcoran Solar | Consolidated Edison Development Inc. | 56769 | CA | PACC | WECC |  | 22 | 2 | NAICS-22 Non-Cogen | PV | SUN | SUN | CISO | 429323 | 48544 | 2021
Vintage2015 | natural gas peaker | FALSE | 58375 | Y | . | Triton East and West Cogen | Triton College | 58361 | IL | ENC | RFC |  | 611 | 5 | Commercial NAICS Cogen | IC | NG | NG | PJM | 289 | 75 | 2021
Vintage2013 | solar pv | TRUE | 58376 | N | . | Oakley Solar Project | Oakley Solar Project LLC | 58363 | CA | PACC | WECC |  | 22 | 2 | NAICS-22 Non-Cogen | PV | SUN | SUN | CISO | 20031 | 2265 | 2021
Vintage2011 | biomass | TRUE | 58377 | N | . | Rochelle Energy Center | Frontier Operation Services | 63199 | IL | ENC | RFC |  | 22 | 2 | NAICS-22 Non-Cogen | IC | LFG | MLG | PJM | 202121 | 18026 | 2021
| natural gas peaker | FALSE | 58378 | Y | . | W.A. Parish Carbon Capture Plant | Petra Nova Power I LLC | 58365 | TX | WSC | TRE |  | 22 | 3 | NAICS-22 Cogen | GT | NG | NG | ERCO | 0 | 0 | 2021
Vintage2013 | biomass | TRUE | 58379 | N | . | Cold Canyon 1 | Toro Energy of California SLO | 58366 | CA | PACC | WECC |  | 22 | 2 | NAICS-22 Non-Cogen | IC | LFG | MLG | CISO | 123160 | 11037 | 2021
Vintage2013 | biomass | TRUE | 58380 | N | . | JBER Landfill Gas Power Plant | Doyon Utilities, LLC | 58368 | AK | PACN |  |  | 928 | 4 | Commercial NAICS Non-Cogen | IC | LFG | MLG |  | 397141 | 38070.956 | 2021
Vintage0 | natural gas peaker | FALSE | 58380 | N | . | JBER Landfill Gas Power Plant | Doyon Utilities, LLC | 58368 | AK | PACN |  |  | 928 | 4 | Commercial NAICS Non-Cogen | IC | NG | NG |  | 231 | 22.044 | 2021
Vintage2012 | solar pv | TRUE | 58381 | N | . | Bryan Solar Field | City of Bryan - (OH) | 2439 | OH | ENC | RFC |  | 22 | 1 | Electric Utility | PV | SUN | SUN | PJM | 23304 | 2635 | 2021
Vintage2012 | natural gas peaker | TRUE | 58382 | Y | . | Threemile Digester | TMF Biofuels, LLC | 58370 | OR | PACC | WECC |  | 22 | 3 | NAICS-22 Cogen | IC | NG | NG | PACW | 182219 | 36313 | 2021
| biomass | FALSE | 58382 | Y | . | Threemile Digester | TMF Biofuels, LLC | 58370 | OR | PACC | WECC |  | 22 | 3 | NAICS-22 Cogen | IC | OBG | ORW | PACW | 0 | 0 | 2021
Vintage2013 | solar pv | TRUE | 58383 | N | . | Hyder II Hybrid | Arizona Public Service Co | 803 | AZ | MTN | WECC |  | 22 | 1 | Electric Utility | PV | SUN | SUN | AZPS | 336682 | 38069 | 2021
Vintage2013 | hydro | TRUE | 58384 | N | . | Fargo Drop | Riverside Investments LLC | 58372 | ID | MTN | WECC |  | 22 | 2 | NAICS-22 Non-Cogen | HY | WAT | HYC | IPCO | 26885 | 3040 | 2021
Vintage2013 | solar pv | TRUE | 58385 | N | . | Northbridge Solar | Consolidated Edison Development Inc. | 56769 | MA | NEW | NPCC |  | 22 | 2 | NAICS-22 Non-Cogen | PV | SUN | SUN | ISNE | 28991 | 3278 | 2021
Vintage2013 | solar pv | TRUE | 58386 | N | . | CU Solar Plant | CU Solar LLC | 58373 | OH | ENC | RFC |  | 22 | 2 | NAICS-22 Non-Cogen | PV | SUN | SUN | PJM | 21412 | 2421 | 2021
Vintage2013 | solar pv | TRUE | 58387 | N | . | CES Sterling LLC | SunEdison LLC | 59139 | MA | NEW | NPCC |  | 22 | 2 | NAICS-22 Non-Cogen | PV | SUN | SUN | ISNE | 23631 | 2672 | 2021
Vintage2015 | solar pv | TRUE | 58388 | N | . | Solar Star 1 | Solar Star California XIX, LLC | 59873 | CA | PACC | WECC |  | 22 | 2 | NAICS-22 Non-Cogen | PV | SUN | SUN | CISO | 7891969 | 892353 | 2021
Vintage2015 | solar pv | TRUE | 58389 | N | . | Solar Star 2 | Solar Star California XX, LLC | 59872 | CA | PACC | WECC |  | 22 | 2 | NAICS-22 Non-Cogen | PV | SUN | SUN | CISO | 6989829 | 790347 | 2021
Vintage2012 | hydro | TRUE | 58390 | N | . | Jordan Hydroelectric Project | Jordan Hydroelectric LTD PTP | 58378 | NC | SAT | SERC |  | 22 | 2 | NAICS-22 Non-Cogen | HY | WAT | HYC | DUK | 82328 | 9309 | 2021
Vintage2013 | solar pv | TRUE | 58391 | N | . | IND Community Solar Farm 1st Phase | Terraform Arcadia | 63249 | IN | ENC | RFC |  | 22 | 2 | NAICS-22 Non-Cogen | PV | SUN | SUN | MISO | 130839 | 14794 | 2021
Vintage2013 | hydro | TRUE | 58392 | N | . | Flint Creek Hydroelectric LLC | Hydrodynamics Inc | 9370 | MT | MTN | WECC |  | 22 | 2 | NAICS-22 Non-Cogen | HY | WAT | HYC | NWMT | 97063 | 10975 | 2021
Vintage2014 | onshore wind | TRUE | 58394 | N | . | Alta Wind X | Alta Wind X, LLC | 58379 | CA | PACC | WECC |  | 22 | 2 | NAICS-22 Non-Cogen | WT | WND | WND | CISO | 3497139 | 395425 | 2021
Vintage2014 | onshore wind | TRUE | 58395 | N | . | Alta Wind XI | Alta Wind XI, LLC | 58380 | CA | PACC | WECC |  | 22 | 2 | NAICS-22 Non-Cogen | WT | WND | WND | CISO | 2441643 | 276079 | 2021
Vintage2013 | biomass | TRUE | 58397 | N | . | Ameresco Johnson Canyon | Ameresco Johnson Canyon LLC | 58382 | CA | PACC | WECC |  | 22 | 2 | NAICS-22 Non-Cogen | IC | LFG | MLG | CISO | 100141 | 9428 | 2021
Vintage2014 | solar pv | TRUE | 58398 | N | . | Heber Solar | Axium US Solar Holdings LLC | 60898 | CA | PACC | WECC |  | 22 | 2 | NAICS-22 Non-Cogen | PV | SUN | SUN | IID | 226496 | 25610 | 2021
Vintage2011 | biomass | TRUE | 58399 | N | . | Synergy Biogas | CH4 Biogas LLC | 58383 | NY | MAT | NPCC |  | 562 | 4 | Commercial NAICS Non-Cogen | IC | OBG | ORW | NYIS | 5041 | 342 | 2021
Vintage2000 | natural gas peaker | FALSE | 58400 | N | . | Central Energy Facility | Clemson University - Main Campus | 58384 | SC | SAT | SERC |  | 611 | 4 | Commercial NAICS Non-Cogen | GT | NG | NG | DUK | 1301 | 63 | 2021
Vintage2012 | solar pv | TRUE | 58401 | N | . | Volkswagen Solar System | SR Enterprise South LLC | 58385 | TN | ESC | SERC |  | 22 | 2 | NAICS-22 Non-Cogen | PV | SUN | SUN | TVA | 103660 | 11721 | 2021
Vintage2012 | solar pv | TRUE | 58402 | N | . | Solar Star New Jersey NJ LLC | Solar Star New Jersey VI LLC | 58387 | NJ | MAT | RFC |  | 22 | 2 | NAICS-22 Non-Cogen | PV | SUN | SUN | PJM | 14477 | 1637 | 2021
Vintage2013 | solar pv | TRUE | 58403 | N | . | Bellingham PV | Terraform Arcadia | 63249 | MA | NEW | NPCC |  | 22 | 2 | NAICS-22 Non-Cogen | PV | SUN | SUN | ISNE | 29663 | 3354 | 2021
Vintage2014 | onshore wind | FALSE | 58404 | N | . | Pantex | Pantex (NNSA) | 58388 | TX | WSC | MRO |  | 928 | 4 | Commercial NAICS Non-Cogen | WT | WND | WND | SWPP | 383760 | 43392 | 2021
| other | FALSE | 58405 | N | . | ESS Battery Microgrid | Kodiak Electric Assn Inc | 10433 | AK | PACN |  |  | 22 | 1 | Electric Utility | BA | MWH | OTH |  | 0 | -246 | 2021
Vintage2011 | onshore wind | TRUE | 58407 | N | . | Luther College Wind Project | Luther College Wind Energy Project LLC | 58389 | IA | WNC | MRO |  | 22 | 2 | NAICS-22 Non-Cogen | WT | WND | WND | MISO | 21500 | 2431 | 2021
Vintage2013 | solar pv | TRUE | 58408 | N | . | Maryland Solar | CD Arevon USA, Inc. | 61230 | MD | SAT | RFC |  | 22 | 2 | NAICS-22 Non-Cogen | PV | SUN | SUN | PJM | 292912 | 33120 | 2021
Vintage2013 | solar pv | TRUE | 58410 | N | . | Marshfield PV | Terraform Arcadia | 63249 | MA | NEW | NPCC |  | 22 | 2 | NAICS-22 Non-Cogen | PV | SUN | SUN | ISNE | 45502 | 5145 | 2021
Vintage2013 | solar pv | TRUE | 58411 | N | . | Orange PV | Terraform Arcadia | 63249 | MA | NEW | NPCC |  | 22 | 2 | NAICS-22 Non-Cogen | PV | SUN | SUN | ISNE | 12232 | 1383 | 2021
Vintage2014 | solar pv | TRUE | 58412 | N | . | Maynard PV | Terraform Arcadia | 63249 | MA | NEW | NPCC |  | 22 | 2 | NAICS-22 Non-Cogen | PV | SUN | SUN | ISNE | 11629 | 1315 | 2021
Vintage2011 | onshore wind | TRUE | 58414 | N | . | NLMU Wind | New London Municipal Utilities | 13468 | IA | WNC | MRO |  | 22 | 1 | Electric Utility | WT | WND | WND | MISO | 44901 | 5077 | 2021
Vintage2014 | onshore wind | TRUE | 58416 | N | . | Headwaters Wind Farm LLC | Headwaters Wind Farm LLC | 58412 | IN | ENC | RFC |  | 22 | 2 | NAICS-22 Non-Cogen | WT | WND | WND | PJM | 4791955 | 541831 | 2021
Vintage2014 | solar pv | TRUE | 58417 | N | . | Lone Valley Solar Park I LLC | Lone Valley Solar Park I LLC | 58413 | CA | PACC | WECC |  | 22 | 2 | NAICS-22 Non-Cogen | PV | SUN | SUN | CISO | 200246 | 22642 | 2021
Vintage2015 | solar pv | TRUE | 58418 | N | . | Victor Dry Farm Ranch A | AES Distributed Energy | 61012 | CA | PACC | WECC |  | 22 | 2 | NAICS-22 Non-Cogen | PV | SUN | SUN | CISO | 88272 | 9981 | 2021
Vintage2015 | solar pv | TRUE | 58419 | N | . | Victor Dry Farm Ranch B | AES Distributed Energy | 61012 | CA | PACC | WECC |  | 22 | 2 | NAICS-22 Non-Cogen | PV | SUN | SUN | CISO | 88564 | 10014 | 2021
Vintage2016 | natural gas combined cycle | TRUE | 58420 | N | . | Hamilton Liberty | Hamilton Liberty O&M LLC | 58417 | PA | MAT | RFC |  | 22 | 2 | NAICS-22 Non-Cogen | CS | NG | NG | PJM | 40478867 | 6077702 | 2021
| other | FALSE | 58422 | N | . | CSU Northridge Plant | California State University, Northridge | 58416 | CA | PACC | WECC |  | 611 | 4 | Commercial NAICS Non-Cogen | FC | NG | NG | LDWP | 0 | 0 | 2021
Vintage2005 | solar pv | FALSE | 58422 | N | . | CSU Northridge Plant | California State University, Northridge | 58416 | CA | PACC | WECC |  | 611 | 4 | Commercial NAICS Non-Cogen | PV | SUN | SUN | LDWP | 8835 | 999 | 2021
Vintage2014 | solar pv | TRUE | 58423 | N | . | Southbridge PV | Terraform Arcadia | 63249 | MA | NEW | NPCC |  | 22 | 2 | NAICS-22 Non-Cogen | PV | SUN | SUN | ISNE | 29603 | 3347 | 2021
| onshore wind | FALSE | 58424 | N | . | Harbor Wind LLC | Harbor Wind Tenant LLC | 58420 | TX | WSC | TRE |  | 22 | 2 | NAICS-22 Non-Cogen | WT | WND | WND | ERCO | 0 | 0 | 2021
Vintage2012 | onshore wind | TRUE | 58425 | N | . | Fire Island Wind | Fire Island Wind LLC | 58422 | AK | PACN |  |  | 22 | 2 | NAICS-22 Non-Cogen | WT | WND | WND |  | 369316 | 41759 | 2021
Vintage2016 | natural gas combined cycle | TRUE | 58426 | N | . | Hamilton Patriot Generation Plant | Hamilton Patriot Operating Services, LLC | 64025 | PA | MAT | RFC |  | 22 | 2 | NAICS-22 Non-Cogen | CS | NG | NG | PJM | 39085563 | 5855248.3 | 2021
Vintage2013 | natural gas combined cycle | TRUE | 58427 | Y | . | Lansing BWL REO Town Plant | Lansing Board of Water and Light | 56155 | MI | ENC | RFC |  | 22 | 1 | Electric Utility | CA | NG | NG | MISO | 9248 | 76930 | 2021
Vintage2013 | natural gas combined cycle | TRUE | 58427 | Y | . | Lansing BWL REO Town Plant | Lansing Board of Water and Light | 56155 | MI | ENC | RFC |  | 22 | 1 | Electric Utility | CT | NG | NG | MISO | 3439479 | 547652 | 2021
Vintage2004 | natural gas peaker | FALSE | 58428 | Y | . | LSU Cogen | LSU and A&M College | 58425 | LA | WSC | SERC |  | 611 | 5 | Commercial NAICS Cogen | GT | NG | NG | MISO | 624648 | 138147.66 | 2021
Vintage2014 | biomass | TRUE | 58429 | N | . | Sunshine Gas Producers | Sunshine Gas Producers LLC | 58426 | CA | PACC | WECC |  | 22 | 2 | NAICS-22 Non-Cogen | GT | LFG | MLG | CISO | 1802219 | 140052 | 2021
Vintage2014 | solar pv | TRUE | 58430 | N | . | Centinela Solar Energy | CD Arevon USA, Inc. | 61230 | CA | PACC | WECC |  | 22 | 2 | NAICS-22 Non-Cogen | PV | SUN | SUN | CISO | 4436549 | 501645 | 2021
Vintage2012 | solar pv | TRUE | 58431 | N | . | West Tennessee Solar Farm | UT West Tennessee Solar Farm | 58428 | TN | ESC | SERC |  | 22 | 2 | NAICS-22 Non-Cogen | PV | SUN | SUN | TVA | 42002 | 4749 | 2021
Vintage2013 | natural gas peaker | TRUE | 58432 | Y | . | Glass House Camarillo Cultivation | Glass House Camarillo Cultivation | 64570 | CA | PACC | WECC |  | 22 | 3 | NAICS-22 Cogen | IC | NG | NG | CISO | 553386 | 64353 | 2021
Vintage2013 | other | TRUE | 58433 | N | . | Red Lion Energy Center | Diamond State Generation Partners, LLC | 57485 | DE | SAT | RFC |  | 22 | 2 | NAICS-22 Non-Cogen | FC | NG | NG | PJM | 1325960 | 200445 | 2021
Vintage2021 | hydro | TRUE | 58434 | N | . | Red Rock Hydro Plant | Western Minnesota Mun Pwr Agny | 20421 | IA | WNC | MRO |  | 22 | 1 | Electric Utility | HY | WAT | HYC | MISO | 299617 | 33878 | 2021
Vintage2014 | biomass | TRUE | 58435 | N | . | Ameresco Vasco Road | Ameresco Vasco Road, LLC | 58431 | CA | PACC | WECC |  | 22 | 2 | NAICS-22 Non-Cogen | IC | LFG | MLG | CISO | 347207 | 33795 | 2021
Vintage2014 | biomass | TRUE | 58436 | N | . | Ameresco San Joaquin | Ameresco San Joaquin, LLC | 58432 | CA | PACC | WECC |  | 22 | 2 | NAICS-22 Non-Cogen | IC | LFG | MLG | CISO | 289866 | 27677 | 2021
Vintage2014 | biomass | TRUE | 58437 | N | . | Ameresco Forward | Ameresco Forward, LLC | 58433 | CA | PACC | WECC |  | 22 | 2 | NAICS-22 Non-Cogen | IC | LFG | MLG | CISO | 334934 | 31834 | 2021
Vintage1912 | hydro | TRUE | 58438 | N | . | Spearfish Hydro | City of Spearfish | 58434 | SD | WNC | MRO |  | 22 | 1 | Electric Utility | HY | WAT | HYC | WACM | 27869 | 3151 | 2021
Vintage2011 | biomass | TRUE | 58439 | N | . | Collinwood BioEnergy Facility | Collinwood BioEnergy | 58435 | OH | ENC | RFC |  | 115 | 6 | Industrial NAICS Non-Cogen | IC | OBG | ORW | PJM | 45676 | 2906 | 2021
Vintage2013 | other | FALSE | 58440 | N | . | CBS Studio Center | Crestmark Bank | 59413 | CA | PACC | WECC |  | 512 | 4 | Commercial NAICS Non-Cogen | FC | NG | NG | LDWP | 56837 | 5594 | 2021
Vintage2012 | onshore wind | TRUE | 58441 | N | . | Swauk Wind LLC | Gamesa Wind US LLC | 58430 | WA | PACC | WECC |  | 22 | 2 | NAICS-22 Non-Cogen | WT | WND | WND | PSEI | 104279 | 11791 | 2021
Vintage2012 | solar pv | TRUE | 58443 | N | . | Martin Limestone Solar Array | Sunstream Energy LLC | 58438 | PA | MAT | RFC |  | 22 | 2 | NAICS-22 Non-Cogen | PV | SUN | SUN | PJM | 13583 | 1536 | 2021
Vintage2012 | onshore wind | TRUE | 58444 | N | . | Junction Hilltop Wind Farm | Junction Hilltop Management LLC | 58439 | IA | WNC | MRO |  | 22 | 2 | NAICS-22 Non-Cogen | WT | WND | WND | MISO | 215157 | 24328 | 2021
Vintage2013 | solar pv | TRUE | 58445 | N | . | Arrache 4006 | CD US Solar MT 2 LLC | 58440 | CA | PACC | WECC |  | 22 | 2 | NAICS-22 Non-Cogen | PV | SUN | SUN | CISO | 18175 | 2055 | 2021
Vintage2013 | solar pv | TRUE | 58446 | N | . | Arrache 4013 | CD US Solar MT 2 LLC | 58440 | CA | PACC | WECC |  | 22 | 2 | NAICS-22 Non-Cogen | PV | SUN | SUN | CISO | 18023 | 2038 | 2021
Vintage2013 | solar pv | TRUE | 58447 | N | . | Arrache 8083 | CD US Solar MT 2 LLC | 58440 | CA | PACC | WECC |  | 22 | 2 | NAICS-22 Non-Cogen | PV | SUN | SUN | CISO | 29009 | 3280 | 2021
Vintage2013 | solar pv | TRUE | 58448 | N | . | Nunn | CD US Solar MT 2 LLC | 58440 | CA | PACC | WECC |  | 22 | 2 | NAICS-22 Non-Cogen | PV | SUN | SUN | CISO | 18122 | 2049 | 2021
Vintage2014 | solar pv | TRUE | 58449 | N | . | Rutan | CD US Solar MT 2 LLC | 58440 | CA | PACC | WECC |  | 22 | 2 | NAICS-22 Non-Cogen | PV | SUN | SUN | CISO | 27301 | 3087 | 2021
Vintage2013 | solar pv | TRUE | 58450 | N | . | Vinam | CD US Solar MT 2 LLC | 58440 | CA | PACC | WECC |  | 22 | 2 | NAICS-22 Non-Cogen | PV | SUN | SUN | CISO | 20492 | 2317 | 2021
Vintage2013 | solar pv | TRUE | 58451 | N | . | Ma | CD US Solar MT 2 LLC | 58440 | CA | PACC | WECC |  | 22 | 2 | NAICS-22 Non-Cogen | PV | SUN | SUN | CISO | 18317 | 2071 | 2021
Vintage2013 | solar pv | TRUE | 58452 | N | . | Horn | CD US Solar MT 2 LLC | 58440 | CA | PACC | WECC |  | 22 | 2 | NAICS-22 Non-Cogen | PV | SUN | SUN | CISO | 20121 | 2275 | 2021
Vintage2011 | solar pv | TRUE | 58453 | N | . | Dixon Dairy Road Solar | Palmetto Power Management LLC | 63248 | NC | SAT | SERC |  | 22 | 2 | NAICS-22 Non-Cogen | PV | SUN | SUN | DUK | 59121 | 6685 | 2021
Vintage2013 | solar pv | TRUE | 58454 | N | . | Watts 3115 | CD US Solar MT 2 LLC | 58440 | CA | PACC | WECC |  | 22 | 2 | NAICS-22 Non-Cogen | PV | SUN | SUN | CISO | 26823 | 3033 | 2021
Vintage2015 | hydro | TRUE | 58455 | N | . | 45 Mile Hydroelectric Project | EBD Hydro LLC | 58443 | OR | PACC | WECC |  | 22 | 2 | NAICS-22 Non-Cogen | HY | WAT | HYC | PACW | 37038 | 4188 | 2021
Vintage2012 | onshore wind | TRUE | 58456 | N | . | Cumberland Rose | Cumberland Rose Wind Energy, LLC | 58444 | IA | WNC | MRO |  | 22 | 2 | NAICS-22 Non-Cogen | WT | WND | WND | MISO | 40196 | 4545 | 2021
Vintage2012 | onshore wind | TRUE | 58457 | N | . | Fontanelle | Forward Fontanelle Power, LLC | 58445 | IA | WNC | MRO |  | 22 | 2 | NAICS-22 Non-Cogen | WT | WND | WND | MISO | 48924 | 5532 | 2021
Vintage2012 | onshore wind | TRUE | 58458 | N | . | Greenfield Wind | Greenfield Wind Power, LLC | 58446 | IA | WNC | MRO |  | 22 | 2 | NAICS-22 Non-Cogen | WT | WND | WND | MISO | 43724 | 4944 | 2021
Vintage2012 | onshore wind | TRUE | 58459 | N | . | Meadow Ridge | Meadow Ridge Wind Energy, LLC | 58447 | IA | WNC | MRO |  | 22 | 2 | NAICS-22 Non-Cogen | WT | WND | WND | MISO | 38550 | 4359 | 2021
Vintage2012 | onshore wind | TRUE | 58460 | N | . | Sky Volt | Sky Volt, LLC | 58448 | IA | WNC | MRO |  | 22 | 2 | NAICS-22 Non-Cogen | WT | WND | WND | MISO | 38171 | 4316 | 2021
Vintage2012 | onshore wind | TRUE | 58461 | N | . | Wiota | Wiota Wind Energy, LLC #1 | 58449 | IA | WNC | MRO |  | 22 | 2 | NAICS-22 Non-Cogen | WT | WND | WND | MISO | 48395 | 5472 | 2021
| other | FALSE | 58462 | N | . | McCoy Solar Energy Project Hybrid | McCoy Solar, LLC | 58451 | CA | PACC | WECC |  | 22 | 2 | NAICS-22 Non-Cogen | BA | MWH | OTH | CISO | 0 | -16516 | 2021
Vintage2016 | solar pv | TRUE | 58462 | N | . | McCoy Solar Energy Project Hybrid | McCoy Solar, LLC | 58451 | CA | PACC | WECC |  | 22 | 2 | NAICS-22 Non-Cogen | PV | SUN | SUN | CISO | 5502967 | 622226 | 2021
Vintage2012 | solar pv | TRUE | 58463 | N | . | Herbert Farm Solar | SMECO Solar LLC | 58452 | MD | SAT | RFC |  | 22 | 1 | Electric Utility | PV | SUN | SUN | PJM | 67374 | 7618 | 2021
Vintage2014 | onshore wind | TRUE | 58464 | N | . | Broadview Energy Prime LLC | BayWa r.e Wind LLC | 57421 | NM | MTN | MRO |  | 22 | 2 | NAICS-22 Non-Cogen | WT | WND | WND | SWPP | 309398 | 34984 | 2021
Vintage2014 | onshore wind | TRUE | 58465 | N | . | Broadview Energy Prime 2 LLC | BayWa r.e Wind LLC | 57421 | NM | MTN | MRO |  | 22 | 2 | NAICS-22 Non-Cogen | WT | WND | WND | SWPP | 322018 | 36411 | 2021
Vintage2013 | solar pv | TRUE | 58467 | N | . | Campo Verde Solar | Southern Power Co | 17650 | CA | PACC | WECC |  | 22 | 2 | NAICS-22 Non-Cogen | PV | SUN | SUN | CISO | 3056727 | 345627 | 2021
| petroleum | FALSE | 58469 | N | . | HNL Emergency Power Facility | Hawaiian Electric Co Inc | 19547 | HI | PACN |  |  | 22 | 1 | Electric Utility | IC | DFO | DFO |  | 0 | 0 | 2021
Vintage2017 | biomass | TRUE | 58469 | N | . | HNL Emergency Power Facility | Hawaiian Electric Co Inc | 19547 | HI | PACN |  |  | 22 | 1 | Electric Utility | IC | OBL | ORW |  | 15803 | 1672 | 2021
| hydro | FALSE | 58470 | N | . | C-Drop Hydro | C-Drop | 58459 | OR | PACC | WECC |  | 22 | 2 | NAICS-22 Non-Cogen | HY | WAT | HYC | PACW | 0 | 0 | 2021
Vintage2015 | natural gas peaker | TRUE | 58471 | N | . | Ector County Energy Center | Invenergy Services LLC | 49893 | TX | WSC | TRE |  | 22 | 2 | NAICS-22 Non-Cogen | GT | NG | NG | ERCO | 584565 | 49903 | 2021
Vintage2013 | solar pv | TRUE | 58473 | N | . | Bruce A Henry Solar Farm | Delaware Electric Cooperative | 5070 | DE | SAT | RFC |  | 22 | 1 | Electric Utility | PV | SUN | SUN | PJM | 52593 | 5947 | 2021
Vintage2013 | onshore wind | TRUE | 58474 | N | . | Buffalo Dunes Wind Project | Buffalo Dunes Wind Project LLC | 58461 | KS | WNC | MRO |  | 22 | 2 | NAICS-22 Non-Cogen | WT | WND | WND | SWPP | 8033279 | 908331 | 2021
| other | FALSE | 58475 | N | . | Battery Utility of Ohio | Battery Utility of Ohio LLC | 58462 | OH | ENC | RFC |  | 22 | 2 | NAICS-22 Non-Cogen | BA | MWH | OTH | PJM | 0 | -293 | 2021
Vintage2012 | biomass | TRUE | 58476 | Y | . | Dart Container Corp | Dart Container Corp | 58463 | PA | MAT | RFC |  | 326 | 7 | Industrial NAICS Cogen | GT | LFG | MLG | PJM | 468709 | 39086 | 2021
Vintage2013 | solar pv | TRUE | 58477 | N | . | Las Vegas WPCF Solar Plant | City of Las Vegas | 58464 | NV | MTN | WECC |  | 22 | 2 | NAICS-22 Non-Cogen | PV | SUN | SUN | NEVP | 55956 | 6327 | 2021
| natural gas combined cycle | FALSE | 58478 | N | . | LEPA Unit No. 1 | Louisiana Energy & Power Authority | 26253 | LA | WSC | SERC |  | 22 | 1 | Electric Utility | CA | NG | NG | MISO | 0 | 84686 | 2021
Vintage2016 | natural gas combined cycle | TRUE | 58478 | N | . | LEPA Unit No. 1 | Louisiana Energy & Power Authority | 26253 | LA | WSC | SERC |  | 22 | 1 | Electric Utility | CT | NG | NG | MISO | 3064822 | 291280 | 2021
Vintage2013 | solar pv | TRUE | 58479 | N | . | SEV NM Phase 2 | Altus Power America Management, LLC | 60281 | NM | MTN | WECC |  | 22 | 2 | NAICS-22 Non-Cogen | PV | SUN | SUN | SWPP | 37957 | 4292 | 2021
Vintage2012 | solar pv | TRUE | 58480 | N | . | Plymouth Solar LLC | SunEnergy1 | 58466 | NC | SAT | SERC |  | 22 | 2 | NAICS-22 Non-Cogen | PV | SUN | SUN | PJM | 44567 | 5039 | 2021
Vintage2008 | solar pv | FALSE | 58481 | N | . | CSU Pueblo | SSA Solar of CO 1, LLC | 58467 | CO | MTN | WECC |  | 611 | 4 | Commercial NAICS Non-Cogen | PV | SUN | SUN | WACM | 18625 | 2106 | 2021
Vintage2013 | solar pv | TRUE | 58482 | N | . | Azalea Solar, LLC | Onward Energy | 60453 | GA | SAT | SERC |  | 22 | 2 | NAICS-22 Non-Cogen | PV | SUN | SUN | SOCO | 99874 | 11293 | 2021
Vintage2012 | solar pv | TRUE | 58483 | N | . | Tinton Falls Solar Farm | Tinton Falls Solar | 58469 | NJ | MAT | RFC |  | 22 | 2 | NAICS-22 Non-Cogen | PV | SUN | SUN | PJM | 205083 | 23189 | 2021
Vintage0 | biomass | FALSE | 58484 | Y | . | MAS ASB Cogen Plant | Cube District Energy, LLC | 61038 | GA | SAT | SERC |  | 312 | 7 | Industrial NAICS Cogen | IC | LFG | MLG | SOCO | 33502 | 4654.306 | 2021
Vintage2012 | natural gas peaker | FALSE | 58484 | Y | . | MAS ASB Cogen Plant | Cube District Energy, LLC | 61038 | GA | SAT | SERC |  | 312 | 7 | Industrial NAICS Cogen | IC | NG | NG | SOCO | 361679 | 42713.034 | 2021
Vintage2012 | solar pv | TRUE | 58485 | N | . | Upson Rocky Creek Solar Plant | Axium US Solar Holdings LLC | 60898 | GA | SAT | SERC |  | 22 | 2 | NAICS-22 Non-Cogen | PV | SUN | SUN | SOCO | 10410 | 1177 | 2021
Vintage2012 | solar pv | TRUE | 58486 | N | . | Picture Rocks Solar, LLC | Goldman Sachs Renewable Power LLC | 61944 | AZ | MTN | WECC |  | 22 | 2 | NAICS-22 Non-Cogen | PV | SUN | SUN | TEPC | 452671 | 51184 | 2021
Vintage2012 | solar pv | TRUE | 58487 | N | . | Granville Solar PV Power Project | Southern Power Co | 17650 | NC | SAT | SERC |  | 22 | 2 | NAICS-22 Non-Cogen | PV | SUN | SUN | CPLE | 43157 | 4880 | 2021
Vintage2013 | solar pv | TRUE | 58488 | N | . | Bryan Solar, LLC | Goldman Sachs Renewable Power LLC | 61944 | TX | WSC | TRE |  | 22 | 2 | NAICS-22 Non-Cogen | PV | SUN | SUN | ERCO | 217412 | 24583 | 2021
Vintage2012 | solar pv | TRUE | 58489 | N | . | Apex Solar PV Power Project | Southern Power Co | 17650 | NV | MTN | WECC |  | 22 | 2 | NAICS-22 Non-Cogen | PV | SUN | SUN | NEVP | 447860 | 50640 | 2021
Vintage2013 | solar pv | TRUE | 58490 | N | . | Spectrum Solar PV Power Project | Southern Power Co | 17650 | NV | MTN | WECC |  | 22 | 2 | NAICS-22 Non-Cogen | PV | SUN | SUN | NEVP | 723252 | 81779 | 2021
Vintage2012 | solar pv | TRUE | 58491 | N | . | Sandy Cross Solar, LLC | Oppidum Renewables USA, LLC | 63026 | NC | SAT | SERC |  | 22 | 2 | NAICS-22 Non-Cogen | PV | SUN | SUN | CPLE | 18017 | 2037 | 2021
Vintage2012 | solar pv | TRUE | 58492 | N | . | Ararat Rock Solar, LLC | Oppidum Renewables USA, LLC | 63026 | NC | SAT | SERC |  | 22 | 2 | NAICS-22 Non-Cogen | PV | SUN | SUN | DUK | 53435 | 6042 | 2021
Vintage2012 | solar pv | TRUE | 58493 | N | . | Progress Solar 1, LLC | Oppidum Renewables USA, LLC | 63026 | NC | SAT | SERC |  | 22 | 2 | NAICS-22 Non-Cogen | PV | SUN | SUN | CPLE | 55231 | 6245 | 2021
Vintage2012 | solar pv | TRUE | 58494 | N | . | Progress Solar II, LLC | Oppidum Renewables USA, LLC | 63026 | NC | SAT | SERC |  | 22 | 2 | NAICS-22 Non-Cogen | PV | SUN | SUN | CPLE | 48323 | 5464 | 2021
Vintage2012 | solar pv | TRUE | 58495 | N | . | Progress Solar III, LLC | Oppidum Renewables USA, LLC | 63026 | NC | SAT | SERC |  | 22 | 2 | NAICS-22 Non-Cogen | PV | SUN | SUN | CPLE | 52234 | 5906 | 2021
Vintage2012 | solar pv | TRUE | 58496 | N | . | Lincoln Solar | Ecos Energy LLC | 58135 | IN | ENC | RFC |  | 22 | 2 | NAICS-22 Non-Cogen | PV | SUN | SUN | MISO | 18543 | 2097 | 2021
Vintage2013 | biomass | TRUE | 58497 | N | . | L&S Sweetners | EDL Inc | 55858 | PA | MAT | RFC |  | 22 | 2 | NAICS-22 Non-Cogen | IC | LFG | MLG | PJM | 252869 | 21028 | 2021
Vintage2014 | solar pv | TRUE | 58498 | N | . | RE Rosamond One LLC | Goldman Sachs Renewable Power LLC | 61944 | CA | PACC | WECC |  | 22 | 2 | NAICS-22 Non-Cogen | PV | SUN | SUN | CISO | 525369 | 59404 | 2021
Vintage2014 | solar pv | TRUE | 58499 | N | . | RE Rosamond Two LLC | Goldman Sachs Renewable Power LLC | 61944 | CA | PACC | WECC |  | 22 | 2 | NAICS-22 Non-Cogen | PV | SUN | SUN | CISO | 393480 | 44491 | 2021
Vintage2013 | solar pv | TRUE | 58500 | N | . | RE Rio Grande Solar LLC | Goldman Sachs Renewable Power LLC | 61944 | CA | PACC | WECC |  | 22 | 2 | NAICS-22 Non-Cogen | PV | SUN | SUN | CISO | 92375 | 10445 | 2021
Vintage2013 | solar pv | TRUE | 58501 | N | . | RE Gillespie 1 LLC | Goldman Sachs Renewable Power LLC | 61944 | AZ | MTN | WECC |  | 22 | 2 | NAICS-22 Non-Cogen | PV | SUN | SUN | AZPS | 353053 | 39920 | 2021
Vintage2014 | solar pv | TRUE | 58502 | N | . | RE Columbia 3 LLC | Goldman Sachs Renewable Power LLC | 61944 | CA | PACC | WECC |  | 22 | 2 | NAICS-22 Non-Cogen | PV | SUN | SUN | CISO | 201175 | 22747 | 2021
Vintage2016 | natural gas combined cycle | TRUE | 58503 | N | . | Carty Generating Station | Portland General Electric Co | 15248 | OR | PACC | WECC |  | 22 | 1 | Electric Utility | CA | NG | NG | PGE | 1828548 | 1171637 | 2021
Vintage2016 | natural gas combined cycle | TRUE | 58503 | N | . | Carty Generating Station | Portland General Electric Co | 15248 | OR | PACC | WECC |  | 22 | 1 | Electric Utility | CT | NG | NG | PGE | 19097537 | 1855680 | 2021
Vintage2009 | solar pv | FALSE | 58504 | N | . | Livingston Solar Farm | Rutgers, The State University of NJ | 58485 | NJ | MAT | RFC |  | 611 | 4 | Commercial NAICS Non-Cogen | PV | SUN | SUN | PJM | 8826 | 998 | 2021
Vintage2013 | solar pv | FALSE | 58505 | N | . | Livingston Solar Canopies | Rutgers, The State University of NJ | 58485 | NJ | MAT | RFC |  | 611 | 4 | Commercial NAICS Non-Cogen | PV | SUN | SUN | PJM | 56381 | 6375 | 2021
Vintage2012 | solar pv | TRUE | 58506 | N | . | Chuckawalla Solar | Altus Power America Management, LLC | 60281 | CA | PACC | WECC |  | 22 | 2 | NAICS-22 Non-Cogen | PV | SUN | SUN | CISO | 59634 | 6743 | 2021
Vintage0 | petroleum | FALSE | 58507 | Y | . | Montefieor Medical Center Moses Division | Montefiore Medical Center Moses Division | 58487 | NY | MAT | NPCC |  | 622 | 5 | Commercial NAICS Cogen | GT | DFO | DFO | NYIS | 5479 | 442.333 | 2021
Vintage2002 | natural gas peaker | FALSE | 58507 | Y | . | Montefieor Medical Center Moses Division | Montefiore Medical Center Moses Division | 58487 | NY | MAT | NPCC |  | 622 | 5 | Commercial NAICS Cogen | GT | NG | NG | NYIS | 367430 | 29667.667 | 2021
Vintage2011 | petroleum | FALSE | 58507 | Y | . | Montefieor Medical Center Moses Division | Montefiore Medical Center Moses Division | 58487 | NY | MAT | NPCC |  | 622 | 5 | Commercial NAICS Cogen | IC | DFO | DFO | NYIS | 125 | 10.062 | 2021
Vintage1994 | natural gas peaker | FALSE | 58507 | Y | . | Montefieor Medical Center Moses Division | Montefiore Medical Center Moses Division | 58487 | NY | MAT | NPCC |  | 622 | 5 | Commercial NAICS Cogen | IC | NG | NG | NYIS | 2381 | 191.938 | 2021
Vintage2014 | solar pv | TRUE | 58508 | N | . | Bear Creek Solar | Ecos Energy LLC | 58135 | CA | PACC | WECC |  | 22 | 2 | NAICS-22 Non-Cogen | PV | SUN | SUN | CISO | 33820 | 3824 | 2021
Vintage2014 | solar pv | TRUE | 58509 | N | . | Vintner Solar | Ecos Energy LLC | 58135 | CA | PACC | WECC |  | 22 | 2 | NAICS-22 Non-Cogen | PV | SUN | SUN | CISO | 39161 | 4428 | 2021
Vintage2014 | solar pv | TRUE | 58510 | N | . | Kettleman Solar Project | Ecos Energy LLC | 58135 | CA | PACC | WECC |  | 22 | 2 | NAICS-22 Non-Cogen | PV | SUN | SUN | CISO | 23110 | 2613 | 2021
Vintage2013 | onshore wind | TRUE | 58511 | N | . | Delta Wind Farm | Alaska Environmental Power | 58488 | AK | PACN |  |  | 22 | 2 | NAICS-22 Non-Cogen | WT | WND | WND |  | 32316 | 3654 | 2021
Vintage2012 | solar pv | TRUE | 58512 | N | . | Cornerstone Power Vineland I LLC | Altus Power America Management, LLC | 60281 | NJ | MAT | RFC |  | 22 | 2 | NAICS-22 Non-Cogen | PV | SUN | SUN | PJM | 44661 | 5050 | 2021
Vintage2012 | solar pv | TRUE | 58513 | N | . | Ironwood Solar LLC | Altus Power America Management, LLC | 60281 | CA | PACC | WECC |  | 22 | 2 | NAICS-22 Non-Cogen | PV | SUN | SUN | CISO | 62129 | 7025 | 2021
Vintage2013 | solar pv | TRUE | 58514 | N | . | Desert Hot Springs Solar | Consolidated Edison Solutions Inc | 57365 | CA | PACC | WECC |  | 22 | 2 | NAICS-22 Non-Cogen | PV | SUN | SUN | CISO | 50367 | 5695 | 2021
Vintage2019 | solar pv | FALSE | 58515 | N | . | Chattanooga Metropolitan Airport Solar | Chattanooga Metropolitan Airport | 58492 | TN | ESC | RFC |  | 481 | 4 | Commercial NAICS Non-Cogen | PV | SUN | SUN | TVA | 26478 | 2994 | 2021
Vintage2012 | solar pv | TRUE | 58516 | N | . | Union HS at Casa Grande | Constellation Solar Holding, LLC | 58491 | AZ | MTN | WECC |  | 22 | 2 | NAICS-22 Non-Cogen | PV | SUN | SUN | AZPS | 27737 | 3136 | 2021
Vintage2012 | solar pv | TRUE | 58517 | N | . | Vista Grande HS at Casa Grande | Constellation Solar Holding, LLC | 58491 | AZ | MTN | WECC |  | 22 | 2 | NAICS-22 Non-Cogen | PV | SUN | SUN | AZPS | 27053 | 3059 | 2021
Vintage2011 | solar pv | TRUE | 58519 | N | . | Alethea I | Syncarpha Alethea I, LLC | 58495 | NJ | MAT | RFC |  | 22 | 2 | NAICS-22 Non-Cogen | PV | SUN | SUN | PJM | 29520 | 3338 | 2021
Vintage2013 | solar pv | TRUE | 58520 | N | . | Otero Solar | PNM Resources | 59300 | NM | MTN | WECC |  | 22 | 1 | Electric Utility | PV | SUN | SUN | PNM | 157079 | 17761 | 2021
Vintage2013 | solar pv | TRUE | 58521 | N | . | Manzano Solar | PNM Resources | 59300 | NM | MTN | WECC |  | 22 | 1 | Electric Utility | PV | SUN | SUN | PNM | 142830 | 16150 | 2021
Vintage2011 | solar pv | TRUE | 58522 | N | . | Madera Community Hospital | Ahana Renewables, LLC | 59622 | CA | PACC | WECC |  | 22 | 2 | NAICS-22 Non-Cogen | PV | SUN | SUN | CISO | 17457 | 1974 | 2021
Vintage2013 | biomass | TRUE | 58523 | Y | . | Stoltze CoGen1 | F H Stoltze Land & Lumber Co | 58498 | MT | MTN | WECC |  | 321 | 7 | Industrial NAICS Cogen | ST | WDS | WWW | BPAT | 243004 | 20725 | 2021
Vintage2011 | solar pv | TRUE | 58524 | N | . | Neuse River Solar Farm | CleanCapital | 62060 | NC | SAT | SERC |  | 22 | 2 | NAICS-22 Non-Cogen | PV | SUN | SUN | DUK | 12381 | 1400 | 2021
Vintage0 | natural gas peaker | FALSE | 58525 | Y | . | City of Hayward WWTP | City of Hayward | 58500 | CA | PACC | WECC |  | 22 | 3 | NAICS-22 Cogen | IC | NG | NG | CISO | 6195 | 606.317 | 2021
Vintage2014 | biomass | TRUE | 58525 | Y | . | City of Hayward WWTP | City of Hayward | 58500 | CA | PACC | WECC |  | 22 | 3 | NAICS-22 Cogen | IC | OBG | ORW | CISO | 69977 | 6850.683 | 2021
Vintage2010 | solar pv | TRUE | 58525 | Y | . | City of Hayward WWTP | City of Hayward | 58500 | CA | PACC | WECC |  | 22 | 3 | NAICS-22 Cogen | PV | SUN | SUN | CISO | 30839 | 3487 | 2021
Vintage2014 | biomass | TRUE | 58526 | N | . | Uwharrie Mountain Renewable | Uwharrie Mountain Renewable Energy, LLC | 58502 | NC | SAT | SERC |  | 22 | 2 | NAICS-22 Non-Cogen | IC | LFG | MLG | CPLE | 549567 | 49642 | 2021
Vintage2011 | solar pv | FALSE | 58527 | N | . | Crown Cooling Facility | Five Crowns Inc | 58501 | CA | PACC | WECC |  | 115 | 6 | Industrial NAICS Non-Cogen | PV | SUN | SUN | IID | 7041 | 796 | 2021
Vintage2014 | solar pv | TRUE | 58528 | N | . | Garnet Solar Generation Station I LLC | Garnet Solar Generation Station I LLC | 58503 | CA | PACC | WECC |  | 22 | 2 | NAICS-22 Non-Cogen | PV | SUN | SUN | CISO | 36987 | 4182 | 2021
Vintage2012 | solar pv | TRUE | 58529 | N | . | Progress Manis I | USF Surry, LLC | 63233 | NC | SAT | SERC |  | 22 | 2 | NAICS-22 Non-Cogen | PV | SUN | SUN | CPLE | 26319 | 2976 | 2021
Vintage2013 | solar pv | TRUE | 58531 | N | . | North Carolina Solar Bethea I | USF Surry, LLC | 63233 | NC | SAT | SERC |  | 22 | 2 | NAICS-22 Non-Cogen | PV | SUN | SUN | CPLE | 29601 | 3347 | 2021
Vintage2014 | geothermal | TRUE | 58533 | N | . | Don A Campbell 1 Geothermal | ORNI 47, LLC | 60230 | NV | MTN | WECC |  | 22 | 2 | NAICS-22 Non-Cogen | BT | GEO | GEO | NEVP | 1135525 | 128395 | 2021
Vintage2012 | solar pv | TRUE | 58534 | N | . | Westford Solar Park | Goldman Sachs Renewable Power LLC | 61944 | MA | NEW | NPCC |  | 22 | 2 | NAICS-22 Non-Cogen | PV | SUN | SUN | ISNE | 45051 | 5094 | 2021
Vintage2012 | solar pv | TRUE | 58535 | N | . | Pickering Solar | Aqua America Inc | 56645 | PA | MAT | RFC |  | 22 | 2 | NAICS-22 Non-Cogen | PV | SUN | SUN | PJM | 15706 | 1776 | 2021
Vintage2013 | solar pv | TRUE | 58536 | N | . | Cornerstone Power Holmdel LLC | OCI Solar Power | 58489 | NJ | MAT | RFC |  | 22 | 2 | NAICS-22 Non-Cogen | PV | SUN | SUN | PJM | 29078 | 3288 | 2021
| other | FALSE | 58537 | N | . | OCI Alamo Solar I Hybrid | OCI Solar Power | 58489 | TX | WSC | TRE |  | 22 | 2 | NAICS-22 Non-Cogen | BA | MWH | OTH | ERCO | 0 | -298 | 2021
Vintage2013 | solar pv | TRUE | 58537 | N | . | OCI Alamo Solar I Hybrid | OCI Solar Power | 58489 | TX | WSC | TRE |  | 22 | 2 | NAICS-22 Non-Cogen | PV | SUN | SUN | ERCO | 741322 | 83822 | 2021
Vintage2011 | solar pv | TRUE | 58538 | N | . | PCSP3 Airport | Carolina Solar Energy LLC | 58508 | NC | SAT | SERC |  | 22 | 2 | NAICS-22 Non-Cogen | PV | SUN | SUN | DUK | 34652 | 3918 | 2021
Vintage2012 | solar pv | TRUE | 58539 | N | . | Lake Pleasant WTP | Goldman Sachs Renewable Power LLC | 61944 | AZ | MTN | WECC |  | 22 | 2 | NAICS-22 Non-Cogen | PV | SUN | SUN | AZPS | 128080 | 14482 | 2021
Vintage2013 | solar pv | TRUE | 58540 | N | . | Silver City WWTP PV Project | Affordable Solar Silver City, LLC | 58509 | NM | MTN | WECC |  | 22 | 2 | NAICS-22 Non-Cogen | PV | SUN | SUN | PNM | 14867 | 1681 | 2021
Vintage2012 | solar pv | TRUE | 58541 | N | . | SunGen Sharon 1 LLC | SunGen Sharon 1 LLC | 58511 | VT | NEW | NPCC |  | 22 | 2 | NAICS-22 Non-Cogen | PV | SUN | SUN | ISNE | 23243 | 2628 | 2021
Vintage2014 | solar pv | TRUE | 58542 | N | . | Desert Sunlight 250, LLC | NextEra Energy Desert Sunlight 250, LLC | 58290 | CA | PACC | WECC |  | 22 | 2 | NAICS-22 Non-Cogen | PV | SUN | SUN | CISO | 5200192 | 587991 | 2021
Vintage2011 | solar pv | TRUE | 58543 | N | . | Gilbert Solar Facility I, LLC | Gilbert Solar Facility I, LLC | 58514 | AZ | MTN | WECC |  | 22 | 2 | NAICS-22 Non-Cogen | PV | SUN | SUN | AZPS | 32618 | 3688 | 2021
Vintage2014 | solar pv | TRUE | 58544 | N | . | Mountain View Solar | NextEra Energy Mountain View Solar | 58515 | NV | MTN | WECC |  | 22 | 2 | NAICS-22 Non-Cogen | PV | SUN | SUN | NEVP | 472306 | 53404 | 2021
Vintage2014 | solar pv | TRUE | 58545 | N | . | Community Solar 1 | Community Solar I | 64635 | CA | PACC | WECC |  | 22 | 2 | NAICS-22 Non-Cogen | PV | SUN | SUN | IID | 120554 | 13631 | 2021
Vintage2019 | biomass | TRUE | 58546 | N | . | Watervliet | EDL Inc | 55858 | MI | ENC | RFC |  | 22 | 2 | NAICS-22 Non-Cogen | IC | LFG | MLG | MISO | 304118 | 27259 | 2021
Vintage2012 | solar pv | TRUE | 58547 | N | . | SMPA Solar 1 Community Solar | San Miguel Power Assn, Inc | 16622 | CO | MTN | WECC |  | 22 | 1 | Electric Utility | PV | SUN | SUN | PSCO | 12533 | 1417 | 2021
Vintage2013 | onshore wind | TRUE | 58548 | N | . | Huerfano River Wind | Huerfano River Wind, LLC | 58520 | CO | MTN | WECC |  | 22 | 2 | NAICS-22 Non-Cogen | WT | WND | WND | WACM | 109940 | 12431 | 2021
Vintage2012 | solar pv | TRUE | 58549 | N | . | Port Allen Solar | Kaieie Waho Company LLC | 63727 | HI | PACN |  |  | 22 | 2 | NAICS-22 Non-Cogen | PV | SUN | SUN |  | 109117 | 12338 | 2021
Vintage2013 | solar pv | TRUE | 58550 | N | . | Owens Corning at Bethlehem | Constellation Solar Holding, LLC | 58491 | NY | MAT | NPCC |  | 22 | 2 | NAICS-22 Non-Cogen | PV | SUN | SUN | NYIS | 30113 | 3405 | 2021
Vintage2013 | other | TRUE | 58551 | N | . | Bridgeport Fuel Cell, LLC | Bridgeport Fuel Cell, LLC | 63130 | CT | NEW | NPCC |  | 22 | 2 | NAICS-22 Non-Cogen | FC | NG | NG | ISNE | 892555 | 102775 | 2021
Vintage2013 | solar pv | TRUE | 58552 | N | . | Indy Solar I, LLC | Onward Energy | 60453 | IN | ENC | RFC |  | 22 | 2 | NAICS-22 Non-Cogen | PV | SUN | SUN | MISO | 132979 | 15036 | 2021
Vintage2013 | solar pv | TRUE | 58553 | N | . | Indy Solar III, LLC | Onward Energy | 60453 | IN | ENC | RFC |  | 22 | 2 | NAICS-22 Non-Cogen | PV | SUN | SUN | MISO | 98441 | 11131 | 2021
Vintage2013 | solar pv | TRUE | 58554 | N | . | Somers Solar Center, LLC | Onward Energy | 60453 | CT | NEW | NPCC |  | 22 | 2 | NAICS-22 Non-Cogen | PV | SUN | SUN | ISNE | 72864 | 8239 | 2021
Vintage2013 | solar pv | TRUE | 58556 | N | . | Indy Solar II, LLC | Onward Energy | 60453 | IN | ENC | RFC |  | 22 | 2 | NAICS-22 Non-Cogen | PV | SUN | SUN | MISO | 128195 | 14495 | 2021
Vintage2003 | natural gas combined cycle | TRUE | 58557 | N | . | Mesquite Generating Station Block 1 | Salt River Project | 16572 | AZ | MTN | WECC |  | 22 | 1 | Electric Utility | CA | NG | NG | SRP | 1887763 | 1165426 | 2021
Vintage2003 | natural gas combined cycle | TRUE | 58557 | N | . | Mesquite Generating Station Block 1 | Salt River Project | 16572 | AZ | MTN | WECC |  | 22 | 1 | Electric Utility | CT | NG | NG | SRP | 18499894 | 1593554 | 2021
Vintage2013 | biomass | TRUE | 58558 | N | . | Onslow Power Producers | Cube District Energy, LLC | 61038 | NC | SAT | SERC |  | 22 | 2 | NAICS-22 Non-Cogen | IC | LFG | MLG | DUK | 95078 | 9379 | 2021
Vintage2013 | biomass | TRUE | 58559 | N | . | Bi-County Gas Producers | Cube District Energy, LLC | 61038 | TN | ESC | SERC |  | 22 | 2 | NAICS-22 Non-Cogen | IC | LFG | MLG | TVA | 127391 | 11988 | 2021
Vintage2013 | biomass | TRUE | 58560 | N | . | Halifax County Biomass | South Boston Energy LLC | 58524 | VA | SAT | SERC |  | 22 | 2 | NAICS-22 Non-Cogen | ST | OBL | ORW | PJM | 2172 | 149.243 | 2021
Vintage2013 | biomass | TRUE | 58560 | N | . | Halifax County Biomass | South Boston Energy LLC | 58524 | VA | SAT | SERC |  | 22 | 2 | NAICS-22 Non-Cogen | ST | WDS | WWW | PJM | 3654775 | 244662.76 | 2021
Vintage2013 | solar pv | TRUE | 58561 | N | . | Merrimac Solar | Consolidated Edison Development Inc. | 56769 | MA | NEW | NPCC |  | 22 | 2 | NAICS-22 Non-Cogen | PV | SUN | SUN | ISNE | 19996 | 2261 | 2021
Vintage0 | petroleum | FALSE | 58562 | N | . | Montana Power Station | El Paso Electric Co | 5701 | TX | WSC | WECC |  | 22 | 1 | Electric Utility | GT | DFO | DFO | EPE | 106797 | 11222.165 | 2021
Vintage2016 | natural gas peaker | TRUE | 58562 | N | . | Montana Power Station | El Paso Electric Co | 5701 | TX | WSC | WECC |  | 22 | 1 | Electric Utility | GT | NG | NG | EPE | 7308199 | 767952.83 | 2021
Vintage2013 | biomass | TRUE | 58563 | Y | . | Hometown Bio Energy LLC | Hometown Bio Energy LLC | 58526 | MN | WNC | MRO |  | 22 | 3 | NAICS-22 Cogen | IC | OBG | ORW | MISO | 267129 | 25930 | 2021
Vintage2013 | solar pv | TRUE | 58564 | N | . | Frenchtown III Solar | Consolidated Edison Development Inc. | 56769 | NJ | MAT | NPCC |  | 22 | 2 | NAICS-22 Non-Cogen | PV | SUN | SUN | PJM | 111072 | 12559 | 2021
Vintage2014 | solar pv | TRUE | 58568 | N | . | Cottage Street Solar Facility | Western Massachusetts Electric Company | 56999 | MA | NEW | NPCC |  | 22 | 1 | Electric Utility | PV | SUN | SUN | ISNE | 40390 | 4567 | 2021
Vintage2011 | solar pv | TRUE | 58569 | N | . | Paradise Solar Energy Center | Paradise Solar Urban Renewal, LLC | 60842 | NJ | MAT | RFC |  | 22 | 2 | NAICS-22 Non-Cogen | PV | SUN | SUN | PJM | 69754 | 7887 | 2021
Vintage2013 | geothermal | TRUE | 58570 | N | . | Enel Cove Fort | Enel Cove Fort LLC | 56381 | UT | MTN | WECC |  | 22 | 2 | NAICS-22 Non-Cogen | BT | GEO | GEO | PACE | 1326405 | 149978 | 2021
Vintage2014 | onshore wind | TRUE | 58571 | N | . | Tucannon River Wind Farm | Portland General Electric Co | 15248 | WA | PACC | WECC |  | 22 | 1 | Electric Utility | WT | WND | WND | PGE | 7659478 | 866065 | 2021
Vintage2013 | solar pv | TRUE | 58572 | N | . | Lakeland Solar Energy LLC | Invenergy Services LLC | 49893 | GA | SAT | SERC |  | 22 | 2 | NAICS-22 Non-Cogen | PV | SUN | SUN | SOCO | 23729 | 2683 | 2021
Vintage2013 | biomass | TRUE | 58574 | N | . | Eagle Valley Clean Energy LLC Biomass | Eagle Valley Clean Energy LLC | 58535 | CO | MTN | WECC |  | 22 | 2 | NAICS-22 Non-Cogen | ST | WDS | WWW | PSCO | 1282264 | 94851 | 2021
Vintage2013 | petroleum | FALSE | 58575 | Y | . | Smithfield Packaged Meats Corp. | Smithfield Packaged Meats Corp | 58536 | NC | SAT | SERC |  | 311 | 7 | Industrial NAICS Cogen | IC | DFO | DFO | CPLE | 11488 | 1583.68 | 2021
Vintage2011 | solar pv | TRUE | 58576 | N | . | GSE NM1 | Altus Power America Management, LLC | 60281 | NM | MTN | WECC |  | 22 | 2 | NAICS-22 Non-Cogen | PV | SUN | SUN | SWPP | 42787 | 4838 | 2021
Vintage2009 | biomass | TRUE | 58577 | N | . | Veolia ES Blackfoot Landfill Facility | Southern Indiana Gas & Elec Co | 17633 | IN | ENC | RFC |  | 22 | 1 | Electric Utility | IC | LFG | MLG | MISO | 102971 | 10284 | 2021
Vintage2013 | solar pv | TRUE | 58578 | N | . | Sonora 1 | Greenbacker Renewable Energy Corporation | 60025 | CA | PACC | WECC |  | 22 | 2 | NAICS-22 Non-Cogen | PV | SUN | SUN | CISO | 32405 | 3664 | 2021
Vintage2013 | onshore wind | TRUE | 58580 | N | . | Pheasant Run Wind LLC | Pheasant Run Wind LLC | 58539 | MI | ENC | RFC |  | 22 | 2 | NAICS-22 Non-Cogen | WT | WND | WND | MISO | 2098823 | 237316 | 2021
Vintage2013 | solar pv | TRUE | 58581 | N | . | Oltmans SCE at Champagne | California PV Energy LLC | 58540 | CA | PACC | WECC |  | 22 | 2 | NAICS-22 Non-Cogen | PV | SUN | SUN | CISO | 12727 | 1439 | 2021
Vintage2013 | solar pv | TRUE | 58582 | N | . | Oltmans SCE at Jurupa | California PV Energy LLC | 58540 | CA | PACC | WECC |  | 22 | 2 | NAICS-22 Non-Cogen | PV | SUN | SUN | CISO | 24719 | 2795 | 2021
Vintage2013 | solar pv | TRUE | 58583 | N | . | Forbes Street Solar | Forbes Street Solar, LLC | 58541 | RI | NEW | NPCC |  | 22 | 2 | NAICS-22 Non-Cogen | PV | SUN | SUN | ISNE | 38153 | 4314 | 2021
Vintage0 | petroleum | FALSE | 58584 | Y | . | Princeton University Cogeneration | Trustees of Princeton University | 58542 | NJ | MAT | RFC |  | 611 | 5 | Commercial NAICS Cogen | GT | DFO | DFO | PJM | 3339 | 729.225 | 2021
Vintage1996 | natural gas peaker | FALSE | 58584 | Y | . | Princeton University Cogeneration | Trustees of Princeton University | 58542 | NJ | MAT | RFC |  | 611 | 5 | Commercial NAICS Cogen | GT | NG | NG | PJM | 193410 | 41920.775 | 2021
Vintage2021 | solar pv | FALSE | 58584 | Y | . | Princeton University Cogeneration | Trustees of Princeton University | 58542 | NJ | MAT | RFC |  | 611 | 5 | Commercial NAICS Cogen | PV | SUN | SUN | PJM | 60485 | 6839 | 2021
| other | FALSE | 58585 | Y | . | Sierra Nevada Brewing Co Hybrid | Sierra Nevada Brewing Co | 58544 | CA | PACC | WECC |  | 312 | 7 | Industrial NAICS Cogen | BA | MWH | OTH | CISO | 0 | -23 | 2021
Vintage2016 | natural gas peaker | FALSE | 58585 | Y | . | Sierra Nevada Brewing Co Hybrid | Sierra Nevada Brewing Co | 58544 | CA | PACC | WECC |  | 312 | 7 | Industrial NAICS Cogen | GT | NG | NG | CISO | 36526 | 6423 | 2021
Vintage2007 | solar pv | FALSE | 58585 | Y | . | Sierra Nevada Brewing Co Hybrid | Sierra Nevada Brewing Co | 58544 | CA | PACC | WECC |  | 312 | 7 | Industrial NAICS Cogen | PV | SUN | SUN | CISO | 21393 | 2419 | 2021
Vintage2013 | solar pv | TRUE | 58586 | N | . | Town of East Bridgewater CSG | Tesla Inc. | 60947 | MA | NEW | NPCC |  | 22 | 2 | NAICS-22 Non-Cogen | PV | SUN | SUN | ISNE | 14069 | 1591 | 2021
Vintage2013 | onshore wind | TRUE | 58587 | N | . | Tuscola Wind II LLC | Tuscola Wind II LLC | 58545 | MI | ENC | RFC |  | 22 | 2 | NAICS-22 Non-Cogen | WT | WND | WND | MISO | 2464725 | 278689 | 2021
| solar pv | FALSE | 58588 | N | . | Sue Cleveland High School | Terraform Arcadia | 63249 | NM | MTN | WECC |  | 22 | 2 | NAICS-22 Non-Cogen | PV | SUN | SUN | PNM | 0 | 0 | 2021
Vintage2013 | solar pv | TRUE | 58589 | N | . | Rio Rancho High School | Terraform Arcadia | 63249 | NM | MTN | WECC |  | 22 | 2 | NAICS-22 Non-Cogen | PV | SUN | SUN | PNM | 33590 | 3798 | 2021
Vintage2014 | solar pv | TRUE | 58590 | N | . | Cascade Solar | Cascade Solar LLC | 58546 | CA | PACC | WECC |  | 22 | 2 | NAICS-22 Non-Cogen | PV | SUN | SUN | CISO | 457005 | 51674 | 2021
| biomass | FALSE | 58591 | N | . | POTB Digester | Tillamook BioGas, LLC Digester | 63812 | OR | PACC | WECC |  | 22 | 2 | NAICS-22 Non-Cogen | IC | OBG | ORW | BPAT | 0 | 0 | 2021
Vintage2014 | solar pv | TRUE | 58592 | N | . | Solar Gen 2 Solar Facility | Southern Power Co | 17650 | CA | PACC | WECC |  | 22 | 2 | NAICS-22 Non-Cogen | PV | SUN | SUN | CISO | 3402978 | 384778 | 2021
| petroleum | FALSE | 58593 | Y | . | DGS Central Utility Plant | State of CA DGS BPM | 58548 | CA | PACC | WECC |  | 921 | 5 | Commercial NAICS Cogen | IC | DFO | DFO | BANC | 0 | 0 | 2021
| petroleum | FALSE | 58593 | Y | . | DGS Central Utility Plant | State of CA DGS BPM | 58548 | CA | PACC | WECC |  | 921 | 5 | Commercial NAICS Cogen | ST | DFO | DFO | BANC | 0 | 0 | 2021
| natural gas steam turbine | FALSE | 58593 | Y | . | DGS Central Utility Plant | State of CA DGS BPM | 58548 | CA | PACC | WECC |  | 921 | 5 | Commercial NAICS Cogen | ST | NG | NG | BANC | 0 | 0 | 2021
Vintage2013 | onshore wind | TRUE | 58594 | N | . | Steele Flats Wind Project LLC | Steele Flats Wind Project LLC | 58551 | NE | WNC | MRO |  | 22 | 2 | NAICS-22 Non-Cogen | WT | WND | WND | SWPP | 2697119 | 304966 | 2021
| biomass | FALSE | 58595 | N | . | Indeck Energy-Alexandria | Indeck Energy-Alexandria, LLC | 58550 | NH | NEW | NPCC |  | 22 | 2 | NAICS-22 Non-Cogen | ST | WDS | WWW | ISNE | 0 | 0 | 2021
Vintage2014 | onshore wind | TRUE | 58596 | N | . | Grandview Wind Farm, LLC | RWE Renewables Americas LLC | 56215 | TX | WSC | TRE |  | 22 | 2 | NAICS-22 Non-Cogen | WT | WND | WND | ERCO | 7506494 | 848767 | 2021
Vintage2008 | natural gas peaker | FALSE | 58597 | Y | . | HTW Plant 303 COGEN | The University of Utah | 58555 | UT | MTN | WECC |  | 611 | 5 | Commercial NAICS Cogen | GT | NG | NG | PACE | 157165 | 34042 | 2021
Vintage2015 | solar pv | TRUE | 58598 | N | . | Beryl Solar Plant | Evergreen Wind, LLC | 59155 | UT | MTN | WECC |  | 22 | 2 | NAICS-22 Non-Cogen | PV | SUN | SUN | PACE | 55814 | 6311 | 2021
Vintage2015 | solar pv | TRUE | 58599 | N | . | Cedar Valley Solar Plant | Evergreen Wind, LLC | 59155 | UT | MTN | WECC |  | 22 | 2 | NAICS-22 Non-Cogen | PV | SUN | SUN | PACE | 52851 | 5976 | 2021
Vintage2015 | solar pv | TRUE | 58600 | N | . | Buckhorn Solar Plant | Evergreen Wind, LLC | 59155 | UT | MTN | WECC |  | 22 | 2 | NAICS-22 Non-Cogen | PV | SUN | SUN | PACE | 52453 | 5931 | 2021
Vintage2015 | solar pv | TRUE | 58601 | N | . | Milford Flat Solar Plant | Evergreen Wind, LLC | 59155 | UT | MTN | WECC |  | 22 | 2 | NAICS-22 Non-Cogen | PV | SUN | SUN | PACE | 55195 | 6241 | 2021
Vintage2015 | solar pv | TRUE | 58602 | N | . | Laho Solar Plant | Goldman Sachs Renewable Power LLC | 61944 | UT | MTN | WECC |  | 22 | 2 | NAICS-22 Non-Cogen | PV | SUN | SUN | PACE | 51074 | 5775 | 2021
Vintage2015 | solar pv | TRUE | 58603 | N | . | Greenville Solar Plant | Evergreen Wind, LLC | 59155 | UT | MTN | WECC |  | 22 | 2 | NAICS-22 Non-Cogen | PV | SUN | SUN | PACE | 36164 | 4089 | 2021
Vintage2015 | solar pv | TRUE | 58604 | N | . | Granite Peak Solar Plant | Evergreen Wind, LLC | 59155 | UT | MTN | WECC |  | 22 | 2 | NAICS-22 Non-Cogen | PV | SUN | SUN | PACE | 54902 | 6208 | 2021
Vintage2016 | solar pv | TRUE | 58605 | N | . | Blueberry One | Cypress Creek Renewables | 61060 | NC | SAT | SERC |  | 22 | 2 | NAICS-22 Non-Cogen | PV | SUN | SUN | DUK | 79473 | 8986 | 2021
Vintage2003 | natural gas peaker | FALSE | 58607 | Y | . | One Market Plaza | Paramount Group Inc | 58564 | CA | PACC | WECC |  | 53 | 5 | Commercial NAICS Cogen | IC | NG | NG | CISO | 11584 | 2130 | 2021
Vintage2015 | onshore wind | TRUE | 58608 | N | . | Saddleback Ridge Wind Farm | Saddleback Ridge Wind, LLC | 58565 | ME | NEW | NPCC |  | 22 | 2 | NAICS-22 Non-Cogen | WT | WND | WND | ISNE | 884594 | 100022 | 2021
Vintage2013 | solar pv | TRUE | 58609 | N | . | Industry Solar Power Generation Station 1 LLC | AES Distributed Energy | 61012 | CA | PACC | WECC |  | 22 | 2 | NAICS-22 Non-Cogen | PV | SUN | SUN | CISO | 36783 | 4159 | 2021
Vintage2013 | solar pv | TRUE | 58610 | N | . | Navajo Solar Power Generation Station 1 LLC | AES Distributed Energy | 61012 | CA | PACC | WECC |  | 22 | 2 | NAICS-22 Non-Cogen | PV | SUN | SUN | CISO | 36314 | 4106 | 2021
Vintage2013 | solar pv | TRUE | 58611 | N | . | Powhatan Solar Power Generation Station 1 LLC | AES Distributed Energy | 61012 | CA | PACC | WECC |  | 22 | 2 | NAICS-22 Non-Cogen | PV | SUN | SUN | CISO | 37136 | 4199 | 2021
Vintage2013 | solar pv | TRUE | 58612 | N | . | Otoe Solar Power Generation Station 1 LLC | AES Distributed Energy | 61012 | CA | PACC | WECC |  | 22 | 2 | NAICS-22 Non-Cogen | PV | SUN | SUN | CISO | 22322 | 2524 | 2021
Vintage2019 | onshore wind | TRUE | 58614 | N | . | Patriot Wind Farm | Avangrid Renewables LLC | 15399 | TX | WSC | TRE |  | 22 | 2 | NAICS-22 Non-Cogen | WT | WND | WND | ERCO | 4981437 | 563256 | 2021
Vintage2014 | solar pv | TRUE | 58615 | N | . | Indianapolis Motor Speedway Solar PV | Blue Renewable Energy IMS, LLC | 58567 | IN | ENC | RFC |  | 22 | 2 | NAICS-22 Non-Cogen | PV | SUN | SUN | MISO | 108366 | 12253 | 2021
Vintage2014 | solar pv | TRUE | 58616 | N | . | Westlands Solar PV Farm | Westlands Solar Farms, LLC | 58568 | CA | PACC | WECC |  | 22 | 2 | NAICS-22 Non-Cogen | PV | SUN | SUN | CISO | 360075 | 40714 | 2021
| natural gas peaker | FALSE | 58617 | Y | . | Water Reclamation Plant | City of Rochester | 58569 | MN | WNC | MRO |  | 22132 | 5 | Commercial NAICS Cogen | IC | NG | NG | MISO | 0 | 0 | 2021
Vintage2008 | biomass | TRUE | 58617 | Y | . | Water Reclamation Plant | City of Rochester | 58569 | MN | WNC | MRO |  | 22132 | 5 | Commercial NAICS Cogen | IC | OBG | ORW | MISO | 19080 | 2684 | 2021
Vintage2010 | solar pv | TRUE | 58618 | N | . | Butler Plaza | CF Gainesville Owner One LLC | 58570 | FL | SAT | SERC |  | 22 | 2 | NAICS-22 Non-Cogen | PV | SUN | SUN | GVL | 7898 | 893 | 2021
Vintage2007 | natural gas peaker | FALSE | 58619 | Y | . | Transamerica Pyramid | Transamerica Pyramid Properties LLC | 58573 | CA | PACC | WECC |  | 53 | 5 | Commercial NAICS Cogen | IC | NG | NG | CISO | 8005 | 1246 | 2021
Vintage2017 | onshore wind | TRUE | 58620 | N | . | Canton Mountain Wind | Canton Mountain Wind LLC | 58574 | ME | NEW | NPCC |  | 22 | 2 | NAICS-22 Non-Cogen | WT | WND | WND | ISNE | 515445 | 58282 | 2021
Vintage2013 | solar pv | TRUE | 58621 | N | . | Sol Orchard El Centro PV | Sol Orchard Imperial 1, LLC | 58575 | CA | PACC | WECC |  | 22 | 2 | NAICS-22 Non-Cogen | PV | SUN | SUN | IID | 348896 | 39450 | 2021
Vintage2012 | hydro | FALSE | 58622 | N | . | Carter Hydro | Northern Colorado Water Conservancy District | 58577 | CO | MTN | WECC |  | 22131 | 4 | Commercial NAICS Non-Cogen | HY | WAT | HYC | WACM | 82250 | 9300 | 2021
Vintage2015 | solar pv | TRUE | 58623 | N | . | Holstein Plant | Strata Manager, LLC | 64778 | NC | SAT | SERC |  | 22 | 2 | NAICS-22 Non-Cogen | PV | SUN | SUN | CPLE | 301299 | 34068 | 2021
Vintage2011 | solar pv | TRUE | 58624 | N | . | Berkshire 1 | PPS Berkshire Solar LLC | 58578 | MA | NEW | NPCC |  | 22 | 2 | NAICS-22 Non-Cogen | PV | SUN | SUN | ISNE | 20650 | 2335 | 2021
| other | FALSE | 58625 | Y | . | Santa Rita Jail Hybrid | County of Alameda GSA | 58549 | CA | PACC | WECC |  | 22 | 3 | NAICS-22 Cogen | BA | MWH | OTH | CISO | 0 | 0 | 2021
Vintage2017 | other | TRUE | 58625 | Y | . | Santa Rita Jail Hybrid | County of Alameda GSA | 58549 | CA | PACC | WECC |  | 22 | 3 | NAICS-22 Cogen | FC | NG | NG | CISO | 67372 | 9480 | 2021
Vintage2017 | solar pv | TRUE | 58625 | Y | . | Santa Rita Jail Hybrid | County of Alameda GSA | 58549 | CA | PACC | WECC |  | 22 | 3 | NAICS-22 Cogen | PV | SUN | SUN | CISO | 21226 | 2400 | 2021
Vintage2014 | solar pv | TRUE | 58626 | N | . | Western Antelope Blue Sky Ranch A | AES Distributed Energy | 61012 | CA | PACC | WECC |  | 22 | 2 | NAICS-22 Non-Cogen | PV | SUN | SUN | CISO | 440642 | 49824 | 2021
Vintage2016 | solar pv | TRUE | 58627 | N | . | Western Antelope Dry Ranch | AES Distributed Energy | 61012 | CA | PACC | WECC |  | 22 | 2 | NAICS-22 Non-Cogen | PV | SUN | SUN | CISO | 229371 | 25935 | 2021
Vintage2013 | solar pv | TRUE | 58628 | N | . | Simon Solar Farm LLC | Simon Solar Farm LLC | 58580 | GA | SAT | SERC |  | 22 | 2 | NAICS-22 Non-Cogen | PV | SUN | SUN | SOCO | 448673 | 50732 | 2021
Vintage2018 | geothermal | TRUE | 58629 | N | . | Lightning Dock Geothermal HI-01, LLC | Lightning Dock Geothermal HI-01, LLC | 58581 | NM | MTN | WECC |  | 22 | 2 | NAICS-22 Non-Cogen | BT | GEO | GEO | PNM | 450461 | 50934 | 2021
Vintage2013 | onshore wind | TRUE | 58630 | N | . | RP Wind | Consolidated Edison Solutions Inc | 57365 | OH | ENC | RFC |  | 22 | 2 | NAICS-22 Non-Cogen | WT | WND | WND | PJM | 63101 | 7135 | 2021
Vintage2013 | solar pv | TRUE | 58631 | N | . | Queen Anne's County | Tesla Inc. | 60947 | MD | SAT | RFC |  | 22 | 2 | NAICS-22 Non-Cogen | PV | SUN | SUN | PJM | 23852 | 2697 | 2021
Vintage2009 | solar pv | TRUE | 58632 | N | . | Actus Lend Lease DMAFB | Tesla Inc. | 60947 | AZ | MTN | WECC |  | 22 | 2 | NAICS-22 Non-Cogen | PV | SUN | SUN | TEPC | 35297 | 3991 | 2021
Vintage2010 | solar pv | TRUE | 58633 | N | . | Monterey Regional Water Pollution Control Agency | Tesla Inc. | 60947 | CA | PACC | WECC |  | 22 | 2 | NAICS-22 Non-Cogen | PV | SUN | SUN | CISO | 11666 | 1319 | 2021
Vintage2011 | solar pv | TRUE | 58634 | N | . | Lancaster Baptist Church | Tesla Inc. | 60947 | CA | PACC | WECC |  | 22 | 2 | NAICS-22 Non-Cogen | PV | SUN | SUN | CISO | 14646 | 1656 | 2021
| natural gas peaker | FALSE | 58635 | Y | . | Museum of Science and Industry | Museum of Science and Industry | 58583 | IL | ENC | RFC |  | 712 | 5 | Commercial NAICS Cogen | IC | NG | NG | PJM | 385 | 0 | 2021
Vintage2013 | solar pv | TRUE | 58636 | N | . | Sacramento Fairbain Water Treatment Plant | Tesla Inc. | 60947 | CA | PACC | WECC |  | 22 | 2 | NAICS-22 Non-Cogen | PV | SUN | SUN | BANC | 6987 | 790 | 2021
Vintage2016 | biomass | TRUE | 58638 | N | . | Orbit Energy Charlotte | Anaergia | 64553 | NC | SAT | SERC |  | 22 | 2 | NAICS-22 Non-Cogen | IC | OBG | ORW | DUK | 122401 | 11958.94 | 2021
| other | FALSE | 58639 | N | . | KRS I Anahola Solar Hybrid | Kauai Island Utility Cooperative | 10071 | HI | PACN |  |  | 22 | 1 | Electric Utility | BA | MWH | OTH |  | 0 | -311 | 2021
Vintage2015 | solar pv | TRUE | 58639 | N | . | KRS I Anahola Solar Hybrid | Kauai Island Utility Cooperative | 10071 | HI | PACN |  |  | 22 | 1 | Electric Utility | PV | SUN | SUN |  | 192543 | 21771 | 2021
Vintage2014 | solar pv | TRUE | 58640 | N | . | KRS II Koloa Solar | Kauai Island Utility Cooperative | 10071 | HI | PACN |  |  | 22 | 1 | Electric Utility | PV | SUN | SUN |  | 181842 | 20561 | 2021
Vintage2014 | solar pv | TRUE | 58642 | N | . | Tulare 1 and 2 | CD Arevon USA, Inc. | 61230 | CA | PACC | WECC |  | 22 | 2 | NAICS-22 Non-Cogen | PV | SUN | SUN | CISO | 39364 | 4451 | 2021
Vintage2012 | solar pv | TRUE | 58643 | N | . | Rockford Solar Farm | Rockford Solar Partners | 58594 | IL | ENC | RFC |  | 22 | 2 | NAICS-22 Non-Cogen | PV | SUN | SUN | PJM | 24056 | 2720 | 2021
Vintage2016 | solar pv | TRUE | 58644 | N | . | Silver State Solar Power South | Silver State Solar Power South, LLC | 59363 | NV | MTN | WECC |  | 22 | 2 | NAICS-22 Non-Cogen | PV | SUN | SUN | CISO | 5942734 | 671951 | 2021
Vintage2020 | hydro | TRUE | 58645 | N | . | RC Thomas Hydroelectric Project | East Texas Electric Coop, Inc | 39347 | TX | WSC | SERC |  | 22 | 1 | Electric Utility | HY | WAT | HYC | MISO | 830921 | 93953 | 2021
Vintage2016 | solar pv | TRUE | 58646 | N | . | Stateline Solar | Southern Power Co | 17650 | CA | PACC | WECC |  | 22 | 2 | NAICS-22 Non-Cogen | PV | SUN | SUN | CISO | 5650095 | 638862 | 2021
Vintage2015 | solar pv | TRUE | 58647 | N | . | Port Richmond WWT Solar | Consolidated Edison Solutions Inc | 57365 | NY | MAT | NPCC |  | 22 | 2 | NAICS-22 Non-Cogen | PV | SUN | SUN | NYIS | 13876 | 1569 | 2021
Vintage2015 | solar pv | TRUE | 58649 | N | . | Montgomery Solar LLC | Oppidum Renewables USA, LLC | 63026 | NC | SAT | SERC |  | 22 | 2 | NAICS-22 Non-Cogen | PV | SUN | SUN | DUK | 342015 | 38672 | 2021
Vintage2014 | solar pv | TRUE | 58650 | N | . | North Brookfield | Mass Solar, LLC | 58598 | MA | NEW | NPCC |  | 22 | 2 | NAICS-22 Non-Cogen | PV | SUN | SUN | ISNE | 36986 | 4182 | 2021
Vintage2014 | solar pv | TRUE | 58651 | N | . | Kalaeloa Renewable Energy Park | Hanwha Q CELLS USA | 58596 | HI | PACN |  |  | 22 | 2 | NAICS-22 Non-Cogen | PV | SUN | SUN |  | 64728 | 7319 | 2021
Vintage2011 | solar pv | TRUE | 58653 | N | . | Jersey Gardens Phase 1 | SEDC Jersey Gardens Owner LLC | 58590 | NJ | MAT | RFC |  | 22 | 2 | NAICS-22 Non-Cogen | PV | SUN | SUN | PJM | 16733 | 1892 | 2021
Vintage2012 | solar pv | TRUE | 58654 | N | . | Jersey Gardens Phase 2 | CF Jersey Gardens Owner Two LLC | 58591 | NJ | MAT | RFC |  | 22 | 2 | NAICS-22 Non-Cogen | PV | SUN | SUN | PJM | 27954 | 3161 | 2021
Vintage2016 | solar pv | TRUE | 58655 | N | . | Waihonu North Solar | Waihonu North LLC | 58600 | HI | PACN |  |  | 22 | 2 | NAICS-22 Non-Cogen | PV | SUN | SUN |  | 73149 | 8271 | 2021
Vintage2016 | solar pv | TRUE | 58656 | N | . | Waihonu South Solar | Waihonu South LLC | 58601 | HI | PACN |  |  | 22 | 2 | NAICS-22 Non-Cogen | PV | SUN | SUN |  | 25416 | 2874 | 2021
Vintage2016 | onshore wind | TRUE | 58657 | N | . | Odell Wind Farm | Algonquin Power Co | 59050 | MN | WNC | MRO |  | 22 | 2 | NAICS-22 Non-Cogen | WT | WND | WND | MISO | 6371173 | 720395 | 2021
Vintage2016 | onshore wind | TRUE | 58658 | N | . | Courtenay Wind Farm | Northern States Power Co - Minnesota | 13781 | ND | WNC | MRO |  | 22 | 1 | Electric Utility | WT | WND | WND | MISO | 6578513 | 743839 | 2021
Vintage2017 | solar pv | TRUE | 58659 | N | . | Aloha Solar Energy Fund 1 PK1 | Altus Power America Management, LLC | 60281 | HI | PACN |  |  | 22 | 2 | NAICS-22 Non-Cogen | PV | SUN | SUN |  | 76836 | 8688 | 2021
Vintage2015 | solar pv | TRUE | 58660 | N | . | Utah Red Hills Renewable Energy Park | Goldman Sachs Renewable Power LLC | 61944 | UT | MTN | WECC |  | 22 | 2 | NAICS-22 Non-Cogen | PV | SUN | SUN | PACE | 1848767 | 209042 | 2021
Vintage2014 | onshore wind | FALSE | 58661 | N | . | Cape Cod Air Force Station - 6 SWS | US Air Force | 58604 | MA | NEW | NPCC |  | 928 | 4 | Commercial NAICS Non-Cogen | WT | WND | WND | ISNE | 70644 | 7988 | 2021
Vintage2020 | solar pv | TRUE | 58662 | N | . | Mauka FIT One | Valta Energy | 61980 | HI | PACN |  |  | 22 | 2 | NAICS-22 Non-Cogen | PV | SUN | SUN |  | 15892 | 1797 | 2021
Vintage2009 | natural gas peaker | FALSE | 58664 | N | . | Frito Lay Incorporated | Frito Lay Incorporated Dayville | 58607 | CT | NEW | NPCC |  | 311 | 6 | Industrial NAICS Non-Cogen | GT | NG | NG | ISNE | 389435 | 24714.62 | 2021
Vintage2012 | solar pv | TRUE | 58665 | N | . | Celina Solar Project #1, LLC | Celina Solar Project #1, LLC | 58610 | OH | ENC | RFC |  | 22 | 2 | NAICS-22 Non-Cogen | PV | SUN | SUN | PJM | 52039 | 5884 | 2021
Vintage2015 | onshore wind | TRUE | 58666 | N | . | Alexander Wind Farm LLC | SRIV Partnership LLC | 62042 | KS | WNC | MRO |  | 22 | 2 | NAICS-22 Non-Cogen | WT | WND | WND | SWPP | 1864546 | 210826 | 2021
Vintage2014 | solar pv | TRUE | 58667 | N | . | Biscoe Solar LLC | AES Distributed Energy | 61012 | NC | SAT | SERC |  | 22 | 2 | NAICS-22 Non-Cogen | PV | SUN | SUN | DUK | 78214 | 8844 | 2021
Vintage2014 | solar pv | TRUE | 58668 | N | . | Rockwell Solar LLC | Oppidum Renewables USA, LLC | 63026 | NC | SAT | SERC |  | 22 | 2 | NAICS-22 Non-Cogen | PV | SUN | SUN | DUK | 48960 | 5536 | 2021
Vintage2014 | solar pv | TRUE | 58669 | N | . | Selma Solar LLC | AES Distributed Energy | 61012 | NC | SAT | SERC |  | 22 | 2 | NAICS-22 Non-Cogen | PV | SUN | SUN | DUK | 76749 | 8678 | 2021
Vintage2014 | solar pv | TRUE | 58670 | N | . | Turkey Branch Solar LLC | AES Distributed Energy | 61012 | NC | SAT | SERC |  | 22 | 2 | NAICS-22 Non-Cogen | PV | SUN | SUN | DUK | 74342 | 8406 | 2021
Vintage2015 | solar pv | TRUE | 58673 | N | . | Gates Solar LLC | Oppidum Renewables USA, LLC | 63026 | NC | SAT | SERC |  | 22 | 2 | NAICS-22 Non-Cogen | PV | SUN | SUN | PJM | 84292 | 9531 | 2021
Vintage2014 | solar pv | TRUE | 58674 | N | . | Cirrus Solar LLC | Oppidum Renewables USA, LLC | 63026 | NC | SAT | SERC |  | 22 | 2 | NAICS-22 Non-Cogen | PV | SUN | SUN | DUK | 75059 | 8487 | 2021
Vintage2014 | solar pv | TRUE | 58675 | N | . | Chocowinity Solar LLC | Oppidum Renewables USA, LLC | 63026 | NC | SAT | SERC |  | 22 | 2 | NAICS-22 Non-Cogen | PV | SUN | SUN | DUK | 74352 | 8407 | 2021
Vintage2012 | solar pv | TRUE | 58676 | N | . | Pearl City Peninsula Solar Park | Forest City Sustainable Resources Pearl City LLC | 58611 | HI | PACN |  |  | 22 | 2 | NAICS-22 Non-Cogen | PV | SUN | SUN | HECO | 13787 | 1559 | 2021
Vintage2012 | onshore wind | TRUE | 58677 | N | . | Gratiot County Wind LLC | Invenergy Services LLC | 49893 | MI | ENC | RFC |  | 22 | 2 | NAICS-22 Non-Cogen | WT | WND | WND | MISO | 2239125 | 253180 | 2021
Vintage2002 | hydro | TRUE | 58678 | N | . | Oswegatchie | Erie Boulevard Hydropower LP | 5914 | NY | MAT | NPCC |  | 22 | 2 | NAICS-22 Non-Cogen | HY | WAT | HYC | NYIS | 57194 | 6467 | 2021
Vintage1927 | hydro | TRUE | 58679 | N | . | Upper Newton Falls | Erie Boulevard Hydropower LP | 5914 | NY | MAT | NPCC |  | 22 | 2 | NAICS-22 Non-Cogen | HY | WAT | HYC | NYIS | 41452 | 4687 | 2021
Vintage2015 | solar pv | TRUE | 58680 | N | . | Braley Road 2 | Mass Solar, LLC | 58598 | MA | NEW | NPCC |  | 22 | 2 | NAICS-22 Non-Cogen | PV | SUN | SUN | ISNE | 38667 | 4372 | 2021
Vintage2015 | onshore wind | TRUE | 58681 | N | . | Route 66 Wind Plant | Onward Energy | 60453 | TX | WSC | TRE |  | 22 | 2 | NAICS-22 Non-Cogen | WT | WND | WND | ERCO | 4096258 | 463168 | 2021
Vintage2014 | solar pv | TRUE | 58682 | N | . | Dartmouth | Mass Solar, LLC | 58598 | MA | NEW | NPCC |  | 22 | 2 | NAICS-22 Non-Cogen | PV | SUN | SUN | ISNE | 81523 | 9218 | 2021
Vintage2015 | onshore wind | TRUE | 58683 | N | . | Osage Wind, LLC | Enel Green Power NA, Inc. | 59380 | OK | WSC | MRO |  | 22 | 2 | NAICS-22 Non-Cogen | WT | WND | WND | AECI | 4973690 | 562380 | 2021
Vintage2012 | solar pv | TRUE | 58684 | N | . | Kapolei Solar Energy Park | Forest City Sustainable Resources Pearl City LLC | 58611 | HI | PACN |  |  | 22 | 2 | NAICS-22 Non-Cogen | PV | SUN | SUN | HECO | 14574 | 1648 | 2021
Vintage2013 | hydro | TRUE | 58685 | N | . | Mahoning Creek Hydroelectric Project | Eagle Creek Renewable Energy, LLC | 57280 | PA | MAT | RFC |  | 22 | 2 | NAICS-22 Non-Cogen | HY | WAT | HYC | PJM | 100644 | 11380 | 2021
Vintage2016 | onshore wind | TRUE | 58686 | N | . | Hancock Wind Plant | Onward Energy | 60453 | ME | NEW | NPCC |  | 22 | 2 | NAICS-22 Non-Cogen | WT | WND | WND | ISNE | 1075157 | 121569 | 2021
Vintage2007 | biomass | TRUE | 58687 | N | . | Finley Buttes Landfill Gas | Finley BioEnergy LLC | 58618 | OR | PACC | WECC |  | 22 | 2 | NAICS-22 Non-Cogen | IC | LFG | MLG | BPAT | 405792 | 38951 | 2021
Vintage2013 | biomass | TRUE | 58688 | N | . | LRI LFGTE Facility | Frontier Operation Services | 63199 | WA | PACC | WECC |  | 22 | 2 | NAICS-22 Non-Cogen | IC | LFG | MLG | PSEI | 303729 | 27196 | 2021
Vintage2012 | solar pv | TRUE | 58689 | N | . | Blue Sky One | SSA Solar of NM, LLC | 58621 | NM | MTN | WECC |  | 22 | 2 | NAICS-22 Non-Cogen | PV | SUN | SUN | PNM | 25913 | 2930 | 2021
Vintage2017 | onshore wind | TRUE | 58690 | N | . | Apple Blossom Wind Farm | Apple Blossom Wind, LLC | 60456 | MI | ENC | RFC |  | 22 | 2 | NAICS-22 Non-Cogen | WT | WND | WND | MISO | 2150128 | 243117 | 2021
Vintage2016 | onshore wind | TRUE | 58691 | N | . | South Fork Wind Farm | South Fork Wind, LLC | 60458 | MN | WNC | MRO |  | 22 | 2 | NAICS-22 Non-Cogen | WT | WND | WND | MISO | 338104 | 38230 | 2021
Vintage2016 | onshore wind | TRUE | 58692 | N | . | Black Oak Wind Farm | Black Oak Wind, LLC | 58625 | MN | WNC | MRO |  | 22 | 2 | NAICS-22 Non-Cogen | WT | WND | WND | MISO | 2553837 | 288765 | 2021
Vintage2018 | onshore wind | TRUE | 58694 | N | . | Walnut Ridge Wind Farm | BHE Renewables, LLC | 59359 | IL | ENC | RFC |  | 22 | 2 | NAICS-22 Non-Cogen | WT | WND | WND | PJM | 6838676 | 773256 | 2021
Vintage2016 | onshore wind | TRUE | 58695 | N | . | Grande Prairie Wind Farm | BHE Renewables, LLC | 59359 | NE | WNC | MRO |  | 22 | 2 | NAICS-22 Non-Cogen | WT | WND | WND | SWPP | 12865332 | 1454696 | 2021
Vintage1906 | hydro | TRUE | 58696 | N | . | Nooksack Hydro | Puget Sound Hydro LLC | 58627 | WA | PACC | WECC |  | 22 | 2 | NAICS-22 Non-Cogen | HY | WAT | HYC | PSEI | 200371 | 22656 | 2021
| petroleum | FALSE | 58697 | N | . | L V Sutton Combined Cycle | Duke Energy Progress - (NC) | 3046 | NC | SAT | SERC |  | 22 | 1 | Electric Utility | CA | DFO | DFO | CPLE | 0 | 21.486 | 2021
| natural gas combined cycle | FALSE | 58697 | N | . | L V Sutton Combined Cycle | Duke Energy Progress - (NC) | 3046 | NC | SAT | SERC |  | 22 | 1 | Electric Utility | CA | NG | NG | CPLE | 0 | 1541806.5 | 2021
Vintage0 | petroleum | FALSE | 58697 | N | . | L V Sutton Combined Cycle | Duke Energy Progress - (NC) | 3046 | NC | SAT | SERC |  | 22 | 1 | Electric Utility | CT | DFO | DFO | CPLE | 429 | 34.18 | 2021
Vintage2013 | natural gas combined cycle | TRUE | 58697 | N | . | L V Sutton Combined Cycle | Duke Energy Progress - (NC) | 3046 | NC | SAT | SERC |  | 22 | 1 | Electric Utility | CT | NG | NG | CPLE | 29808469 | 2604532.8 | 2021
Vintage0 | petroleum | FALSE | 58697 | N | . | L V Sutton Combined Cycle | Duke Energy Progress - (NC) | 3046 | NC | SAT | SERC |  | 22 | 1 | Electric Utility | GT | DFO | DFO | CPLE | 20179 | 1994.883 | 2021
Vintage2017 | natural gas peaker | TRUE | 58697 | N | . | L V Sutton Combined Cycle | Duke Energy Progress - (NC) | 3046 | NC | SAT | SERC |  | 22 | 1 | Electric Utility | GT | NG | NG | CPLE | 295314 | 29011.117 | 2021
Vintage2011 | solar pv | FALSE | 58698 | N | . | Mira Loma | Costco Wholesale | 58622 | CA | PACC | WECC |  | 493 | 4 | Commercial NAICS Non-Cogen | PV | SUN | SUN | CISO | 24719 | 2795 | 2021
Vintage2013 | biomass | TRUE | 58699 | N | . | ABEC Bidart-Old River LLC | ABEC Bidart-Old River LLC | 58628 | CA | PACC | WECC |  | 22 | 2 | NAICS-22 Non-Cogen | IC | OBG | ORW | CISO | 191735 | 13126 | 2021
Vintage2013 | solar pv | TRUE | 58700 | N | . | Colleton Solar Farm | TIG Sun Energy I LLC | 58629 | SC | SAT | SERC |  | 22 | 2 | NAICS-22 Non-Cogen | PV | SUN | SUN | SC | 33182 | 3752 | 2021
Vintage2013 | solar pv | FALSE | 58701 | N | . | Apple Data Center - PV2 | Apple, Inc | 57369 | NC | SAT | SERC |  | 518 | 4 | Commercial NAICS Non-Cogen | PV | SUN | SUN | DUK | 332542 | 37601 | 2021
Vintage2012 | solar pv | TRUE | 58702 | N | . | Axio Green LLC | Axio Green LLC | 58639 | MA | NEW | NPCC |  | 22 | 2 | NAICS-22 Non-Cogen | PV | SUN | SUN | ISNE | 23129 | 2615 | 2021
Vintage2015 | solar pv | TRUE | 58703 | N | . | Lenape II | Lenape Solar II, LLC | 58638 | IN | ENC | RFC |  | 22 | 2 | NAICS-22 Non-Cogen | PV | SUN | SUN | MISO | 37597 | 4251 | 2021
Vintage2009 | biomass | TRUE | 58704 | N | . | Zeeland Farm Services | Zeeland Farm Services | 58643 | MI | ENC | RFC |  | 22 | 2 | NAICS-22 Non-Cogen | IC | OBG | ORW | MISO | 117519 | 12796.84 | 2021
Vintage2013 | biomass | TRUE | 58706 | N | . | Allendale Biomass | Allendale Biomass LLC | 63513 | SC | SAT | RFC |  | 22 | 2 | NAICS-22 Non-Cogen | ST | WDS | WWW | SC | 2568576 | 141965 | 2021
Vintage2013 | biomass | TRUE | 58707 | N | . | Dorchester Biomass | Dorchester Biomass LLC | 63514 | SC | SAT | RFC |  | 22 | 2 | NAICS-22 Non-Cogen | ST | WDS | WWW | SC | 2413740 | 142665 | 2021
Vintage2012 | solar pv | FALSE | 58708 | N | . | Phoenix Airport East Economy Lot | Solar Star Arizona II LLC | 58649 | AZ | MTN | WECC |  | 92 | 4 | Commercial NAICS Non-Cogen | PV | SUN | SUN | AZPS | 13451 | 1521 | 2021
Vintage2012 | solar pv | FALSE | 58709 | N | . | Phoenix Airport Rental Car Center | Solar Star Arizona II LLC | 58649 | AZ | MTN | WECC |  | 92 | 4 | Commercial NAICS Non-Cogen | PV | SUN | SUN | AZPS | 51728 | 5849 | 2021
Vintage2015 | solar pv | TRUE | 58710 | N | . | Barilla Solar | Leeward Asset Management, LLC | 50123 | TX | WSC | TRE |  | 22 | 2 | NAICS-22 Non-Cogen | PV | SUN | SUN | ERCO | 444729 | 50286 | 2021
Vintage2015 | solar pv | TRUE | 58711 | N | . | Lost Hills/Blackwell | Southern Power Co | 17650 | CA | PACC | WECC |  | 22 | 2 | NAICS-22 Non-Cogen | PV | SUN | SUN | CISO | 800134 | 90472 | 2021
Vintage2015 | solar pv | TRUE | 58713 | N | . | North Star Solar | Southern Power Co | 17650 | CA | PACC | WECC |  | 22 | 2 | NAICS-22 Non-Cogen | PV | SUN | SUN | CISO | 1161669 | 131351 | 2021
Vintage2019 | natural gas peaker | TRUE | 58714 | N | . | Oxbow Creek | Oxbow Creek Energy LLC | 58653 | PA | MAT | RFC |  | 22 | 2 | NAICS-22 Non-Cogen | IC | NG | NG | PJM | 374628 | 42742 | 2021
Vintage2015 | natural gas peaker | TRUE | 58715 | N | . | Roundtop | Roundtop Energy LLC | 58652 | PA | MAT | RFC |  | 22 | 2 | NAICS-22 Non-Cogen | IC | NG | NG | PJM | 366136 | 39064 | 2021
Vintage2014 | solar pv | TRUE | 58716 | N | . | OCI Alamo 2, LLC | OCI Solar Power | 58489 | TX | WSC | TRE |  | 22 | 2 | NAICS-22 Non-Cogen | PV | SUN | SUN | ERCO | 69928 | 7907 | 2021
Vintage2014 | solar pv | TRUE | 58717 | N | . | OCI Alamo 4, LLC | Consolidated Edison Development Inc. | 56769 | TX | WSC | TRE |  | 22 | 2 | NAICS-22 Non-Cogen | PV | SUN | SUN | ERCO | 679299 | 76809 | 2021
Vintage2014 | solar pv | TRUE | 58718 | N | . | Orion Solar I | Orion Solar I LLC | 58654 | CA | PACC | WECC |  | 22 | 2 | NAICS-22 Non-Cogen | PV | SUN | SUN | CISO | 672186 | 76005 | 2021
Vintage2014 | onshore wind | TRUE | 58719 | N | . | Brookfield | DTE Electric Company | 5109 | MI | ENC | RFC |  | 22 | 1 | Electric Utility | WT | WND | WND | MISO | 2078898 | 235063 | 2021
Vintage2014 | onshore wind | TRUE | 58720 | N | . | Pattern Panhandle Wind 2 LLC | Pattern Operators LP | 56545 | TX | WSC | TRE |  | 22 | 2 | NAICS-22 Non-Cogen | WT | WND | WND | ERCO | 5711985 | 645860 | 2021
Vintage2014 | solar pv | TRUE | 58721 | N | . | Orion Solar II | Orion Solar II, LLC | 58655 | CA | PACC | WECC |  | 22 | 2 | NAICS-22 Non-Cogen | PV | SUN | SUN | CISO | 162977 | 18428 | 2021
Vintage2015 | solar pv | TRUE | 58722 | N | . | Charlotte Solar | Cypress Creek Renewables | 61060 | NC | SAT | SERC |  | 22 | 2 | NAICS-22 Non-Cogen | PV | SUN | SUN | DUK | 82092 | 9282 | 2021
Vintage2015 | solar pv | TRUE | 58725 | N | . | Elliana Solar | Cypress Creek Renewables | 61060 | NC | SAT | SERC |  | 22 | 2 | NAICS-22 Non-Cogen | PV | SUN | SUN | DUK | 80656 | 9120 | 2021
Vintage2015 | solar pv | TRUE | 58726 | N | . | Flash Solar | Cypress Creek Renewables | 61060 | NC | SAT | SERC |  | 22 | 2 | NAICS-22 Non-Cogen | PV | SUN | SUN | DUK | 73699 | 8333 | 2021
Vintage2016 | solar pv | TRUE | 58730 | N | . | Amethyst Solar | Amethyst Solar LLC | 59912 | NC | SAT | SERC |  | 22 | 2 | NAICS-22 Non-Cogen | PV | SUN | SUN | DUK | 51523 | 5826 | 2021
Vintage2015 | solar pv | TRUE | 58731 | N | . | Angel Solar | Cypress Creek Renewables | 61060 | NC | SAT | SERC |  | 22 | 2 | NAICS-22 Non-Cogen | PV | SUN | SUN | DUK | 74899 | 8469 | 2021
Vintage2016 | solar pv | TRUE | 58732 | N | . | Audrey Solar | Audrey Solar LLC | 59910 | NC | SAT | SERC |  | 22 | 2 | NAICS-22 Non-Cogen | PV | SUN | SUN | DUK | 49606 | 5609 | 2021
Vintage2015 | solar pv | TRUE | 58735 | N | . | Buddy Solar | Cypress Creek Renewables | 61060 | NC | SAT | SERC |  | 22 | 2 | NAICS-22 Non-Cogen | PV | SUN | SUN | DUK | 54753 | 6191 | 2021
Vintage2016 | solar pv | TRUE | 58739 | N | . | Milo Solar | Milo Solar LLC | 59911 | NC | SAT | SERC |  | 22 | 2 | NAICS-22 Non-Cogen | PV | SUN | SUN | DUK | 49675 | 5617 | 2021
Vintage2016 | solar pv | TRUE | 58740 | N | . | Minnie Solar | Minnie Solar LLC | 59913 | NC | SAT | SERC |  | 22 | 2 | NAICS-22 Non-Cogen | PV | SUN | SUN | DUK | 48245 | 5455 | 2021
Vintage2014 | solar pv | TRUE | 58741 | N | . | Nick Solar | AES Distributed Energy | 61012 | NC | SAT | SERC |  | 22 | 2 | NAICS-22 Non-Cogen | PV | SUN | SUN | CPLE | 77729 | 8789 | 2021
Vintage2016 | solar pv | TRUE | 58742 | N | . | Owen Solar | Owen Solar LLC | 59916 | NC | SAT | SERC |  | 22 | 2 | NAICS-22 Non-Cogen | PV | SUN | SUN | DUK | 79879 | 9032 | 2021
Vintage2016 | solar pv | TRUE | 58745 | N | . | Sophie Solar | Sophie Solar LLC | 59914 | NC | SAT | SERC |  | 22 | 2 | NAICS-22 Non-Cogen | PV | SUN | SUN | DUK | 69354 | 7842 | 2021
Vintage2016 | solar pv | TRUE | 58746 | N | . | Star Solar | Star Solar LLC | 59915 | NC | SAT | SERC |  | 22 | 2 | NAICS-22 Non-Cogen | PV | SUN | SUN | DUK | 83231 | 9411 | 2021
Vintage2013 | biomass | TRUE | 58747 | Y | . | Viresco Turtle Lake | Viresco Turtle Lake | 63479 | WI | ENC | MRO |  | 22 | 3 | NAICS-22 Cogen | IC | OBG | ORW | MISO | 35080 | 8636 | 2021
Vintage2013 | solar pv | FALSE | 58748 | N | . | North Bay Solar 1 | AES Distributed Energy | 61012 | CA | PACC | WECC |  | 22131 | 4 | Commercial NAICS Non-Cogen | PV | SUN | SUN | CISO | 18129 | 2050 | 2021
Vintage2014 | solar pv | TRUE | 58749 | N | . | Tihonet Solar | Consolidated Edison Solutions Inc | 57365 | MA | NEW | NPCC |  | 22 | 2 | NAICS-22 Non-Cogen | PV | SUN | SUN | ISNE | 15751 | 1781 | 2021
Vintage2014 | solar pv | TRUE | 58750 | N | . | Lancaster Dry Farm Ranch B | AES Distributed Energy | 61012 | CA | PACC | WECC |  | 22 | 2 | NAICS-22 Non-Cogen | PV | SUN | SUN | CISO | 111911 | 12654 | 2021
Vintage2014 | solar pv | TRUE | 58751 | N | . | Rodeo Solar C2 | AES Distributed Energy | 61012 | CA | PACC | WECC |  | 22 | 2 | NAICS-22 Non-Cogen | PV | SUN | SUN | CISO | 30858 | 3489 | 2021
Vintage2014 | solar pv | TRUE | 58752 | N | . | Rodeo Solar D2 | AES Distributed Energy | 61012 | CA | PACC | WECC |  | 22 | 2 | NAICS-22 Non-Cogen | PV | SUN | SUN | CISO | 29548 | 3341 | 2021
Vintage2014 | solar pv | TRUE | 58753 | N | . | Summer Solar A2 | AES Distributed Energy | 61012 | CA | PACC | WECC |  | 22 | 2 | NAICS-22 Non-Cogen | PV | SUN | SUN | CISO | 33643 | 3804 | 2021
Vintage2014 | solar pv | TRUE | 58754 | N | . | Summer Solar B2 | AES Distributed Energy | 61012 | CA | PACC | WECC |  | 22 | 2 | NAICS-22 Non-Cogen | PV | SUN | SUN | CISO | 32759 | 3704 | 2021
Vintage2014 | solar pv | TRUE | 58755 | N | . | Summer Solar C2 | AES Distributed Energy | 61012 | CA | PACC | WECC |  | 22 | 2 | NAICS-22 Non-Cogen | PV | SUN | SUN | CISO | 33695 | 3810 | 2021
Vintage2014 | solar pv | TRUE | 58756 | N | . | Summer Solar D2 | AES Distributed Energy | 61012 | CA | PACC | WECC |  | 22 | 2 | NAICS-22 Non-Cogen | PV | SUN | SUN | CISO | 17379 | 1965 | 2021
Vintage2014 | solar pv | TRUE | 58757 | N | . | Summer North Solar | AES Distributed Energy | 61012 | CA | PACC | WECC |  | 22 | 2 | NAICS-22 Non-Cogen | PV | SUN | SUN | CISO | 128107 | 14485 | 2021
Vintage2014 | solar pv | TRUE | 58761 | N | . | Expressway Solar A | AES Distributed Energy | 61012 | CA | PACC | WECC |  | 22 | 2 | NAICS-22 Non-Cogen | PV | SUN | SUN | CISO | 43565 | 4926 | 2021
Vintage2014 | solar pv | TRUE | 58762 | N | . | Expressway Solar B | AES Distributed Energy | 61012 | CA | PACC | WECC |  | 22 | 2 | NAICS-22 Non-Cogen | PV | SUN | SUN | CISO | 34271 | 3875 | 2021
Vintage2014 | solar pv | TRUE | 58763 | N | . | Expressway Solar C2 | AES Distributed Energy | 61012 | CA | PACC | WECC |  | 22 | 2 | NAICS-22 Non-Cogen | PV | SUN | SUN | CISO | 22358 | 2528 | 2021
Vintage2014 | onshore wind | TRUE | 58765 | N | . | Miami Wind Energy Center | Invenergy Services LLC | 49893 | TX | WSC | TRE |  | 22 | 2 | NAICS-22 Non-Cogen | WT | WND | WND | ERCO | 9026061 | 1020586 | 2021
Vintage2016 | onshore wind | TRUE | 58766 | N | . | Wake Wind Energy Center | Southern Power Co | 17650 | TX | WSC | TRE |  | 22 | 2 | NAICS-22 Non-Cogen | WT | WND | WND | ERCO | 9319330 | 1053746 | 2021
Vintage2015 | onshore wind | TRUE | 58767 | N | . | Buckeye Wind Energy Center | Invenergy Services LLC | 49893 | KS | WNC | MRO |  | 22 | 2 | NAICS-22 Non-Cogen | WT | WND | WND | SWPP | 6620681 | 748607 | 2021
Vintage2014 | onshore wind | TRUE | 58768 | N | . | Marsh Hill Wind Farm | Invenergy Services LLC | 49893 | NY | MAT | NPCC |  | 22 | 2 | NAICS-22 Non-Cogen | WT | WND | WND | NYIS | 431561 | 48797 | 2021
Vintage2014 | onshore wind | TRUE | 58769 | N | . | Spring Canyon Expansion Wind Energy Ctr | Spring Canyon Expansion Wind Energy Ctr | 64662 | CO | MTN | WECC |  | 22 | 2 | NAICS-22 Non-Cogen | WT | WND | WND | PSCO | 1883400 | 212958 | 2021
Vintage2014 | solar pv | TRUE | 58770 | N | . | Maywood Photovoltaic Project | Hanwha Q CELLS USA | 58596 | IN | ENC | RFC |  | 22 | 2 | NAICS-22 Non-Cogen | PV | SUN | SUN | MISO | 85052 | 9617 | 2021
Vintage2015 | onshore wind | TRUE | 58771 | N | . | Roosevelt County | EDF Renewable Asset Holdings, Inc. | 57170 | NM | MTN | MRO |  | 22 | 2 | NAICS-22 Non-Cogen | WT | WND | WND | SWPP | 9367431 | 1059185 | 2021
Vintage2015 | onshore wind | TRUE | 58772 | N | . | Longhorn Wind | EDF Renewable Asset Holdings, Inc. | 57170 | TX | WSC | TRE |  | 22 | 2 | NAICS-22 Non-Cogen | WT | WND | WND | ERCO | 6680464 | 755367 | 2021
Vintage2014 | onshore wind | TRUE | 58773 | N | . | TX Hereford Wind | EDF Renewable Asset Holdings, Inc. | 57170 | TX | WSC | TRE |  | 22 | 2 | NAICS-22 Non-Cogen | WT | WND | WND | ERCO | 5537644 | 626147 | 2021
Vintage2014 | onshore wind | TRUE | 58774 | N | . | Spinning Spur Wind II | EDF Renewable Asset Holdings, Inc. | 57170 | TX | WSC | TRE |  | 22 | 2 | NAICS-22 Non-Cogen | WT | WND | WND | ERCO | 4397281 | 497205 | 2021
Vintage2015 | onshore wind | TRUE | 58775 | N | . | Spinning Spur Wind III | EDF Renewable Asset Holdings, Inc. | 57170 | TX | WSC | TRE |  | 22 | 2 | NAICS-22 Non-Cogen | WT | WND | WND | ERCO | 7095303 | 802273 | 2021
Vintage2021 | onshore wind | TRUE | 58777 | N | . | Cassadaga Wind Farm | RWE Renewables Americas LLC | 56215 | NY | MAT | NPCC |  | 22 | 2 | NAICS-22 Non-Cogen | WT | WND | WND | NYIS | 1003006 | 113411 | 2021
Vintage2021 | onshore wind | TRUE | 58780 | N | . | Scioto Ridge Wind Farm | RWE Renewables Americas LLC | 56215 | OH | ENC | RFC |  | 22 | 2 | NAICS-22 Non-Cogen | WT | WND | WND | PJM | 2489816 | 281526 | 2021
Vintage2016 | solar pv | TRUE | 58782 | N | . | Sonne One | Cypress Creek Renewables | 61060 | NC | SAT | SERC |  | 22 | 2 | NAICS-22 Non-Cogen | PV | SUN | SUN | DUK | 82081 | 9281 | 2021
Vintage2013 | hydro | TRUE | 58783 | N | . | South Canal Hydro-1 | Delta-Montrose Electric Association | 58675 | CO | MTN | WECC |  | 22 | 1 | Electric Utility | HY | WAT | HYC | WACM | 156123 | 17653 | 2021
Vintage2013 | hydro | TRUE | 58784 | N | . | South Canal Hydro-3 | Delta-Montrose Electric Association | 58675 | CO | MTN | WECC |  | 22 | 1 | Electric Utility | HY | WAT | HYC | WACM | 118414 | 13389 | 2021
Vintage2011 | solar pv | TRUE | 58785 | N | . | Brentwood Solar | CD US Solar MT1 LLC | 58677 | NY | MAT | NPCC |  | 22 | 2 | NAICS-22 Non-Cogen | PV | SUN | SUN | NYIS | 8040 | 909 | 2021
Vintage2012 | solar pv | TRUE | 58786 | N | . | Deer Park | CD US Solar MT1 LLC | 58677 | NY | MAT | NPCC |  | 22 | 2 | NAICS-22 Non-Cogen | PV | SUN | SUN | NYIS | 32314 | 3654 | 2021
Vintage2011 | solar pv | TRUE | 58787 | N | . | Dennison | CD US Solar MT1 LLC | 58677 | NY | MAT | NPCC |  | 22 | 2 | NAICS-22 Non-Cogen | PV | SUN | SUN | NYIS | 21006 | 2375 | 2021
Vintage2011 | solar pv | TRUE | 58788 | N | . | North County | CD US Solar MT1 LLC | 58677 | NY | MAT | NPCC |  | 22 | 2 | NAICS-22 Non-Cogen | PV | SUN | SUN | NYIS | 9879 | 1117 | 2021
Vintage2011 | solar pv | TRUE | 58789 | N | . | Riverhead | CD US Solar MT1 LLC | 58677 | NY | MAT | NPCC |  | 22 | 2 | NAICS-22 Non-Cogen | PV | SUN | SUN | NYIS | 16407 | 1855 | 2021
Vintage2012 | solar pv | TRUE | 58790 | N | . | Cohalan | CD US Solar MT1 LLC | 58677 | NY | MAT | NPCC |  | 22 | 2 | NAICS-22 Non-Cogen | PV | SUN | SUN | NYIS | 44820 | 5068 | 2021
Vintage2016 | solar pv | TRUE | 58791 | N | . | Kirkwall Holdings | Cypress Creek Renewables | 61060 | NC | SAT | SERC |  | 22 | 2 | NAICS-22 Non-Cogen | PV | SUN | SUN | DUK | 75811 | 8572 | 2021
Vintage2017 | solar pv | TRUE | 58792 | N | . | Ayrshire | CD Global Solar Holdings, LLC | 60865 | NC | SAT | SERC |  | 22 | 2 | NAICS-22 Non-Cogen | PV | SUN | SUN | DUK | 320612 | 36252 | 2021
Vintage2013 | solar pv | TRUE | 58793 | N | . | JMB Mcguire-Dix-Lakehurst Solar Project | Altus Power America Management, LLC | 60281 | NJ | MAT | NPCC |  | 22 | 2 | NAICS-22 Non-Cogen | PV | SUN | SUN | PJM | 119856 | 13552 | 2021
Vintage2014 | solar pv | TRUE | 58794 | N | . | Storrie Lake Solar Project | MSM Solar LLC | 58681 | NM | MTN | WECC |  | 22 | 2 | NAICS-22 Non-Cogen | PV | SUN | SUN | PNM | 28903 | 3268 | 2021
Vintage2012 | solar pv | TRUE | 58795 | N | . | Hobart Solar, LLC | AES Distributed Energy | 61012 | IN | ENC | RFC |  | 22 | 2 | NAICS-22 Non-Cogen | PV | SUN | SUN | MISO | 11434 | 1293 | 2021
Vintage2012 | solar pv | TRUE | 58796 | N | . | Waterloo Solar, LLC | AES Distributed Energy | 61012 | IN | ENC | RFC |  | 22 | 2 | NAICS-22 Non-Cogen | PV | SUN | SUN | MISO | 12222 | 1382 | 2021
Vintage2012 | solar pv | TRUE | 58797 | N | . | Valparaiso Solar, LLC | AES Distributed Energy | 61012 | IN | ENC | RFC |  | 22 | 2 | NAICS-22 Non-Cogen | PV | SUN | SUN | MISO | 12169 | 1376 | 2021
Vintage2012 | solar pv | FALSE | 58798 | N | . | AC Criminal Courts Complex SPE2, LLC | AES Distributed Energy | 61012 | NJ | MAT | RFC |  | 922 | 4 | Commercial NAICS Non-Cogen | PV | SUN | SUN | PJM | 13602 | 1538 | 2021
Vintage2013 | solar pv | TRUE | 58799 | N | . | Pamlico Partners Solar | Pamlico Partners Solar, LLC | 64035 | NC | SAT | SERC |  | 22 | 2 | NAICS-22 Non-Cogen | PV | SUN | SUN | CPLE | 76049 | 8599 | 2021
Vintage2014 | solar pv | TRUE | 58801 | N | . | Arba Solar, LLC | Leyline Renewable Energy, LLC | 58694 | NC | SAT | SERC |  | 22 | 2 | NAICS-22 Non-Cogen | PV | SUN | SUN | DUK | 21189 | 2396 | 2021
Vintage2013 | solar pv | TRUE | 58802 | N | . | Franklin Solar, LLC | Leyline Renewable Energy, LLC | 58694 | NC | SAT | SERC |  | 22 | 2 | NAICS-22 Non-Cogen | PV | SUN | SUN | CPLE | 11329 | 1281 | 2021
Vintage2016 | solar pv | TRUE | 58803 | N | . | Kenansville Solar 2, LLC | Cypress Creek Renewables | 61060 | NC | SAT | SERC |  | 22 | 2 | NAICS-22 Non-Cogen | PV | SUN | SUN | DUK | 29546 | 3341 | 2021
Vintage2014 | solar pv | TRUE | 58805 | N | . | Samarcand Solar Farm, LLC | SRE Utility Solar 1, LLC | 61119 | NC | SAT | SERC |  | 22 | 2 | NAICS-22 Non-Cogen | PV | SUN | SUN | DUK | 73689 | 8332 | 2021
Vintage2014 | solar pv | TRUE | 58806 | N | . | Albemarle Solar Center LLC | SRE Utility Solar 1, LLC | 61119 | NC | SAT | SERC |  | 22 | 2 | NAICS-22 Non-Cogen | PV | SUN | SUN | CPLE | 78225 | 8845 | 2021
Vintage2014 | solar pv | TRUE | 58807 | N | . | Boseman Solar Center LLC | Cypress Creek Renewables | 61060 | NC | SAT | SERC |  | 22 | 2 | NAICS-22 Non-Cogen | PV | SUN | SUN | CPLE | 81046 | 9164 | 2021
Vintage2014 | solar pv | TRUE | 58808 | N | . | Flemming Solar Center LLC | Cypress Creek Renewables | 61060 | NC | SAT | SERC |  | 22 | 2 | NAICS-22 Non-Cogen | PV | SUN | SUN | CPLE | 81560 | 9222 | 2021
Vintage2015 | solar pv | TRUE | 58809 | N | . | Littlefield Solar Center LLC | SRE Utility Solar 1, LLC | 61119 | NC | SAT | SERC |  | 22 | 2 | NAICS-22 Non-Cogen | PV | SUN | SUN | CPLE | 73945 | 8361 | 2021
Vintage2014 | solar pv | TRUE | 58810 | N | . | Rams Horn Solar Center LLC | Cypress Creek Renewables | 61060 | NC | SAT | SERC |  | 22 | 2 | NAICS-22 Non-Cogen | PV | SUN | SUN | CPLE | 78837 | 8914 | 2021
Vintage2016 | natural gas peaker | TRUE | 58811 | N | . | Beaver Dam | Beaver Dam Energy LLC | 58685 | PA | MAT | RFC |  | 22 | 2 | NAICS-22 Non-Cogen | IC | NG | NG | PJM | 329462 | 41568 | 2021
Vintage2014 | solar pv | TRUE | 58812 | N | . | Upchurch Solar Center LLC | Cypress Creek Renewables | 61060 | NC | SAT | SERC |  | 22 | 2 | NAICS-22 Non-Cogen | PV | SUN | SUN | CPLE | 73988 | 8366 | 2021
Vintage2017 | natural gas peaker | TRUE | 58813 | N | . | Alpaca | Alpaca Energy LLC | 58686 | PA | MAT | RFC |  | 22 | 2 | NAICS-22 Non-Cogen | IC | NG | NG | PJM | 327179 | 36380 | 2021
Vintage2014 | solar pv | TRUE | 58814 | N | . | Shasta Solar Farm | Ignite Solar Holdings LLC | 58696 | CA | PACC | WECC |  | 22 | 2 | NAICS-22 Non-Cogen | PV | SUN | SUN | CISO | 59998 | 6784 | 2021
Vintage2017 | natural gas peaker | TRUE | 58818 | N | . | Milan | Milan Energy LLC | 58689 | PA | MAT | RFC |  | 22 | 2 | NAICS-22 Non-Cogen | IC | NG | NG | PJM | 343210 | 37694 | 2021
Vintage2013 | solar pv | FALSE | 58822 | N | . | Millville City Sewer Auth WTP | Goldman Sachs Renewable Power LLC | 61944 | NJ | MAT | RFC |  | 562 | 4 | Commercial NAICS Non-Cogen | PV | SUN | SUN | PJM | 15177 | 1716 | 2021
Vintage2013 | solar pv | TRUE | 58824 | N | . | Sheldon Solar | Excelsior Energy Capital | 64423 | VT | NEW | NPCC |  | 22 | 2 | NAICS-22 Non-Cogen | PV | SUN | SUN | ISNE | 5164 | 584 | 2021
| natural gas peaker | FALSE | 58825 | Y | . | MTHS Co-Gen Buildings | Maine Township High School Dist 207 | 58701 | IL | ENC | RFC |  | 22 | 3 | NAICS-22 Cogen | IC | NG | NG | PJM | 0 | 0 | 2021
Vintage2015 | solar pv | TRUE | 58828 | N | . | Apple One | Cypress Creek Renewables | 61060 | NC | SAT | SERC |  | 22 | 2 | NAICS-22 Non-Cogen | PV | SUN | SUN | DUK | 81816 | 9251 | 2021
Vintage2016 | solar pv | TRUE | 58829 | N | . | Sonne Two | Heelstone Energy Holdings, LLC | 59462 | NC | SAT | SERC |  | 22 | 2 | NAICS-22 Non-Cogen | PV | SUN | SUN | DUK | 81560 | 9222 | 2021
Vintage2019 | onshore wind | TRUE | 58830 | N | . | Cross Winds Energy Park | Consumers Energy Co | 4254 | MI | ENC | RFC |  | 22 | 1 | Electric Utility | WT | WND | WND | MISO | 5847281 | 661158 | 2021
Vintage2015 | solar pv | TRUE | 58831 | N | . | Redcrest Solar Farm | AES Distributed Energy | 61012 | CA | PACC | WECC |  | 22 | 2 | NAICS-22 Non-Cogen | PV | SUN | SUN | CISO | 304392 | 34418 | 2021
Vintage2014 | solar pv | TRUE | 58832 | N | . | Cogenra - TEP | Terraform Arcadia | 63249 | AZ | MTN | WECC |  | 22 | 2 | NAICS-22 Non-Cogen | PV | SUN | SUN | TEPC | 17990 | 2034 | 2021
Vintage2015 | solar pv | TRUE | 58833 | N | . | Red Horse 2 | Red Horse 2 | 59146 | AZ | MTN | WECC |  | 22 | 2 | NAICS-22 Non-Cogen | PV | SUN | SUN | TEPC | 1322321 | 149516 | 2021
Vintage2015 | onshore wind | TRUE | 58833 | N | . | Red Horse 2 | Red Horse 2 | 59146 | AZ | MTN | WECC |  | 22 | 2 | NAICS-22 Non-Cogen | WT | WND | WND | TEPC | 560879 | 63419 | 2021
| natural gas peaker | FALSE | 58834 | Y | . | Richland Center Renewable Energy LLC | Richland Center Renewable Energy LLC | 58709 | WI | ENC | MRO |  | 22 | 3 | NAICS-22 Cogen | IC | NG | NG | MISO | 0 | 0 | 2021
Vintage2013 | biomass | TRUE | 58834 | Y | . | Richland Center Renewable Energy LLC | Richland Center Renewable Energy LLC | 58709 | WI | ENC | MRO |  | 22 | 3 | NAICS-22 Cogen | IC | OBG | ORW | MISO | 89329 | 8116 | 2021
Vintage2016 | natural gas peaker | TRUE | 58835 | N | . | Elk Station | Golden Spread Electric Cooperative, Inc | 7349 | TX | WSC | MRO |  | 22 | 1 | Electric Utility | GT | NG | NG | SWPP | 3431589 | 321212 | 2021
Vintage2014 | onshore wind | TRUE | 58836 | N | . | Lakeswind Power Partners | Lakeswind Power Partners | 58710 | MN | WNC | MRO |  | 22 | 2 | NAICS-22 Non-Cogen | WT | WND | WND | MISO | 1383025 | 156380 | 2021
Vintage2020 | onshore wind | TRUE | 58837 | N | . | Na Pua Makani Wind Project | Na Pua Makani Power Partners LLC | 58718 | HI | PACN |  |  | 22 | 2 | NAICS-22 Non-Cogen | WT | WND | WND |  | 864971 | 97803 | 2021
Vintage2015 | onshore wind | TRUE | 58838 | N | . | Keechi Wind | Keechi Wind, LLC | 62969 | TX | WSC | TRE |  | 22 | 2 | NAICS-22 Non-Cogen | WT | WND | WND | ERCO | 3593945 | 406371 | 2021
Vintage2013 | solar pv | TRUE | 58839 | N | . | Sudbury Landfill | Heliovaas LLC | 59286 | MA | NEW | NPCC |  | 22 | 2 | NAICS-22 Non-Cogen | PV | SUN | SUN | ISNE | 15530 | 1756 | 2021
Vintage2014 | solar pv | TRUE | 58840 | N | . | Kenansville Solar Farm, LLC | SRE Utility Solar 1, LLC | 61119 | NC | SAT | SERC |  | 22 | 2 | NAICS-22 Non-Cogen | PV | SUN | SUN | DUK | 64649 | 7310 | 2021
Vintage2012 | solar pv | TRUE | 58842 | N | . | Gato Montes Solar, LLC | Gato Montes Solar, LLC | 58711 | AZ | MTN | WECC |  | 22 | 2 | NAICS-22 Non-Cogen | PV | SUN | SUN | TEPC | 73750 | 8339 | 2021
Vintage2014 | solar pv | TRUE | 58843 | N | . | Bethel Price Solar, LLC | Bethel Price Solar, LLC | 58712 | NC | SAT | SERC |  | 22 | 2 | NAICS-22 Non-Cogen | PV | SUN | SUN | PJM | 57593 | 6512 | 2021
Vintage2014 | solar pv | TRUE | 58844 | N | . | Dogwood Solar, LLC | Dogwood Solar, LLC | 58713 | NC | SAT | SERC |  | 22 | 2 | NAICS-22 Non-Cogen | PV | SUN | SUN | PJM | 333349 | 37692 | 2021
Vintage2014 | solar pv | TRUE | 58845 | N | . | Washington Airport Solar LLC | Washington Airport Solar, LLC | 58714 | NC | SAT | SERC |  | 22 | 2 | NAICS-22 Non-Cogen | PV | SUN | SUN | CPLE | 82675 | 9348 | 2021
Vintage2013 | solar pv | TRUE | 58846 | N | . | Washington Millfield Solar, LLC | Washington Millfield Solar, LLC | 58715 | NC | SAT | SERC |  | 22 | 2 | NAICS-22 Non-Cogen | PV | SUN | SUN | CPLE | 79454 | 8984 | 2021
Vintage2015 | solar pv | TRUE | 58847 | N | . | Windsor Cooper HIill Solar, LLC | Windsor Cooper Hill Solar, LLC | 58716 | NC | SAT | SERC |  | 22 | 2 | NAICS-22 Non-Cogen | PV | SUN | SUN | PJM | 87212 | 9861 | 2021
Vintage2015 | solar pv | TRUE | 58848 | N | . | Warsaw Farm | Duke Energy Progress - (NC) | 3046 | NC | SAT | SERC |  | 22 | 1 | Electric Utility | PV | SUN | SUN | CPLE | 1023409 | 115718 | 2021
Vintage2014 | solar pv | TRUE | 58849 | N | . | Castalia Solar | Strata Manager, LLC | 64778 | NC | SAT | SERC |  | 22 | 2 | NAICS-22 Non-Cogen | PV | SUN | SUN | CPLE | 31838 | 3600 | 2021
Vintage2014 | solar pv | TRUE | 58851 | N | . | Oakboro Farm | Palmetto Power Management LLC | 63248 | NC | SAT | SERC |  | 22 | 2 | NAICS-22 Non-Cogen | PV | SUN | SUN | DUK | 74652 | 8441 | 2021
Vintage2013 | solar pv | TRUE | 58853 | N | . | McKenzie Farm | Strata Manager, LLC | 64778 | NC | SAT | SERC |  | 22 | 2 | NAICS-22 Non-Cogen | PV | SUN | SUN | CPLE | 78410 | 8866 | 2021
Vintage2013 | solar pv | TRUE | 58854 | N | . | Nash 58 Farm | Strata Manager, LLC | 64778 | NC | SAT | SERC |  | 22 | 2 | NAICS-22 Non-Cogen | PV | SUN | SUN | CPLE | 78324 | 8856 | 2021
Vintage2014 | solar pv | TRUE | 58855 | N | . | Nash 64 Farm | Strata Manager, LLC | 64778 | NC | SAT | SERC |  | 22 | 2 | NAICS-22 Non-Cogen | PV | SUN | SUN | CPLE | 62759 | 7096 | 2021
Vintage2013 | solar pv | TRUE | 58856 | N | . | Pate Farm | Strata Manager, LLC | 64778 | NC | SAT | SERC |  | 22 | 2 | NAICS-22 Non-Cogen | PV | SUN | SUN | CPLE | 75264 | 8510 | 2021
Vintage2014 | solar pv | TRUE | 58859 | N | . | Erwin Farm | Strata Manager, LLC | 64778 | NC | SAT | SERC |  | 22 | 2 | NAICS-22 Non-Cogen | PV | SUN | SUN | CPLE | 60441 | 6834 | 2021
Vintage2014 | solar pv | TRUE | 58861 | N | . | Sigmon Catawba Farm | Strata Manager, LLC | 64778 | NC | SAT | SERC |  | 22 | 2 | NAICS-22 Non-Cogen | PV | SUN | SUN | DUK | 80366 | 9087 | 2021
Vintage2013 | solar pv | TRUE | 58862 | N | . | Wagstaff Farm 1 | Strata Manager, LLC | 64778 | NC | SAT | SERC |  | 22 | 2 | NAICS-22 Non-Cogen | PV | SUN | SUN | CPLE | 77438 | 8756 | 2021
Vintage2013 | solar pv | TRUE | 58863 | N | . | Waco Farm | Strata Manager, LLC | 64778 | NC | SAT | SERC |  | 22 | 2 | NAICS-22 Non-Cogen | PV | SUN | SUN | DUK | 76704 | 8673 | 2021
Vintage2015 | solar pv | TRUE | 58864 | N | . | Sunfish Farm | Cypress Creek Renewables | 61060 | NC | SAT | SERC |  | 22 | 2 | NAICS-22 Non-Cogen | PV | SUN | SUN | CPLE | 74203 | 8390 | 2021
Vintage2015 | biomass | TRUE | 58865 | Y | . | Reventure Park | Clean Energy LLC | 58748 | NC | SAT | SERC |  | 22 | 3 | NAICS-22 Cogen | IC | LFG | MLG | DUK | 109155 | 26559 | 2021
Vintage2013 | solar pv | TRUE | 58866 | N | . | Garrell Solar Farm | Strata Manager, LLC | 64778 | NC | SAT | SERC |  | 22 | 2 | NAICS-22 Non-Cogen | PV | SUN | SUN | CPLE | 59804 | 6762 | 2021
Vintage2013 | solar pv | TRUE | 58867 | N | . | Angier Farm | Strata Manager, LLC | 64778 | NC | SAT | SERC |  | 22 | 2 | NAICS-22 Non-Cogen | PV | SUN | SUN | CPLE | 66841 | 7558 | 2021
Vintage2013 | solar pv | TRUE | 58868 | N | . | Bladenboro Farm | Strata Manager, LLC | 64778 | NC | SAT | SERC |  | 22 | 2 | NAICS-22 Non-Cogen | PV | SUN | SUN | CPLE | 74033 | 8371 | 2021
Vintage2015 | other | TRUE | 58870 | Y | . | Rentech Nitrogen Pasadena Cogeneration | PCI Nitrogen LLC | 58749 | TX | WSC | TRE |  | 22 | 3 | NAICS-22 Cogen | ST | WH | OTH | ERCO | 467795 | 52894 | 2021
Vintage2013 | solar pv | TRUE | 58871 | N | . | Berkley East Solar LLC | SunEdison LLC | 59139 | MA | NEW | NPCC |  | 22 | 2 | NAICS-22 Non-Cogen | PV | SUN | SUN | ISNE | 23090 | 2611 | 2021
Vintage2015 | onshore wind | TRUE | 58872 | N | . | Bison 4 Wind Energy Center | ALLETE, Inc. | 12647 | ND | WNC | MRO |  | 22 | 1 | Electric Utility | WT | WND | WND | MISO | 6332057 | 715972 | 2021
Vintage2012 | hydro | TRUE | 58873 | N | . | Stuyvesant Falls | Albany Engineering Corporation | 58756 | NY | MAT | NPCC |  | 22 | 2 | NAICS-22 Non-Cogen | HY | WAT | HYC | NYIS | 201627 | 22798 | 2021
Vintage2013 | solar pv | TRUE | 58874 | N | . | Dement Farm LLC | SRE Utility Solar 1, LLC | 61119 | NC | SAT | SERC |  | 22 | 2 | NAICS-22 Non-Cogen | PV | SUN | SUN | CPLE | 78507 | 8877 | 2021
Vintage2018 | solar pv | TRUE | 58876 | N | . | Fusion Solar Center LLC | Fusion Solar Centre, L.L.C | 60556 | CT | NEW | NPCC |  | 22 | 2 | NAICS-22 Non-Cogen | PV | SUN | SUN | ISNE | 344889 | 38997 | 2021
Vintage2015 | solar pv | TRUE | 58877 | N | . | Kinsley Landfill Solar | Public Service Elec & Gas Co | 15477 | NJ | MAT | RFC |  | 22 | 1 | Electric Utility | PV | SUN | SUN | PJM | 117200 | 13252 | 2021
Vintage2013 | solar pv | TRUE | 58879 | N | . | Duplin Solar LLC | SRE Utility Solar 1, LLC | 61119 | NC | SAT | SERC |  | 22 | 2 | NAICS-22 Non-Cogen | PV | SUN | SUN | DUK | 77950 | 8814 | 2021
Vintage2013 | solar pv | TRUE | 58880 | N | . | North Carolina Solar III LLC | SRE Utility Solar 1, LLC | 61119 | NC | SAT | SERC |  | 22 | 2 | NAICS-22 Non-Cogen | PV | SUN | SUN | DUK | 74652 | 8441 | 2021
Vintage2013 | solar pv | FALSE | 58881 | N | . | County College of Morris | Sunlight General Morris Solar LLC | 58753 | NJ | MAT | RFC |  | 611 | 4 | Commercial NAICS Non-Cogen | PV | SUN | SUN | PJM | 34271 | 3875 | 2021
Vintage2013 | solar pv | FALSE | 58882 | N | . | Mercer County Community College | Sunlight General Mercer Solar LLC | 58754 | NJ | MAT | RFC |  | 611 | 4 | Commercial NAICS Non-Cogen | PV | SUN | SUN | PJM | 87131 | 9852 | 2021
Vintage2015 | onshore wind | TRUE | 58883 | N | . | Highland Wind Project (IA) | MidAmerican Energy Co | 12341 | IA | WNC | MRO |  | 22 | 1 | Electric Utility | WT | WND | WND | MISO | 14213819 | 1607171 | 2021
Vintage2014 | onshore wind | TRUE | 58884 | N | . | Lundgren Wind Project | MidAmerican Energy Co | 12341 | IA | WNC | MRO |  | 22 | 1 | Electric Utility | WT | WND | WND | MISO | 7291699 | 824480 | 2021
Vintage2014 | onshore wind | TRUE | 58885 | N | . | Macksburg Wind Project | MidAmerican Energy Co | 12341 | IA | WNC | MRO |  | 22 | 1 | Electric Utility | WT | WND | WND | MISO | 2707175 | 306103 | 2021
Vintage2014 | onshore wind | TRUE | 58886 | N | . | Wellsburg Wind Project | MidAmerican Energy Co | 12341 | IA | WNC | MRO |  | 22 | 1 | Electric Utility | WT | WND | WND | MISO | 4191906 | 473983 | 2021
Vintage2007 | onshore wind | TRUE | 58887 | N | . | Com Adam 1WF-1 | FPC Services Inc. | 58760 | IL | ENC | RFC |  | 22 | 2 | NAICS-22 Non-Cogen | WT | WND | WND | PJM | 67568 | 7639.83 | 2021
Vintage2009 | solar pv | TRUE | 58889 | N | . | ASTI | Perpetual Energy Systems | 58759 | CA | PACC | WECC |  | 22 | 2 | NAICS-22 Non-Cogen | PV | SUN | SUN | CISO | 13665 | 1545 | 2021
Vintage2009 | solar pv | TRUE | 58890 | N | . | Beringer | Perpetual Energy Systems | 58759 | CA | PACC | WECC |  | 22 | 2 | NAICS-22 Non-Cogen | PV | SUN | SUN | CISO | 13877 | 1569 | 2021
Vintage2014 | onshore wind | TRUE | 58891 | N | . | Big Turtle Wind Farm, LLC | DTE Sustainable Generation | 64331 | MI | ENC | RFC |  | 22 | 2 | NAICS-22 Non-Cogen | WT | WND | WND | MISO | 507981 | 57438 | 2021
Vintage2013 | solar pv | TRUE | 58892 | N | . | Camilla Solar Plant | Axium US Solar Holdings LLC | 60898 | GA | SAT | SERC |  | 22 | 2 | NAICS-22 Non-Cogen | PV | SUN | SUN | SOCO | 230800 | 26097 | 2021
Vintage2013 | solar pv | TRUE | 58893 | N | . | Camp Solar Plant | Axium US Solar Holdings LLC | 60898 | GA | SAT | SERC |  | 22 | 2 | NAICS-22 Non-Cogen | PV | SUN | SUN | SOCO | 28010 | 3167 | 2021
Vintage2013 | solar pv | FALSE | 58896 | N | . | Patriots Stadium | Sunlight General Somerset Solar LLC | 58769 | NJ | MAT | RFC |  | 711 | 4 | Commercial NAICS Non-Cogen | PV | SUN | SUN | PJM | 7650 | 865 | 2021
Vintage1993 | natural gas peaker | FALSE | 58897 | N | . | Temple SEGF | Temple University | 58767 | PA | MAT | RFC |  | 611 | 4 | Commercial NAICS Non-Cogen | IC | NG | NG | PJM | 13649 | 1129 | 2021
Vintage2015 | onshore wind | TRUE | 58898 | N | . | Pilot Hill Wind Farm | EDF Renewable Asset Holdings, Inc. | 57170 | IL | ENC | RFC |  | 22 | 2 | NAICS-22 Non-Cogen | WT | WND | WND | PJM | 5353698 | 605348 | 2021
| other | FALSE | 58899 | N | . | Prosperity Energy Storage Facility Hybrid | Public Service Co of NM | 15473 | NM | MTN | WECC |  | 22 | 1 | Electric Utility | BA | MWH | OTH | PNM | 0 | 0 | 2021
Vintage2011 | solar pv | TRUE | 58899 | N | . | Prosperity Energy Storage Facility Hybrid | Public Service Co of NM | 15473 | NM | MTN | WECC |  | 22 | 1 | Electric Utility | PV | SUN | SUN | PNM | 5192 | 587 | 2021
Vintage2015 | onshore wind | TRUE | 58900 | N | . | Balko Wind LLC | Balko Wind LLC | 58770 | OK | WSC | MRO |  | 22 | 2 | NAICS-22 Non-Cogen | WT | WND | WND | SWPP | 9363151 | 1058701 | 2021
Vintage2014 | hydro | TRUE | 58901 | N | . | Tri-County Water Hydropower Project | Tri-County Water Conservancy District | 58771 | CO | MTN | WECC |  | 22 | 2 | NAICS-22 Non-Cogen | HY | WAT | HYC | WACM | 107126 | 12113 | 2021
Vintage2016 | onshore wind | TRUE | 58902 | N | . | Kingfisher Wind LLC | Kingfisher Wind LLC | 58773 | OK | WSC | MRO |  | 22 | 2 | NAICS-22 Non-Cogen | WT | WND | WND | SWPP | 9405436 | 1063482 | 2021
Vintage2014 | onshore wind | TRUE | 58904 | N | . | Fourmile Ridge | Fourmile Wind Energy, LLC | 58784 | MD | SAT | RFC |  | 22 | 2 | NAICS-22 Non-Cogen | WT | WND | WND | PJM | 1090404 | 123293 | 2021
Vintage2013 | solar pv | TRUE | 58906 | N | . | Valley Center 1 | Goldman Sachs Renewable Power LLC | 61944 | CA | PACC | WECC |  | 22 | 2 | NAICS-22 Non-Cogen | PV | SUN | SUN | CISO | 50816 | 5746 | 2021
Vintage2013 | solar pv | TRUE | 58907 | N | . | Valley Center 2 | Goldman Sachs Renewable Power LLC | 61944 | CA | PACC | WECC |  | 22 | 2 | NAICS-22 Non-Cogen | PV | SUN | SUN | CISO | 106941 | 12092 | 2021
Vintage2014 | onshore wind | TRUE | 58908 | N | . | Beebe 1B | Beebe 1B Renewable Energy, LLC | 58785 | MI | ENC | RFC |  | 22 | 2 | NAICS-22 Non-Cogen | WT | WND | WND | MISO | 1123401 | 127024 | 2021
Vintage2013 | solar pv | TRUE | 58909 | N | . | Ramona 1 | Goldman Sachs Renewable Power LLC | 61944 | CA | PACC | WECC |  | 22 | 2 | NAICS-22 Non-Cogen | PV | SUN | SUN | CISO | 40055 | 4529 | 2021
Vintage2013 | solar pv | TRUE | 58911 | N | . | Ramona 2 | Goldman Sachs Renewable Power LLC | 61944 | CA | PACC | WECC |  | 22 | 2 | NAICS-22 Non-Cogen | PV | SUN | SUN | CISO | 104217 | 11784 | 2021
Vintage2015 | solar pv | TRUE | 58912 | N | . | Santa Fe Springs Rooftop Solar BLDG M | Golden Springs Development Company LLC | 57104 | CA | PACC | WECC |  | 22 | 2 | NAICS-22 Non-Cogen | PV | SUN | SUN | CISO | 26769 | 3027 | 2021
Vintage2015 | solar pv | TRUE | 58913 | N | . | Santa Fe Springs Rooftop Solar BLDG H | Golden Springs Development Company LLC | 57104 | CA | PACC | WECC |  | 22 | 2 | NAICS-22 Non-Cogen | PV | SUN | SUN | CISO | 22712 | 2568 | 2021
| petroleum | FALSE | 58914 | Y | . | MCAGCC Cogen Plant | DOD USMC Marine Air Ground Combat | 58789 | CA | PACC | WECC |  | 22 | 3 | NAICS-22 Cogen | GT | DFO | DFO | CISO | 0 | 0 | 2021
Vintage2014 | natural gas peaker | TRUE | 58914 | Y | . | MCAGCC Cogen Plant | DOD USMC Marine Air Ground Combat | 58789 | CA | PACC | WECC |  | 22 | 3 | NAICS-22 Cogen | GT | NG | NG | CISO | 355943 | 82454 | 2021
Vintage2015 | solar pv | TRUE | 58915 | N | . | Copper Mountain Solar 3 | Consolidated Edison Development Inc. | 56769 | NV | MTN | WECC |  | 22 | 2 | NAICS-22 Non-Cogen | PV | SUN | SUN | LDWP | 5352708 | 605236 | 2021
Vintage2011 | solar pv | FALSE | 58917 | N | . | Tioga Solar Morris County 1 LLC | Sunlight General Morris Solar LLC | 58753 | NJ | MAT | RFC |  | 713 | 4 | Commercial NAICS Non-Cogen | PV | SUN | SUN | PJM | 12355 | 1397 | 2021
Vintage2014 | solar pv | TRUE | 58918 | N | . | 2081 Terzian Solar Project | Solarenewal LLC | 61315 | CA | PACC | WECC |  | 22 | 2 | NAICS-22 Non-Cogen | PV | SUN | SUN | CISO | 25116 | 2840 | 2021
Vintage2014 | solar pv | TRUE | 58919 | N | . | 2127 Harris Solar Project | Solarenewal LLC | 61315 | CA | PACC | WECC |  | 22 | 2 | NAICS-22 Non-Cogen | PV | SUN | SUN | CISO | 21879 | 2474 | 2021
Vintage2014 | solar pv | TRUE | 58920 | N | . | 2097 Helton Solar Project | Solarenewal LLC | 61315 | CA | PACC | WECC |  | 22 | 2 | NAICS-22 Non-Cogen | PV | SUN | SUN | CISO | 33050 | 3737 | 2021
| natural gas peaker | FALSE | 58921 | N | . | Napoleon Biogas | CH4 Biogas LLC | 58383 | OH | ENC | RFC |  | 22 | 2 | NAICS-22 Non-Cogen | IC | NG | NG | PJM | 0 | 0 | 2021
| biomass | FALSE | 58921 | N | . | Napoleon Biogas | CH4 Biogas LLC | 58383 | OH | ENC | RFC |  | 22 | 2 | NAICS-22 Non-Cogen | IC | OBG | ORW | PJM | 0 | 0 | 2021
Vintage2020 | onshore wind | TRUE | 58924 | N | . | Sugar Creek Wind One LLC | Sugar Creek Wind One LLC | 60568 | IL | ENC | SERC |  | 22 | 2 | NAICS-22 Non-Cogen | WT | WND | WND | MISO | 3770629 | 426349 | 2021
Vintage2021 | onshore wind | TRUE | 58925 | N | . | Lincoln Land Wind | Lincoln Land Wind, LLC | 60569 | IL | ENC | SERC |  | 22 | 2 | NAICS-22 Non-Cogen | WT | WND | WND | MISO | 1875936 | 212114 | 2021
Vintage2010 | onshore wind | TRUE | 58927 | N | . | Story City Wind Project | Hamilton Wind Energy LLC | 58795 | IA | WNC | MRO |  | 22 | 2 | NAICS-22 Non-Cogen | WT | WND | WND | MISO | 46298 | 5235 | 2021
Vintage2014 | petroleum | TRUE | 58929 | N | . | Melrose 2 | Melrose Public Utilities | 12286 | MN | WNC | MRO |  | 22 | 1 | Electric Utility | IC | DFO | DFO | MISO | 118 | 10 | 2021
Vintage2010 | onshore wind | TRUE | 58932 | N | . | Traer Wind Project | Norsemen Wind Energy, LLC | 58797 | IA | WNC | MRO |  | 22 | 2 | NAICS-22 Non-Cogen | WT | WND | WND | MISO | 48731 | 5510 | 2021
Vintage2021 | natural gas combined cycle | FALSE | 58933 | Y | . | Shell Chemical Appalachia LLC | Shell Chemical Appalachia LLC | 58798 | PA | MAT | RFC |  | 32511 | 7 | Industrial NAICS Cogen | CA | NG | NG | PJM | 172011 | 40213.29 | 2021
Vintage2021 | natural gas combined cycle | FALSE | 58933 | Y | . | Shell Chemical Appalachia LLC | Shell Chemical Appalachia LLC | 58798 | PA | MAT | RFC |  | 32511 | 7 | Industrial NAICS Cogen | CT | NG | NG | PJM | 2037400 | 172191.49 | 2021
Vintage2013 | solar pv | TRUE | 58934 | N | . | Integrys MA Solar, LLC - Ashburnham Site | Integrys MA Solar, LLC | 58801 | MA | NEW | NPCC |  | 22 | 2 | NAICS-22 Non-Cogen | PV | SUN | SUN | ISNE | 34208 | 3868 | 2021
Vintage2013 | solar pv | TRUE | 58935 | N | . | Open View Solar Farm | Cross Pollination Inc | 58800 | VT | NEW | NPCC |  | 22 | 2 | NAICS-22 Non-Cogen | PV | SUN | SUN | ISNE | 24507 | 2771 | 2021
Vintage2014 | solar pv | TRUE | 58936 | N | . | Walpole Solar 2 | Walpole Solar 2, LLC | 58802 | MA | NEW | NPCC |  | 22 | 2 | NAICS-22 Non-Cogen | PV | SUN | SUN | ISNE | 32087 | 3628 | 2021
Vintage2014 | solar pv | TRUE | 58937 | N | . | Gardner Solar 1 | Gardner Solar 1, LLC | 58803 | MA | NEW | NPCC |  | 22 | 2 | NAICS-22 Non-Cogen | PV | SUN | SUN | ISNE | 27725 | 3135 | 2021
Vintage2014 | onshore wind | TRUE | 58938 | N | . | Origin Wind | Enel Green Power NA, Inc. | 59380 | OK | WSC | MRO |  | 22 | 2 | NAICS-22 Non-Cogen | WT | WND | WND | SWPP | 4863722 | 549946 | 2021
Vintage2014 | onshore wind | TRUE | 58939 | N | . | Anderson Wind I | BayWa r.e Wind LLC | 57421 | NM | MTN | MRO |  | 22 | 2 | NAICS-22 Non-Cogen | WT | WND | WND | SWPP | 148411 | 16781 | 2021
Vintage2014 | onshore wind | TRUE | 58940 | N | . | Anderson Wind II | BayWa r.e Wind LLC | 57421 | NM | MTN | MRO |  | 22 | 2 | NAICS-22 Non-Cogen | WT | WND | WND | SWPP | 363364 | 41086 | 2021
Vintage2014 | solar pv | TRUE | 58942 | N | . | Rockville Solar I LLC | Greenbacker Renewable Energy Corporation | 60025 | IN | ENC | RFC |  | 22 | 2 | NAICS-22 Non-Cogen | PV | SUN | SUN | MISO | 32334 | 3656 | 2021
Vintage2014 | solar pv | TRUE | 58943 | N | . | Halifax | HXOap Solar One, LLC | 59369 | NC | SAT | SERC |  | 22 | 2 | NAICS-22 Non-Cogen | PV | SUN | SUN | PJM | 321709 | 36376 | 2021
| biomass | FALSE | 58944 | N | . | Woodville Renewable Power Project | East Texas Electric Coop, Inc | 39347 | TX | WSC | SERC |  | 22 | 1 | Electric Utility | ST | WDS | WWW | MISO | 0 | 0 | 2021
Vintage2011 | biomass | TRUE | 58946 | N | . | Ameresco Dallas LLC | Ameresco Dallas LLC | 58811 | TX | WSC | TRE |  | 22 | 2 | NAICS-22 Non-Cogen | IC | LFG | MLG | ERCO | 285573 | 26588 | 2021
Vintage0 | petroleum | FALSE | 58947 | Y | . | Bristol Myers Squibb Lawrenceville | Bristol-Myers Squibb Co | 2265 | NJ | MAT | RFC |  | 22 | 3 | NAICS-22 Cogen | GT | DFO | DFO | PJM | 32 | 3.068 | 2021
Vintage0 | petroleum | FALSE | 58947 | N | . | Bristol Myers Squibb Lawrenceville | Bristol-Myers Squibb Co | 2265 | NJ | MAT | RFC |  | 22 | 2 | NAICS-22 Non-Cogen | GT | DFO | DFO | PJM | 47 | 3.443 | 2021
Vintage2021 | natural gas peaker | TRUE | 58947 | Y | . | Bristol Myers Squibb Lawrenceville | Bristol-Myers Squibb Co | 2265 | NJ | MAT | RFC |  | 22 | 3 | NAICS-22 Cogen | GT | NG | NG | PJM | 245091 | 21549.644 | 2021
Vintage2021 | natural gas peaker | TRUE | 58947 | N | . | Bristol Myers Squibb Lawrenceville | Bristol-Myers Squibb Co | 2265 | NJ | MAT | RFC |  | 22 | 2 | NAICS-22 Non-Cogen | GT | NG | NG | PJM | 126055 | 9433.845 | 2021
Vintage1991 | petroleum | TRUE | 58947 | Y | . | Bristol Myers Squibb Lawrenceville | Bristol-Myers Squibb Co | 2265 | NJ | MAT | RFC |  | 22 | 3 | NAICS-22 Cogen | IC | DFO | DFO | PJM | 48 | 4.241 | 2021
Vintage1991 | petroleum | TRUE | 58947 | N | . | Bristol Myers Squibb Lawrenceville | Bristol-Myers Squibb Co | 2265 | NJ | MAT | RFC |  | 22 | 2 | NAICS-22 Non-Cogen | IC | DFO | DFO | PJM | 70 | 4.759 | 2021
Vintage2014 | solar pv | TRUE | 58949 | N | . | Cloverdale Solar I | Altus Power America Management, LLC | 60281 | CA | PACC | WECC |  | 22 | 2 | NAICS-22 Non-Cogen | PV | SUN | SUN | CISO | 6544 | 740 | 2021
Vintage2016 | solar pv | TRUE | 58951 | N | . | Delilah Road Landfill | CVI CleanCapital Solar 5 LLC | 63069 | NJ | MAT | RFC |  | 22 | 2 | NAICS-22 Non-Cogen | PV | SUN | SUN | PJM | 128257 | 14502 | 2021
Vintage2014 | solar pv | TRUE | 58952 | N | . | Dessie Solar Center LLC | Dessie Solar Center LLC | 58816 | NC | SAT | SERC |  | 22 | 2 | NAICS-22 Non-Cogen | PV | SUN | SUN | CPLE | 77659 | 8781 | 2021
Vintage2014 | solar pv | TRUE | 58953 | N | . | Rockville Solar II, LLC | Greenbacker Renewable Energy Corporation | 60025 | IN | ENC | RFC |  | 22 | 2 | NAICS-22 Non-Cogen | PV | SUN | SUN | MISO | 29053 | 3285 | 2021
Vintage2012 | solar pv | TRUE | 58954 | N | . | Intel Folsom Phase 2 | Tesla Inc. | 60947 | CA | PACC | WECC |  | 22 | 2 | NAICS-22 Non-Cogen | PV | SUN | SUN | BANC | 9860 | 1115 | 2021
Vintage2014 | solar pv | TRUE | 58955 | N | . | BearPond Solar Center LLC | BearPond Solar Center LLC | 58818 | NC | SAT | SERC |  | 22 | 2 | NAICS-22 Non-Cogen | PV | SUN | SUN | CPLE | 80490 | 9101 | 2021
Vintage2015 | solar pv | TRUE | 58956 | N | . | Shankle Solar Center LLC | Shankle Solar Center LLC | 58820 | NC | SAT | SERC |  | 22 | 2 | NAICS-22 Non-Cogen | PV | SUN | SUN | CPLE | 73661 | 8329 | 2021
Vintage2014 | solar pv | TRUE | 58957 | N | . | Graham Solar Center LLC | Graham Solar Center LLC | 58819 | NC | SAT | SERC |  | 22 | 2 | NAICS-22 Non-Cogen | PV | SUN | SUN | CPLE | 78181 | 8840 | 2021
Vintage2012 | onshore wind | TRUE | 58958 | N | . | Camelot Wind LLC | Camelot Wind LLC | 58821 | MA | NEW | NPCC |  | 22 | 2 | NAICS-22 Non-Cogen | WT | WND | WND | ISNE | 21845 | 2470 | 2021
Vintage2014 | solar pv | TRUE | 58959 | N | . | Butler Solar Power Project | MC Power Companies Inc | 58822 | MO | WNC | MRO |  | 22 | 1 | Electric Utility | PV | SUN | SUN | SWPP | 37109 | 4196 | 2021
Vintage0 | natural gas peaker | FALSE | 58960 | Y | . | Laguna Water Reclamation Facility | City of Santa Rosa | 58824 | CA | PACC | WECC |  | 22132 | 5 | Commercial NAICS Cogen | IC | NG | NG | CISO | 18545 | 3119.021 | 2021
Vintage2013 | biomass | TRUE | 58960 | Y | . | Laguna Water Reclamation Facility | City of Santa Rosa | 58824 | CA | PACC | WECC |  | 22132 | 5 | Commercial NAICS Cogen | IC | OBG | ORW | CISO | 67732 | 11391.979 | 2021
Vintage2014 | solar pv | TRUE | 58961 | N | . | Oregon University System OIT Klamath Falls | Tesla Inc. | 60947 | OR | PACC | WECC |  | 22 | 2 | NAICS-22 Non-Cogen | PV | SUN | SUN | PACW | 23949 | 2708 | 2021
Vintage2014 | solar pv | TRUE | 58963 | N | . | Las Virgenes Municipal Water District | Tesla Inc. | 60947 | CA | PACC | WECC |  | 22 | 2 | NAICS-22 Non-Cogen | PV | SUN | SUN | CISO | 12515 | 1415 | 2021
Vintage2014 | solar pv | TRUE | 58964 | N | . | Technology Drive Solar | Consolidated Edison Development Inc. | 56769 | VT | NEW | NPCC |  | 22 | 2 | NAICS-22 Non-Cogen | PV | SUN | SUN | ISNE | 24797 | 2804 | 2021
Vintage2018 | onshore wind | TRUE | 58965 | N | . | Thunder Spirit Wind, LLC | Montana-Dakota Utilities Co | 12199 | ND | WNC | MRO |  | 22 | 1 | Electric Utility | WT | WND | WND | MISO | 4917680 | 556047 | 2021
Vintage2014 | onshore wind | TRUE | 58966 | N | . | Fairfield Wind | Greenbacker Renewable Energy Corporation | 60025 | MT | MTN | WECC |  | 22 | 2 | NAICS-22 Non-Cogen | WT | WND | WND | NWMT | 243484 | 27531 | 2021
Vintage2017 | solar pv | TRUE | 58972 | N | . | Fort Huachuca Solar PV Project | Tucson Electric Power Co | 24211 | AZ | MTN | WECC |  | 22 | 1 | Electric Utility | PV | SUN | SUN | TEPC | 354326 | 40064 | 2021
Vintage2014 | solar pv | TRUE | 58973 | N | . | White River Solar 2 | Consolidated Edison Development Inc. | 56769 | CA | PACC | WECC |  | 22 | 2 | NAICS-22 Non-Cogen | PV | SUN | SUN | CISO | 442475 | 50031 | 2021
Vintage2014 | solar pv | TRUE | 58974 | N | . | Fairview Farms Solar | NuGen Capital Management | 59254 | MA | NEW | NPCC |  | 22 | 2 | NAICS-22 Non-Cogen | PV | SUN | SUN | ISNE | 24975 | 2824 | 2021
Vintage2016 | solar pv | TRUE | 58975 | N | . | Henrietta Solar Project | Southern Power Co | 17650 | CA | PACC | WECC |  | 22 | 2 | NAICS-22 Non-Cogen | PV | SUN | SUN | CISO | 2124887 | 240263 | 2021
Vintage2015 | hydro | TRUE | 58977 | N | . | Whitman | Ketchikan Public Utilities | 10210 | AK | PACN |  |  | 22 | 1 | Electric Utility | HY | WAT | HYC |  | 95878 | 10841 | 2021
| biomass | FALSE | 58978 | N | . | Central Valley Ag Power | Central Valley Ag Power LLC | 58839 | CA | PACC | WECC |  | 22 | 2 | NAICS-22 Non-Cogen | IC | OBG | ORW | CISO | 0 | 0 | 2021
Vintage2018 | onshore wind | TRUE | 58979 | N | . | Copenhagen Wind Farm | EDF Renewable Asset Holdings, Inc. | 57170 | NY | MAT | NPCC |  | 22 | 2 | NAICS-22 Non-Cogen | WT | WND | WND | NYIS | 2124161 | 240181 | 2021
Vintage2014 | biomass | TRUE | 58980 | Y | . | Akron WRF | City of Akron | 222 | OH | ENC | RFC |  | 22132 | 5 | Commercial NAICS Cogen | IC | OBG | ORW | PJM | 89974 | 7939.96 | 2021
Vintage2014 | onshore wind | TRUE | 58981 | N | . | Broken Bow Wind II, LLC | Consolidated Edison Development Inc. | 56769 | NE | WNC | MRO |  | 22 | 2 | NAICS-22 Non-Cogen | WT | WND | WND | SWPP | 2569120 | 290493 | 2021
Vintage2016 | hydro | TRUE | 58982 | N | . | Allison Creek Hydro | Copper Valley Elec Assn, Inc | 4329 | AK | PACN |  |  | 22 | 1 | Electric Utility | HY | WAT | HYC |  | 155221 | 17551 | 2021
Vintage2014 | solar pv | TRUE | 58983 | N | . | RE Camelot LLC | Onward Energy | 60453 | CA | PACC | WECC |  | 22 | 2 | NAICS-22 Non-Cogen | PV | SUN | SUN | CISO | 1025984 | 116009 | 2021
Vintage2014 | solar pv | TRUE | 58984 | N | . | RE Adams East, LLC | Onward Energy | 60453 | CA | PACC | WECC |  | 22 | 2 | NAICS-22 Non-Cogen | PV | SUN | SUN | CISO | 396157 | 44794 | 2021
Vintage2014 | solar pv | TRUE | 58985 | N | . | RE Kansas Solar, LLC | Onward Energy | 60453 | CA | PACC | WECC |  | 22 | 2 | NAICS-22 Non-Cogen | PV | SUN | SUN | CISO | 417064 | 47158 | 2021
Vintage2014 | solar pv | TRUE | 58986 | N | . | RE Old River One, LLC | Onward Energy | 60453 | CA | PACC | WECC |  | 22 | 2 | NAICS-22 Non-Cogen | PV | SUN | SUN | CISO | 398195 | 45024 | 2021
| petroleum | FALSE | 58989 | N | . | Eklutna Generation Station | Matanuska Electric Assn Inc | 11824 | AK | PACN |  |  | 22 | 1 | Electric Utility | IC | DFO | DFO |  | 0 | 0 | 2021
Vintage2015 | natural gas peaker | TRUE | 58989 | N | . | Eklutna Generation Station | Matanuska Electric Assn Inc | 11824 | AK | PACN |  |  | 22 | 1 | Electric Utility | IC | NG | NG |  | 5878084 | 678552 | 2021
Vintage2014 | solar pv | TRUE | 58990 | N | . | RE Columbia Two, LLC | Onward Energy | 60453 | CA | PACC | WECC |  | 22 | 2 | NAICS-22 Non-Cogen | PV | SUN | SUN | CISO | 367133 | 41512 | 2021
Vintage2014 | solar pv | TRUE | 58991 | N | . | RE Kent South, LLC | Onward Energy | 60453 | CA | PACC | WECC |  | 22 | 2 | NAICS-22 Non-Cogen | PV | SUN | SUN | CISO | 431994 | 48846 | 2021
Vintage2013 | onshore wind | FALSE | 58992 | N | . | Dept of Corrections NCCI Wind | Dept of Corrections NCCI Wind | 58844 | MA | NEW | NPCC |  | 92214 | 4 | Commercial NAICS Non-Cogen | WT | WND | WND | ISNE | 48819 | 5520 | 2021
Vintage0 | biomass | FALSE | 58993 | N | . | Pine Tree Landfill Gas to Energy | Pine Tree Landfill | 58845 | ME | NEW | NPCC |  | 22 | 2 | NAICS-22 Non-Cogen | IC | LFG | MLG | ISNE | 3500 | 261 | 2021
Vintage2015 | onshore wind | TRUE | 58994 | N | . | Breckinridge Wind Project LLC | NextEra Energy Resources Breckinridge | 59394 | OK | WSC | MRO |  | 22 | 2 | NAICS-22 Non-Cogen | WT | WND | WND | SWPP | 3558587 | 402373 | 2021
Vintage2006 | onshore wind | TRUE | 58995 | N | . | St. Olaf Wind Turbine | St. Olaf College | 58828 | MN | WNC | MRO |  | 22 | 2 | NAICS-22 Non-Cogen | WT | WND | WND | MISO | 21924 | 2479 | 2021
Vintage1999 | petroleum | TRUE | 58996 | N | . | St. Olaf StandBy Generators | St. Olaf College | 58828 | MN | WNC | MRO |  | 22 | 2 | NAICS-22 Non-Cogen | IC | DFO | DFO | MISO | 7728 | 319 | 2021
Vintage2015 | onshore wind | TRUE | 58998 | N | . | Goodwell Wind Project LLC | Enel Green Power NA, Inc. | 59380 | OK | WSC | MRO |  | 22 | 2 | NAICS-22 Non-Cogen | WT | WND | WND | SWPP | 7721014 | 873023 | 2021
Vintage2015 | onshore wind | TRUE | 58999 | N | . | Little Elk Wind Project LLC | Enel Green Power NA, Inc. | 59380 | OK | WSC | MRO |  | 22 | 2 | NAICS-22 Non-Cogen | WT | WND | WND | SWPP | 2984329 | 337441 | 2021
Vintage2015 | solar pv | TRUE | 59001 | N | . | Parkland Landfill Solar | Public Service Elec & Gas Co | 15477 | NJ | MAT | RFC |  | 22 | 1 | Electric Utility | PV | SUN | SUN | PJM | 111097 | 12562 | 2021
Vintage2018 | natural gas peaker | TRUE | 59002 | N | . | Carlsbad Energy Center | NRG California Peaker Operations LLC | 58847 | CA | PACC | WECC |  | 22 | 2 | NAICS-22 Non-Cogen | GT | NG | NG | CISO | 4404831 | 394864 | 2021
Vintage2014 | onshore wind | TRUE | 59003 | N | . | Two Dot Wind Farm | NorthWestern Energy (MT wind/thermal) | 56815 | MT | MTN | WECC |  | 22 | 1 | Electric Utility | WT | WND | WND | NWMT | 297219 | 33607 | 2021
Vintage2017 | natural gas combined cycle | TRUE | 59004 | N | . | Potomac Energy Center, LLC | Potomac Energy Center LLC | 64709 | VA | SAT | SERC |  | 22 | 2 | NAICS-22 Non-Cogen | CA | NG | NG | PJM | 693730 | 1824729 | 2021
Vintage2017 | natural gas combined cycle | TRUE | 59004 | N | . | Potomac Energy Center, LLC | Potomac Energy Center LLC | 64709 | VA | SAT | SERC |  | 22 | 2 | NAICS-22 Non-Cogen | CT | NG | NG | PJM | 35307987 | 3236186 | 2021
Vintage2016 | onshore wind | TRUE | 59005 | N | . | Mariah del Norte | Mariah Holdings II LLC c/o CAMS | 60475 | TX | WSC | TRE |  | 22 | 2 | NAICS-22 Non-Cogen | WT | WND | WND | ERCO | 7516402 | 849887 | 2021
Vintage2015 | solar pv | TRUE | 59008 | N | . | Woodmere Solar Farm | AES Distributed Energy | 61012 | CA | PACC | WECC |  | 22 | 2 | NAICS-22 Non-Cogen | PV | SUN | SUN | CISO | 316288 | 35763 | 2021
Vintage2015 | solar pv | TRUE | 59009 | N | . | Hayworth Solar | AES Distributed Energy | 61012 | CA | PACC | WECC |  | 22 | 2 | NAICS-22 Non-Cogen | PV | SUN | SUN | CISO | 365646 | 41344 | 2021
Vintage2014 | solar pv | TRUE | 59010 | N | . | Macho Springs | Southern Power Co | 17650 | NM | MTN | WECC |  | 22 | 2 | NAICS-22 Non-Cogen | PV | SUN | SUN | EPE | 1228972 | 138961 | 2021
Vintage2011 | biomass | TRUE | 59011 | N | . | Southbridge Landfill Gas-to-Energy | Southbridge Recycling and Disposal Park | 58860 | MA | NEW | NPCC |  | 22 | 2 | NAICS-22 Non-Cogen | IC | LFG | MLG | ISNE | 128105 | 11449 | 2021
Vintage0 | natural gas peaker | FALSE | 59012 | Y | . | DC Water CHP | DC Water | 58862 | DC | SAT | SERC |  | 22132 | 5 | Commercial NAICS Cogen | GT | NG | NG | PJM | 8077 | 803.958 | 2021
Vintage2015 | biomass | TRUE | 59012 | Y | . | DC Water CHP | DC Water | 58862 | DC | SAT | SERC |  | 22132 | 5 | Commercial NAICS Cogen | GT | OBG | ORW | PJM | 557309 | 55721.042 | 2021
Vintage2013 | solar pv | TRUE | 59013 | N | . | Scituate PV | AES Distributed Energy | 61012 | MA | NEW | NPCC |  | 22 | 2 | NAICS-22 Non-Cogen | PV | SUN | SUN | ISNE | 30805 | 3483 | 2021
Vintage2013 | solar pv | TRUE | 59014 | N | . | Bolton PV | AES Distributed Energy | 61012 | MA | NEW | NPCC |  | 22 | 2 | NAICS-22 Non-Cogen | PV | SUN | SUN | ISNE | 61990 | 7009 | 2021
Vintage2013 | solar pv | TRUE | 59015 | N | . | Stow PV | AES Distributed Energy | 61012 | MA | NEW | NPCC |  | 22 | 2 | NAICS-22 Non-Cogen | PV | SUN | SUN | ISNE | 24074 | 2722 | 2021
Vintage2016 | solar pv | TRUE | 59017 | N | . | Carol Jean Solar | Cypress Creek Renewables | 61060 | NC | SAT | SERC |  | 22 | 2 | NAICS-22 Non-Cogen | PV | SUN | SUN | DUK | 62519 | 7069 | 2021
Vintage2013 | solar pv | TRUE | 59018 | N | . | East Chicago | Lake County Solar LLC | 58864 | IN | ENC | RFC |  | 22 | 2 | NAICS-22 Non-Cogen | PV | SUN | SUN | MISO | 28072 | 3174 | 2021
Vintage2013 | solar pv | TRUE | 59019 | N | . | Griffith | Lake County Solar LLC | 58864 | IN | ENC | RFC |  | 22 | 2 | NAICS-22 Non-Cogen | PV | SUN | SUN | MISO | 27274 | 3084 | 2021
Vintage2014 | solar pv | TRUE | 59020 | N | . | Gila Bend Hybrid | Arizona Public Service Co | 803 | AZ | MTN | WECC |  | 22 | 1 | Electric Utility | PV | SUN | SUN | AZPS | 849405 | 96043 | 2021
Vintage2015 | onshore wind | TRUE | 59021 | N | . | Hoopeston Wind LLC | Hoopeston Wind LLC | 58865 | IL | ENC | SERC |  | 22 | 2 | NAICS-22 Non-Cogen | WT | WND | WND | MISO | 2876839 | 325287 | 2021
Vintage2012 | onshore wind | TRUE | 59024 | N | . | Euclid Farm, Stamco N-54 | Case Western Reserve University | 58869 | OH | ENC | RFC |  | 22 | 2 | NAICS-22 Non-Cogen | WT | WND | WND | PJM | 6899 | 780 | 2021
| biomass | FALSE | 59026 | N | . | Back River Waste Water Treatment | Mayor and City Council of Baltimore City | 58870 | MD | SAT | RFC |  | 22 | 2 | NAICS-22 Non-Cogen | IC | OBG | ORW | PJM | 0 | 0 | 2021
Vintage2012 | solar pv | TRUE | 59026 | N | . | Back River Waste Water Treatment | Mayor and City Council of Baltimore City | 58870 | MD | SAT | RFC |  | 22 | 2 | NAICS-22 Non-Cogen | PV | SUN | SUN | PJM | 7986 | 903 | 2021
Vintage2012 | solar pv | TRUE | 59028 | N | . | Agawam Solar | Citizens Enterprises Corporation | 58871 | MA | NEW | NPCC |  | 22 | 2 | NAICS-22 Non-Cogen | PV | SUN | SUN | ISNE | 18845 | 2131 | 2021
Vintage2013 | solar pv | TRUE | 59029 | N | . | Rehoboth Solar | Citizens Enterprises Corporation | 58871 | MA | NEW | NPCC |  | 22 | 2 | NAICS-22 Non-Cogen | PV | SUN | SUN | ISNE | 26436 | 2989 | 2021
Vintage2013 | solar pv | TRUE | 59030 | N | . | Chicopee Solar | Citizens Enterprises Corporation | 58871 | MA | NEW | NPCC |  | 22 | 2 | NAICS-22 Non-Cogen | PV | SUN | SUN | ISNE | 41196 | 4658 | 2021
Vintage2013 | solar pv | TRUE | 59031 | N | . | Route 57 Solar | Citizens Enterprises Corporation | 58871 | MA | NEW | NPCC |  | 22 | 2 | NAICS-22 Non-Cogen | PV | SUN | SUN | ISNE | 19969 | 2258 | 2021
Vintage2013 | solar pv | TRUE | 59032 | N | . | EBZ Solar | Citizens Enterprises Corporation | 58871 | MA | NEW | NPCC |  | 22 | 2 | NAICS-22 Non-Cogen | PV | SUN | SUN | ISNE | 31970 | 3615 | 2021
Vintage2013 | solar pv | TRUE | 59033 | N | . | Whately Solar | Citizens Enterprises Corporation | 58871 | MA | NEW | NPCC |  | 22 | 2 | NAICS-22 Non-Cogen | PV | SUN | SUN | ISNE | 17247 | 1950 | 2021
Vintage2015 | onshore wind | TRUE | 59034 | N | . | Shannon Wind | Shannon Wind LLC | 58872 | TX | WSC | TRE |  | 22 | 2 | NAICS-22 Non-Cogen | WT | WND | WND | ERCO | 4736829 | 535598 | 2021
Vintage2014 | petroleum | TRUE | 59035 | N | . | Biomass to Energy Facility, Kauai | Green Energy Team LLC | 58873 | HI | PACN |  |  | 22 | 2 | NAICS-22 Non-Cogen | IC | DFO | DFO |  | 2102 | 164 | 2021
Vintage2016 | biomass | TRUE | 59035 | N | . | Biomass to Energy Facility, Kauai | Green Energy Team LLC | 58873 | HI | PACN |  |  | 22 | 2 | NAICS-22 Non-Cogen | ST | AB | ORW |  | 721620 | 48425 | 2021
| biomass | FALSE | 59035 | N | . | Biomass to Energy Facility, Kauai | Green Energy Team LLC | 58873 | HI | PACN |  |  | 22 | 2 | NAICS-22 Non-Cogen | ST | WDS | WWW |  | 0 | 0 | 2021
Vintage2021 | hydro | TRUE | 59037 | N | . | Hiilangaay Hydro | Haida Energy, Inc. | 60222 | AK | PACN |  |  | 22 | 1 | Electric Utility | HY | WAT | HYC |  | 14708 | 1663 | 2021
Vintage2013 | solar pv | TRUE | 59038 | N | . | Battleground | AES Distributed Energy | 61012 | NC | SAT | SERC |  | 22 | 2 | NAICS-22 Non-Cogen | PV | SUN | SUN | DUK | 47333 | 5352 | 2021
Vintage2013 | solar pv | TRUE | 59039 | N | . | Beulaville | AES Distributed Energy | 61012 | NC | SAT | SERC |  | 22 | 2 | NAICS-22 Non-Cogen | PV | SUN | SUN | DUK | 28459 | 3218 | 2021
Vintage2016 | hydro | TRUE | 59040 | N | . | Ball Mountain Hydro | Eagle Creek Renewable Energy, LLC | 57280 | VT | NEW | NPCC |  | 22 | 2 | NAICS-22 Non-Cogen | HY | WAT | HYC | ISNE | 20129 | 2276 | 2021
Vintage2013 | solar pv | TRUE | 59042 | N | . | Ellerbe | AES Distributed Energy | 61012 | NC | SAT | SERC |  | 22 | 2 | NAICS-22 Non-Cogen | PV | SUN | SUN | DUK | 28009 | 3167 | 2021
Vintage2013 | solar pv | TRUE | 59043 | N | . | West Davisville Solar | Altus Power America Management, LLC | 60281 | RI | NEW | NPCC |  | 22 | 2 | NAICS-22 Non-Cogen | PV | SUN | SUN | ISNE | 23782 | 2689 | 2021
Vintage2014 | solar pv | TRUE | 59044 | N | . | Rio Rico Solar | UNS Electric, Inc | 19728 | AZ | MTN | WECC |  | 22 | 1 | Electric Utility | PV | SUN | SUN | TEPC | 86927 | 9829 | 2021
Vintage2014 | natural gas peaker | TRUE | 59045 | N | . | Jameson Energy Center | Kansas Municipal Energy Agency | 10035 | KS | WNC | MRO |  | 22 | 1 | Electric Utility | IC | NG | NG | SWPP | 12075 | 1049 | 2021
Vintage2014 | solar pv | TRUE | 59046 | N | . | 651 Chase Solar NG | NuGen Capital Management | 59254 | MA | NEW | NPCC |  | 22 | 2 | NAICS-22 Non-Cogen | PV | SUN | SUN | ISNE | 34863 | 3942 | 2021
Vintage2014 | solar pv | TRUE | 59049 | N | . | Whitcomb Solar Farm | ERWR Whitcomb Farm Solar LLC | 58883 | VT | NEW | NPCC |  | 22 | 2 | NAICS-22 Non-Cogen | PV | SUN | SUN | ISNE | 29513 | 3337 | 2021
Vintage2013 | solar pv | TRUE | 59050 | N | . | Wallace | AES Distributed Energy | 61012 | NC | SAT | SERC |  | 22 | 2 | NAICS-22 Non-Cogen | PV | SUN | SUN | DUK | 29221 | 3304 | 2021
Vintage2013 | solar pv | TRUE | 59051 | N | . | Kenansville | AES Distributed Energy | 61012 | NC | SAT | SERC |  | 22 | 2 | NAICS-22 Non-Cogen | PV | SUN | SUN | DUK | 30379 | 3435 | 2021
Vintage2013 | solar pv | TRUE | 59052 | N | . | Fairmont-FLS 100 | AES Distributed Energy | 61012 | NC | SAT | SERC |  | 22 | 2 | NAICS-22 Non-Cogen | PV | SUN | SUN | DUK | 55034 | 6223 | 2021
Vintage2017 | onshore wind | TRUE | 59053 | N | . | Michelangelo Wind 3 LLC | Michelangelo Wind 3 LLC | 58887 | IA | WNC | MRO |  | 22 | 2 | NAICS-22 Non-Cogen | WT | WND | WND | MISO | 96286 | 10887 | 2021
| natural gas peaker | FALSE | 59055 | N | . | Rariton OMP | Janssen Pharmaceutical Co | 57130 | NJ | MAT | RFC |  | 22 | 2 | NAICS-22 Non-Cogen | IC | NG | NG | PJM | 0 | 0 | 2021
Vintage2012 | solar pv | TRUE | 59055 | N | . | Rariton OMP | Janssen Pharmaceutical Co | 57130 | NJ | MAT | RFC |  | 22 | 2 | NAICS-22 Non-Cogen | PV | SUN | SUN | PJM | 2936 | 332 | 2021
Vintage2013 | natural gas peaker | TRUE | 59056 | N | . | Spring House | Janssen Pharmaceutical Co | 57130 | PA | MAT | NPCC |  | 22 | 2 | NAICS-22 Non-Cogen | IC | NG | NG | PJM | 305675 | 23367 | 2021
Vintage2011 | solar pv | TRUE | 59057 | N | . | Skillman | Janssen Pharmaceutical Co | 57130 | NJ | MAT | RFC |  | 22 | 2 | NAICS-22 Non-Cogen | PV | SUN | SUN | PJM | 12311 | 1392 | 2021
Vintage2007 | solar pv | TRUE | 59058 | N | . | Vacaville | Janssen Pharmaceutical Co | 57130 | CA | PACC | WECC |  | 22 | 2 | NAICS-22 Non-Cogen | PV | SUN | SUN | CISO | 16469 | 1862 | 2021
Vintage2010 | solar pv | TRUE | 59059 | N | . | Raritan ITS | Janssen Pharmaceutical Co | 57130 | NJ | MAT | RFC |  | 22 | 2 | NAICS-22 Non-Cogen | PV | SUN | SUN | PJM | 17662 | 1997 | 2021
Vintage2012 | solar pv | TRUE | 59060 | N | . | Waste Water Treatment Plant | City of Pittsfield | 58888 | MA | NEW | NPCC |  | 22 | 2 | NAICS-22 Non-Cogen | PV | SUN | SUN | ISNE | 13443 | 1520 | 2021
Vintage2017 | onshore wind | TRUE | 59061 | N | . | Radfords Run Wind Farm | RWE Renewables Americas LLC | 56215 | IL | ENC | RFC |  | 22 | 2 | NAICS-22 Non-Cogen | WT | WND | WND | PJM | 9508033 | 1075083 | 2021
Vintage2018 | onshore wind | TRUE | 59063 | N | . | Stella Wind Farm | RWE Renewables Americas LLC | 56215 | TX | WSC | TRE |  | 22 | 2 | NAICS-22 Non-Cogen | WT | WND | WND | ERCO | 4820305 | 545037 | 2021
Vintage2016 | onshore wind | TRUE | 59065 | N | . | Drift Sand Wind Project LLC | Enel Green Power NA, Inc. | 59380 | OK | WSC | MRO |  | 22 | 2 | NAICS-22 Non-Cogen | WT | WND | WND | SWPP | 3845468 | 434811 | 2021
Vintage2017 | onshore wind | TRUE | 59066 | N | . | Bruennings Breeze Wind Farm | RWE Renewables Americas LLC | 56215 | TX | WSC | TRE |  | 22 | 2 | NAICS-22 Non-Cogen | WT | WND | WND | ERCO | 4982420 | 563367 | 2021
Vintage2016 | onshore wind | TRUE | 59068 | N | . | Colbeck's Corner, LLC | RWE Renewables Americas LLC | 56215 | TX | WSC | TRE |  | 22 | 2 | NAICS-22 Non-Cogen | WT | WND | WND | ERCO | 7300016 | 825420 | 2021
Vintage2016 | onshore wind | TRUE | 59070 | N | . | Jericho Power | Jericho Power LLC | 58891 | NH | NEW | NPCC |  | 22 | 2 | NAICS-22 Non-Cogen | WT | WND | WND | ISNE | 218766 | 24736 | 2021
Vintage2015 | onshore wind | TRUE | 59071 | N | . | Carroll Area Wind Farm | SRIV Partnership LLC | 62042 | IA | WNC | MRO |  | 22 | 2 | NAICS-22 Non-Cogen | WT | WND | WND | MISO | 713913 | 80723 | 2021
| biomass | FALSE | 59072 | N | . | Wooster Renewable Energy | Wooster Renewable Energy LLC | 58892 | OH | ENC | RFC |  | 115 | 6 | Industrial NAICS Non-Cogen | IC | OBG | ORW | PJM | 0 | 0 | 2021
Vintage2020 | petroleum | FALSE | 59074 | N | . | SC 1 Data Center, Phase 2 | Xeres Ventures LLC | 58893 | CA | PACC | WECC |  | 53 | 4 | Commercial NAICS Non-Cogen | IC | DFO | DFO | CISO | 2136 | 154 | 2021
Vintage2014 | solar pv | TRUE | 59075 | N | . | Brewster Landfill | CF CVEC Owner One LLC | 58894 | MA | NEW | NPCC |  | 22 | 2 | NAICS-22 Non-Cogen | PV | SUN | SUN | ISNE | 12762 | 1443 | 2021
Vintage2016 | onshore wind | TRUE | 59076 | N | . | Chopin Wind LLC | BayWa r.e Wind LLC | 57421 | OR | PACC | WECC |  | 22 | 2 | NAICS-22 Non-Cogen | WT | WND | WND | PACW | 280391 | 31704 | 2021
Vintage2014 | solar pv | TRUE | 59077 | N | . | Chatham Landfill | CF CVEC Owner One LLC | 58894 | MA | NEW | NPCC |  | 22 | 2 | NAICS-22 Non-Cogen | PV | SUN | SUN | ISNE | 19510 | 2206 | 2021
Vintage2014 | solar pv | TRUE | 59078 | N | . | Harwich Landfill | CF CVEC Owner One LLC | 58894 | MA | NEW | NPCC |  | 22 | 2 | NAICS-22 Non-Cogen | PV | SUN | SUN | ISNE | 47978 | 5425 | 2021
Vintage2014 | solar pv | TRUE | 59079 | N | . | Katama Farm | CF CVEC Owner One LLC | 58894 | MA | NEW | NPCC |  | 22 | 2 | NAICS-22 Non-Cogen | PV | SUN | SUN | ISNE | 12603 | 1425 | 2021
Vintage2014 | solar pv | TRUE | 59080 | N | . | Nunnepog | CF CVEC Owner One LLC | 58894 | MA | NEW | NPCC |  | 22 | 2 | NAICS-22 Non-Cogen | PV | SUN | SUN | ISNE | 14045 | 1588 | 2021
Vintage2014 | solar pv | TRUE | 59081 | N | . | Barnstable Landfill | CF CVEC Owner One LLC | 58894 | MA | NEW | NPCC |  | 22 | 2 | NAICS-22 Non-Cogen | PV | SUN | SUN | ISNE | 44194 | 4997 | 2021
Vintage2014 | solar pv | TRUE | 59082 | N | . | Dennis Landfill | CF CVEC Owner One LLC | 58894 | MA | NEW | NPCC |  | 22 | 2 | NAICS-22 Non-Cogen | PV | SUN | SUN | ISNE | 62483 | 7065 | 2021
Vintage2014 | onshore wind | TRUE | 59083 | N | . | Limon III Wind LLC | Limon | 57503 | CO | MTN | WECC |  | 22 | 2 | NAICS-22 Non-Cogen | WT | WND | WND | PSCO | 7211389 | 815399 | 2021
Vintage2016 | onshore wind | TRUE | 59084 | N | . | Marshall Wind Farm | BHE Renewables, LLC | 59359 | KS | WNC | MRO |  | 22 | 2 | NAICS-22 Non-Cogen | WT | WND | WND | SWPP | 2012151 | 227516 | 2021
Vintage2014 | solar pv | TRUE | 59085 | N | . | Lepomis PV Energy LLC | EDF Renewable Asset Holdings, Inc. | 57170 | MA | NEW | NPCC |  | 22 | 2 | NAICS-22 Non-Cogen | PV | SUN | SUN | ISNE | 69348 | 7841 | 2021
Vintage2015 | solar pv | TRUE | 59086 | N | . | Cottonwood Solar, LLC (Goose Lake) | Onward Energy | 60453 | CA | PACC | WECC |  | 22 | 2 | NAICS-22 Non-Cogen | PV | SUN | SUN | CISO | 293905 | 33232 | 2021
Vintage2015 | solar pv | TRUE | 59087 | N | . | Cottonwood Solar, LLC (City of Corcoran) | Onward Energy | 60453 | CA | PACC | WECC |  | 22 | 2 | NAICS-22 Non-Cogen | PV | SUN | SUN | CISO | 237057 | 26804 | 2021
Vintage2016 | solar pv | TRUE | 59088 | N | . | Calipatria Solar Farm | Southern Power Co | 17650 | CA | PACC | WECC |  | 22 | 2 | NAICS-22 Non-Cogen | PV | SUN | SUN | IID | 372166 | 42081 | 2021
Vintage2013 | solar pv | TRUE | 59090 | N | . | Rockland Solar CSG | Goldman Sachs Renewable Power LLC | 61944 | MA | NEW | NPCC |  | 22 | 2 | NAICS-22 Non-Cogen | PV | SUN | SUN | ISNE | 21819 | 2467 | 2021
| natural gas combined cycle | FALSE | 59093 | Y | . | Holland Energy Park | City of Holland | 8723 | MI | ENC | RFC |  | 22 | 1 | Electric Utility | CA | NG | NG | MISO | 0 | 273544 | 2021
Vintage2017 | natural gas combined cycle | TRUE | 59093 | Y | . | Holland Energy Park | City of Holland | 8723 | MI | ENC | RFC |  | 22 | 1 | Electric Utility | CT | NG | NG | MISO | 5962091 | 577782 | 2021
Vintage2014 | solar pv | TRUE | 59094 | N | . | Division 1 | Tesla Inc. | 60947 | CA | PACC | WECC |  | 22 | 2 | NAICS-22 Non-Cogen | PV | SUN | SUN | CISO | 16619 | 1879 | 2021
Vintage2014 | solar pv | TRUE | 59095 | N | . | Division 2 | Tesla Inc. | 60947 | CA | PACC | WECC |  | 22 | 2 | NAICS-22 Non-Cogen | PV | SUN | SUN | CISO | 14141 | 1599 | 2021
Vintage2014 | solar pv | TRUE | 59096 | N | . | Division 3 | Tesla Inc. | 60947 | CA | PACC | WECC |  | 22 | 2 | NAICS-22 Non-Cogen | PV | SUN | SUN | CISO | 14141 | 1599 | 2021
Vintage2013 | solar pv | TRUE | 59097 | N | . | Berry Plastics Solar | Goldman Sachs Renewable Power LLC | 61944 | NJ | MAT | RFC |  | 22 | 2 | NAICS-22 Non-Cogen | PV | SUN | SUN | PJM | 96690 | 10933 | 2021
Vintage2014 | solar pv | TRUE | 59098 | N | . | Kettering Solar 1 | Tesla Inc. | 60947 | CA | PACC | WECC |  | 22 | 2 | NAICS-22 Non-Cogen | PV | SUN | SUN | CISO | 14132 | 1598 | 2021
Vintage2014 | solar pv | TRUE | 59099 | N | . | Kettering Solar 2 | Tesla Inc. | 60947 | CA | PACC | WECC |  | 22 | 2 | NAICS-22 Non-Cogen | PV | SUN | SUN | CISO | 12629 | 1428 | 2021
Vintage2014 | solar pv | TRUE | 59100 | N | . | Chauncey Farm LLC | Strata Manager, LLC | 64778 | NC | SAT | SERC |  | 22 | 2 | NAICS-22 Non-Cogen | PV | SUN | SUN | CPLE | 76480 | 8648 | 2021
Vintage2014 | solar pv | TRUE | 59102 | N | . | Dragstrip Farm | Strata Manager, LLC | 64778 | NC | SAT | SERC |  | 22 | 2 | NAICS-22 Non-Cogen | PV | SUN | SUN | DUK | 80418 | 9093 | 2021
Vintage2017 | solar pv | TRUE | 59103 | N | . | Fremont Farm LLC | Fremont Farm LLC | 61175 | NC | SAT | SERC |  | 22 | 2 | NAICS-22 Non-Cogen | PV | SUN | SUN | CPLE | 80471 | 9099 | 2021
Vintage2014 | solar pv | TRUE | 59105 | N | . | Market Farm | Palmetto Power Management LLC | 63248 | NC | SAT | SERC |  | 22 | 2 | NAICS-22 Non-Cogen | PV | SUN | SUN | DUK | 72823 | 8234 | 2021
Vintage2014 | solar pv | TRUE | 59106 | N | . | Snow Hill Solar 2 LLC | Strata Manager, LLC | 64778 | NC | SAT | SERC |  | 22 | 2 | NAICS-22 Non-Cogen | PV | SUN | SUN | CPLE | 33075 | 3740 | 2021
Vintage2014 | solar pv | TRUE | 59107 | N | . | Mount Olive Farm | Strata Manager, LLC | 64778 | NC | SAT | SERC |  | 22 | 2 | NAICS-22 Non-Cogen | PV | SUN | SUN | CPLE | 83266 | 9415 | 2021
Vintage2014 | solar pv | TRUE | 59109 | N | . | Spicewood Solar Farm LLC | Strata Manager, LLC | 64778 | NC | SAT | SERC |  | 22 | 2 | NAICS-22 Non-Cogen | PV | SUN | SUN | CPLE | 78764 | 8906 | 2021
Vintage2014 | solar pv | TRUE | 59110 | N | . | Springfield Solar 1 LLC | Strata Manager, LLC | 64778 | MO | WNC | SERC |  | 22 | 2 | NAICS-22 Non-Cogen | PV | SUN | SUN | SWPP | 68435 | 7738 | 2021
Vintage2015 | solar pv | TRUE | 59111 | N | . | West Salisbury Farm LLC | Strata Manager, LLC | 64778 | NC | SAT | SERC |  | 22 | 2 | NAICS-22 Non-Cogen | PV | SUN | SUN | DUK | 75988 | 8592 | 2021
Vintage2017 | solar pv | TRUE | 59112 | N | . | West Siler | Strata Manager, LLC | 64778 | NC | SAT | SERC |  | 22 | 2 | NAICS-22 Non-Cogen | PV | SUN | SUN | CPLE | 84045 | 9503 | 2021
Vintage2015 | solar pv | TRUE | 59113 | N | . | Yanceyville Farm 2 LLC | Strata Manager, LLC | 64778 | NC | SAT | SERC |  | 22 | 2 | NAICS-22 Non-Cogen | PV | SUN | SUN | CPLE | 80533 | 9106 | 2021
Vintage2015 | solar pv | TRUE | 59114 | N | . | Redmon Solar Farm LLC | Strata Manager, LLC | 64778 | NC | SAT | SERC |  | 22 | 2 | NAICS-22 Non-Cogen | PV | SUN | SUN | DUK | 35368 | 3999 | 2021
Vintage2014 | solar pv | TRUE | 59115 | N | . | Anderson Farm LLC | Strata Manager, LLC | 64778 | NC | SAT | SERC |  | 22 | 2 | NAICS-22 Non-Cogen | PV | SUN | SUN | CPLE | 34696 | 3923 | 2021
Vintage2013 | biomass | TRUE | 59116 | N | . | Woodbine Landfill Plant | Cape May County Municipal | 58929 | NJ | MAT | RFC |  | 562212 | 4 | Commercial NAICS Non-Cogen | IC | LFG | MLG | PJM | 59473 | 4771 | 2021
Vintage2015 | solar pv | TRUE | 59117 | N | . | DD Fayetteville Solar NC LLC | Duke Energy Progress - (NC) | 3046 | NC | SAT | SERC |  | 22 | 1 | Electric Utility | PV | SUN | SUN | DUK | 361853 | 40915 | 2021
Vintage2015 | onshore wind | TRUE | 59118 | N | . | Cameron Wind 1 LLC | Cameron Wind 1 LLC | 58939 | TX | WSC | TRE |  | 22 | 2 | NAICS-22 Non-Cogen | WT | WND | WND | ERCO | 3691902 | 417447 | 2021
Vintage2013 | solar pv | TRUE | 59119 | N | . | Warsaw I | AES Distributed Energy | 61012 | NC | SAT | SERC |  | 22 | 2 | NAICS-22 Non-Cogen | PV | SUN | SUN | DUK | 28135 | 3181 | 2021
Vintage2013 | solar pv | TRUE | 59120 | N | . | Warsaw II | AES Distributed Energy | 61012 | NC | SAT | SERC |  | 22 | 2 | NAICS-22 Non-Cogen | PV | SUN | SUN | DUK | 30539 | 3453 | 2021
Vintage2013 | solar pv | TRUE | 59121 | N | . | Acushnet-Braley Road 1 | Ahana Renewables, LLC | 59622 | MA | NEW | NPCC |  | 22 | 2 | NAICS-22 Non-Cogen | PV | SUN | SUN | ISNE | 22260 | 2517 | 2021
Vintage2014 | solar pv | TRUE | 59122 | N | . | Enerparc CA1 LLC | Enerparc CA 1, LLC | 58944 | CA | PACC | WECC |  | 22 | 2 | NAICS-22 Non-Cogen | PV | SUN | SUN | CISO | 28831 | 3260 | 2021
Vintage2014 | solar pv | TRUE | 59123 | N | . | Moncure Farm LLC | Strata Manager, LLC | 64778 | NC | SAT | SERC |  | 22 | 2 | NAICS-22 Non-Cogen | PV | SUN | SUN | CPLE | 51570 | 5831 | 2021
Vintage2014 | solar pv | TRUE | 59124 | N | . | Martin Creek Farm LLC | Strata Manager, LLC | 64778 | NC | SAT | SERC |  | 22 | 2 | NAICS-22 Non-Cogen | PV | SUN | SUN | CPLE | 48518 | 5486 | 2021
Vintage2014 | solar pv | TRUE | 59125 | N | . | Kinston | Strata Manager, LLC | 64778 | NC | SAT | SERC |  | 22 | 2 | NAICS-22 Non-Cogen | PV | SUN | SUN | CPLE | 32730 | 3701 | 2021
Vintage2014 | solar pv | TRUE | 59126 | N | . | Daniel Farm LLC | Strata Manager, LLC | 64778 | NC | SAT | SERC |  | 22 | 2 | NAICS-22 Non-Cogen | PV | SUN | SUN | DUK | 80869 | 9144 | 2021
Vintage2013 | solar pv | TRUE | 59127 | N | . | Bailey Farm LLC | Strata Manager, LLC | 64778 | NC | SAT | SERC |  | 22 | 2 | NAICS-22 Non-Cogen | PV | SUN | SUN | CPLE | 75246 | 8508 | 2021
Vintage2013 | solar pv | TRUE | 59128 | N | . | Acushnet- High Hill | Ahana Renewables, LLC | 59622 | MA | NEW | NPCC |  | 22 | 2 | NAICS-22 Non-Cogen | PV | SUN | SUN | ISNE | 37446 | 4234 | 2021
Vintage2013 | solar pv | TRUE | 59129 | N | . | CSD 2- Freedom High | Ahana Renewables, LLC | 59622 | CA | PACC | WECC |  | 22 | 2 | NAICS-22 Non-Cogen | PV | SUN | SUN | CISO | 11914 | 1347 | 2021
Vintage2013 | solar pv | TRUE | 59130 | N | . | CSD 2 - Heritage High | Ahana Renewables, LLC | 59622 | CA | PACC | WECC |  | 22 | 2 | NAICS-22 Non-Cogen | PV | SUN | SUN | CISO | 16026 | 1812 | 2021
Vintage2013 | solar pv | TRUE | 59131 | N | . | Dartmouth Landfill | Ahana Renewables, LLC | 59622 | MA | NEW | WECC |  | 22 | 2 | NAICS-22 Non-Cogen | PV | SUN | SUN | ISNE | 14814 | 1675 | 2021
Vintage2012 | solar pv | TRUE | 59132 | N | . | EAFB - North Base | Ahana Renewables, LLC | 59622 | CA | PACC | WECC |  | 22 | 2 | NAICS-22 Non-Cogen | PV | SUN | SUN | CISO | 20986 | 2373 | 2021
Vintage2012 | solar pv | TRUE | 59133 | N | . | EAFB - South Base | Ahana Renewables, LLC | 59622 | CA | PACC | WECC |  | 22 | 2 | NAICS-22 Non-Cogen | PV | SUN | SUN | CISO | 19492 | 2204 | 2021
Vintage2013 | solar pv | TRUE | 59134 | N | . | Easton Landfill | Ahana Renewables, LLC | 59622 | MA | NEW | NPCC |  | 22 | 2 | NAICS-22 Non-Cogen | PV | SUN | SUN | ISNE | 21570 | 2439 | 2021
Vintage2013 | solar pv | TRUE | 59135 | N | . | Ludlow Landfill | Ahana Renewables, LLC | 59622 | MA | NEW | NPCC |  | 22 | 2 | NAICS-22 Non-Cogen | PV | SUN | SUN | ISNE | 26664 | 3015 | 2021
Vintage2013 | solar pv | TRUE | 59136 | N | . | Methuen Landfill | Ahana Renewables, LLC | 59622 | MA | NEW | NPCC |  | 22 | 2 | NAICS-22 Non-Cogen | PV | SUN | SUN | ISNE | 13867 | 1568 | 2021
Vintage2013 | solar pv | TRUE | 59137 | N | . | Plymouth Site 1 | Ahana Renewables, LLC | 59622 | MA | NEW | NPCC |  | 22 | 2 | NAICS-22 Non-Cogen | PV | SUN | SUN | ISNE | 52967 | 5989 | 2021
Vintage2011 | solar pv | TRUE | 59138 | N | . | SDCCD - Miramar | Ahana Renewables, LLC | 59622 | CA | PACC | WECC |  | 22 | 2 | NAICS-22 Non-Cogen | PV | SUN | SUN | CISO | 14592 | 1650 | 2021
Vintage2011 | solar pv | TRUE | 59139 | N | . | SDCWA - Twin Oaks | Ahana Renewables, LLC | 59622 | CA | PACC | WECC |  | 22 | 2 | NAICS-22 Non-Cogen | PV | SUN | SUN | CISO | 7120 | 805 | 2021
Vintage2014 | solar pv | TRUE | 59140 | N | . | EDF Lancaster | EDF Renewable Asset Holdings, Inc. | 57170 | MA | NEW | NPCC |  | 22 | 2 | NAICS-22 Non-Cogen | PV | SUN | SUN | ISNE | 56417 | 6379 | 2021
| biomass | FALSE | 59142 | N | . | Manatee County LFGTE | Manatee County Utilities Department | 58948 | FL | SAT | SERC |  | 22 | 2 | NAICS-22 Non-Cogen | IC | LFG | MLG | FPL | 0 | 0 | 2021
Vintage2011 | biomass | TRUE | 59143 | N | . | Front Range Project | Timberline Energy LLC | 58960 | CO | MTN | WECC |  | 22 | 2 | NAICS-22 Non-Cogen | IC | LFG | MLG | WACM | 213309 | 17309 | 2021
Vintage2012 | solar pv | TRUE | 59144 | N | . | Brighton PV Solar Plant | Hangar 160 LLC | 58949 | CO | MTN | WECC |  | 22 | 2 | NAICS-22 Non-Cogen | PV | SUN | SUN | WACM | 28989 | 3278 | 2021
Vintage2019 | natural gas peaker | FALSE | 59145 | Y | . | Freeport LP Pretreatment Facility | Freeport LNG Development L.P | 58959 | TX | WSC | TRE |  | 211 | 7 | Industrial NAICS Cogen | GT | NG | NG | ERCO | 7946765 | 684744.62 | 2021
Vintage2014 | solar pv | TRUE | 59146 | N | . | XPF Solar Field | United Therapeutics Corporation | 58961 | NC | SAT | SERC |  | 22 | 2 | NAICS-22 Non-Cogen | PV | SUN | SUN | DUK | 13619 | 1540 | 2021
Vintage2015 | onshore wind | TRUE | 59147 | N | . | Fair Wind | Fair Wind Power Partners, LLC | 58962 | MD | SAT | RFC |  | 22 | 2 | NAICS-22 Non-Cogen | WT | WND | WND | PJM | 835944 | 94521 | 2021
Vintage2016 | solar pv | TRUE | 59148 | N | . | Green Farm | Cypress Creek Renewables | 61060 | NC | SAT | SERC |  | 22 | 2 | NAICS-22 Non-Cogen | PV | SUN | SUN | PJM | 81522 | 9218 | 2021
Vintage2016 | solar pv | TRUE | 59149 | N | . | Simons Farm | Cypress Creek Renewables | 61060 | NC | SAT | SERC |  | 22 | 2 | NAICS-22 Non-Cogen | PV | SUN | SUN | PJM | 84557 | 9561 | 2021
| other | FALSE | 59150 | N | . | RE Mustang LLC | Goldman Sachs Renewable Power LLC | 61944 | CA | PACC | WECC |  | 22 | 2 | NAICS-22 Non-Cogen | BA | MWH | OTH | CISO | 0 | -2305 | 2021
Vintage2016 | solar pv | TRUE | 59150 | N | . | RE Mustang LLC | Goldman Sachs Renewable Power LLC | 61944 | CA | PACC | WECC |  | 22 | 2 | NAICS-22 Non-Cogen | PV | SUN | SUN | CISO | 1824996 | 206354 | 2021
Vintage2015 | solar pv | TRUE | 59152 | N | . | Thornton PV1 | Ecoplexus, Inc | 58970 | NC | SAT | SERC |  | 22 | 2 | NAICS-22 Non-Cogen | PV | SUN | SUN | DUK | 75704 | 8560 | 2021
Vintage2015 | solar pv | TRUE | 59153 | N | . | Watson Seed Farm PV1 | Ecoplexus, Inc | 58970 | NC | SAT | SERC |  | 22 | 2 | NAICS-22 Non-Cogen | PV | SUN | SUN | PJM | 300776 | 34009 | 2021
Vintage2015 | solar pv | TRUE | 59154 | N | . | Bradley PV1 | Ecoplexus, Inc | 58970 | NC | SAT | SERC |  | 22 | 2 | NAICS-22 Non-Cogen | PV | SUN | SUN | PJM | 69460 | 7854 | 2021
Vintage2015 | solar pv | TRUE | 59155 | N | . | Shawboro PV1 | Fresh Air Energy X, LLC | 59819 | NC | SAT | SERC |  | 22 | 2 | NAICS-22 Non-Cogen | PV | SUN | SUN | PJM | 346817 | 39215 | 2021
Vintage2014 | solar pv | TRUE | 59156 | N | . | Carter PV1 | Ecoplexus, Inc | 58970 | NC | SAT | SERC |  | 22 | 2 | NAICS-22 Non-Cogen | PV | SUN | SUN | CPLE | 83116 | 9398 | 2021
Vintage2014 | solar pv | TRUE | 59157 | N | . | Pecan PV1 | Ecoplexus, Inc | 58970 | NC | SAT | SERC |  | 22 | 2 | NAICS-22 Non-Cogen | PV | SUN | SUN | CPLE | 83407 | 9431 | 2021
Vintage2014 | solar pv | TRUE | 59158 | N | . | Langley PV1 | Ecoplexus, Inc | 58970 | NC | SAT | SERC |  | 22 | 2 | NAICS-22 Non-Cogen | PV | SUN | SUN | CPLE | 86425 | 9772 | 2021
Vintage2016 | solar pv | TRUE | 59162 | N | . | Mariposa Solar Center LLC | Heelstone Energy Holdings, LLC | 59462 | NC | SAT | SERC |  | 22 | 2 | NAICS-22 Non-Cogen | PV | SUN | SUN | DUK | 78948 | 8927 | 2021
Vintage2015 | solar pv | TRUE | 59163 | N | . | Highland Solar Center LLC | SRE Utility Solar 1, LLC | 61119 | NC | SAT | SERC |  | 22 | 2 | NAICS-22 Non-Cogen | PV | SUN | SUN | CPLE | 78181 | 8840 | 2021
Vintage2016 | solar pv | TRUE | 59164 | N | . | Elm City Solar Facility | Duke Energy Progress - (NC) | 3046 | NC | SAT | SERC |  | 22 | 1 | Electric Utility | PV | SUN | SUN | CPLE | 693679 | 78435 | 2021
Vintage2011 | solar pv | FALSE | 59166 | N | . | Bridgeport Disposal Solar Farm | Bridgeport Disposal LLC | 58977 | NJ | MAT | RFC |  | 562 | 4 | Commercial NAICS Non-Cogen | PV | SUN | SUN | PJM | 15260 | 1725.57 | 2021
Vintage2014 | solar pv | TRUE | 59167 | N | . | Lancaster Solar 1 | PsomasFMG Lancaster Solar Crest, LLC | 58976 | CA | PACC | WECC |  | 22 | 2 | NAICS-22 Non-Cogen | PV | SUN | SUN | CISO | 29708 | 3359 | 2021
Vintage2014 | solar pv | TRUE | 59168 | N | . | Avalon Solar | CD Arevon USA, Inc. | 61230 | AZ | MTN | WECC |  | 22 | 2 | NAICS-22 Non-Cogen | PV | SUN | SUN | TEPC | 636157 | 71931 | 2021
Vintage2014 | solar pv | TRUE | 59169 | N | . | Lancaster Solar 2 | PsomasFMG Lancaster Solar Crest, LLC | 58976 | CA | PACC | WECC |  | 22 | 2 | NAICS-22 Non-Cogen | PV | SUN | SUN | CISO | 29274 | 3310 | 2021
Vintage2014 | solar pv | TRUE | 59170 | N | . | Jakana Solar | Strata Manager, LLC | 64778 | NC | SAT | SERC |  | 22 | 2 | NAICS-22 Non-Cogen | PV | SUN | SUN | PJM | 83443 | 9435 | 2021
Vintage2014 | solar pv | TRUE | 59171 | N | . | Windsor Solar | Strata Manager, LLC | 64778 | NC | SAT | SERC |  | 22 | 2 | NAICS-22 Non-Cogen | PV | SUN | SUN | PJM | 81215 | 9183 | 2021
Vintage2015 | solar pv | TRUE | 59172 | N | . | Belmont | Marion Solar LLC | 58985 | IN | ENC | RFC |  | 22 | 2 | NAICS-22 Non-Cogen | PV | SUN | SUN | MISO | 51738 | 5850 | 2021
Vintage2015 | solar pv | TRUE | 59173 | N | . | Bethel Solar | Strata Manager, LLC | 64778 | NC | SAT | SERC |  | 22 | 2 | NAICS-22 Non-Cogen | PV | SUN | SUN | PJM | 69913 | 7905 | 2021
Vintage2014 | solar pv | TRUE | 59174 | N | . | Lewiston Solar | Strata Manager, LLC | 64778 | NC | SAT | SERC |  | 22 | 2 | NAICS-22 Non-Cogen | PV | SUN | SUN | PJM | 78702 | 8899 | 2021
Vintage2016 | solar pv | TRUE | 59175 | N | . | Woodland Solar | Woodland Solar LLC | 58982 | NC | SAT | SERC |  | 22 | 2 | NAICS-22 Non-Cogen | PV | SUN | SUN | PJM | 75962 | 8589 | 2021
Vintage2014 | solar pv | TRUE | 59176 | N | . | Williamston Solar | Strata Manager, LLC | 64778 | NC | SAT | SERC |  | 22 | 2 | NAICS-22 Non-Cogen | PV | SUN | SUN | PJM | 79066 | 8940 | 2021
Vintage2016 | solar pv | TRUE | 59177 | N | . | Winton Solar | Winton Solar LLC | 58984 | NC | SAT | SERC |  | 22 | 2 | NAICS-22 Non-Cogen | PV | SUN | SUN | PJM | 84309 | 9533 | 2021
Vintage2013 | solar pv | TRUE | 59178 | N | . | Franklin 1 | CD US Solar MT 2 LLC | 58440 | MA | NEW | NPCC |  | 22 | 2 | NAICS-22 Non-Cogen | PV | SUN | SUN | ISNE | 36258 | 4100 | 2021
Vintage2013 | solar pv | TRUE | 59179 | N | . | Franklin 2 | CD US Solar MT 2 LLC | 58440 | MA | NEW | NPCC |  | 22 | 2 | NAICS-22 Non-Cogen | PV | SUN | SUN | ISNE | 43326 | 4899 | 2021
Vintage2015 | solar pv | TRUE | 59180 | N | . | Marion Solar LNG | Marion Solar LLC | 58985 | IN | ENC | RFC |  | 22 | 2 | NAICS-22 Non-Cogen | PV | SUN | SUN | MISO | 19694 | 2227 | 2021
Vintage2013 | biomass | TRUE | 59181 | Y | . | AgriReNew | AgriReNew | 58986 | IA | WNC | MRO |  | 22 | 3 | NAICS-22 Cogen | GT | OBG | ORW | MISO | 52164 | 4065 | 2021
Vintage2014 | solar pv | TRUE | 59182 | N | . | Hesperia | SunEdison LLC | 59139 | CA | PACC | WECC |  | 22 | 2 | NAICS-22 Non-Cogen | PV | SUN | SUN | CISO | 24597 | 2781 | 2021
Vintage2014 | solar pv | TRUE | 59183 | N | . | CID Solar, LLC | Onward Energy | 60453 | CA | PACC | WECC |  | 22 | 2 | NAICS-22 Non-Cogen | PV | SUN | SUN | CISO | 435283 | 49218 | 2021
Vintage2014 | solar pv | TRUE | 59184 | N | . | Mulberry Farm LLC | Onward Energy | 60453 | TN | ESC | SERC |  | 22 | 2 | NAICS-22 Non-Cogen | PV | SUN | SUN | TVA | 225838 | 25536 | 2021
Vintage2014 | solar pv | TRUE | 59185 | N | . | Jacobstown | NJR Clean Energy Ventures Corporation | 56990 | NJ | MAT | RFC |  | 22 | 2 | NAICS-22 Non-Cogen | PV | SUN | SUN | PJM | 69054 | 7808 | 2021
Vintage2014 | solar pv | TRUE | 59186 | N | . | West Pemberton | NJR Clean Energy Ventures Corporation | 56990 | NJ | MAT | RFC |  | 22 | 2 | NAICS-22 Non-Cogen | PV | SUN | SUN | PJM | 102210 | 11557 | 2021
Vintage2015 | onshore wind | TRUE | 59187 | N | . | Beethoven Wind | NorthWestern Energy - (SD) | 13809 | SD | WNC | MRO |  | 22 | 1 | Electric Utility | WT | WND | WND | SWPP | 2515454 | 284425 | 2021
Vintage2014 | solar pv | TRUE | 59188 | N | . | Selmer Farm LLC | Onward Energy | 60453 | TN | ESC | SERC |  | 22 | 2 | NAICS-22 Non-Cogen | PV | SUN | SUN | TVA | 227910 | 25770 | 2021
Vintage2014 | solar pv | TRUE | 59189 | N | . | East Wayne Solar LLC | Strata Manager, LLC | 64778 | NC | SAT | SERC |  | 22 | 2 | NAICS-22 Non-Cogen | PV | SUN | SUN | CPLE | 33286 | 3764 | 2021
Vintage2014 | solar pv | TRUE | 59190 | N | . | Vickers | Strata Manager, LLC | 64778 | NC | SAT | SERC |  | 22 | 2 | NAICS-22 Non-Cogen | PV | SUN | SUN | CPLE | 32838 | 3713 | 2021
Vintage2014 | solar pv | TRUE | 59191 | N | . | Soluga Farms 1 | Strata Manager, LLC | 64778 | NC | SAT | SERC |  | 22 | 2 | NAICS-22 Non-Cogen | PV | SUN | SUN | CPLE | 78889 | 8920 | 2021
Vintage2014 | solar pv | TRUE | 59192 | N | . | Soluga Farms 2 LLC | Strata Manager, LLC | 64778 | NC | SAT | SERC |  | 22 | 2 | NAICS-22 Non-Cogen | PV | SUN | SUN | CPLE | 77224 | 8732 | 2021
Vintage2017 | onshore wind | TRUE | 59193 | N | . | Chapman Ranch Wind I | Chapman Ranch Wind LLC | 58998 | TX | WSC | TRE |  | 22 | 2 | NAICS-22 Non-Cogen | WT | WND | WND | ERCO | 5495255 | 621354 | 2021
Vintage0 | petroleum | FALSE | 59197 | Y | . | Univ Minnesota CHP Plant | Veolia Energy | 57341 | MN | WNC | MRO |  | 22 | 3 | NAICS-22 Cogen | GT | DFO | DFO | MISO | 23097 | 2064 | 2021
Vintage2017 | natural gas peaker | TRUE | 59197 | Y | . | Univ Minnesota CHP Plant | Veolia Energy | 57341 | MN | WNC | MRO |  | 22 | 3 | NAICS-22 Cogen | GT | NG | NG | MISO | 1929400 | 172426 | 2021
Vintage2014 | solar pv | TRUE | 59198 | N | . | Sterling PV 3 | Greenbacker Renewable Energy Corporation | 60025 | CO | MTN | WECC |  | 22 | 2 | NAICS-22 Non-Cogen | PV | SUN | SUN | PSCO | 32342 | 3657 | 2021
Vintage2014 | solar pv | TRUE | 59199 | N | . | Mesa PV1 | Greenbacker Renewable Energy Corporation | 60025 | CO | MTN | WECC |  | 22 | 2 | NAICS-22 Non-Cogen | PV | SUN | SUN | PSCO | 30283 | 3424 | 2021
Vintage2015 | onshore wind | TRUE | 59200 | N | . | Border Winds Wind Farm | Northern States Power Co - Minnesota | 13781 | ND | WNC | MRO |  | 22 | 1 | Electric Utility | WT | WND | WND | MISO | 5605036 | 633767 | 2021
Vintage2015 | onshore wind | TRUE | 59201 | N | . | Pleasant Valley Wind Farm | Northern States Power Co - Minnesota | 13781 | MN | WNC | MRO |  | 22 | 1 | Electric Utility | WT | WND | WND | MISO | 6260404 | 707870 | 2021
Vintage2014 | solar pv | TRUE | 59203 | N | . | Farmersville | CD Arevon USA, Inc. | 61230 | CA | PACC | WECC |  | 22 | 2 | NAICS-22 Non-Cogen | PV | SUN | SUN | CISO | 69301 | 7836 | 2021
Vintage2015 | solar pv | TRUE | 59204 | N | . | OCI Alamo 3 LLC | Consolidated Edison Development Inc. | 56769 | TX | WSC | TRE |  | 22 | 2 | NAICS-22 Non-Cogen | PV | SUN | SUN | ERCO | 94576 | 10694 | 2021
Vintage2015 | solar pv | TRUE | 59205 | N | . | OCI Alamo 5 LLC | Consolidated Edison Development Inc. | 56769 | TX | WSC | TRE |  | 22 | 2 | NAICS-22 Non-Cogen | PV | SUN | SUN | ERCO | 1786284 | 201977 | 2021
Vintage2017 | solar pv | TRUE | 59206 | N | . | Alamo 6 | BHE Renewables, LLC | 59359 | TX | WSC | TRE |  | 22 | 2 | NAICS-22 Non-Cogen | PV | SUN | SUN | ERCO | 1899028 | 214725 | 2021
Vintage2016 | solar pv | TRUE | 59207 | N | . | OCI Alamo 7 LLC | Consolidated Edison Development Inc. | 56769 | TX | WSC | TRE |  | 22 | 2 | NAICS-22 Non-Cogen | PV | SUN | SUN | ERCO | 2216830 | 250659 | 2021
Vintage2017 | solar pv | TRUE | 59213 | N | . | Clipperton Holdings LLC | Clipperton Holdings LLC | 61176 | NC | SAT | SERC |  | 22 | 2 | NAICS-22 Non-Cogen | PV | SUN | SUN | CPLE | 85441 | 9661 | 2021
Vintage2016 | solar pv | TRUE | 59217 | N | . | Tiburon Holdings | Heelstone Energy Holdings, LLC | 59462 | NC | SAT | SERC |  | 22 | 2 | NAICS-22 Non-Cogen | PV | SUN | SUN | DUK | 78640 | 8892 | 2021
Vintage2014 | solar pv | TRUE | 59219 | N | . | Porterville 6 and 7 | CD Arevon USA, Inc. | 61230 | CA | PACC | WECC |  | 22 | 2 | NAICS-22 Non-Cogen | PV | SUN | SUN | CISO | 46678 | 5278 | 2021
Vintage2018 | natural gas combined cycle | TRUE | 59220 | N | . | Wildcat Point Generation Facility | Old Dominion Electric Coop | 40229 | MD | SAT | RFC |  | 22 | 1 | Electric Utility | CA | NG | NG | PJM | 1611072 | 1354621 | 2021
Vintage2018 | natural gas combined cycle | TRUE | 59220 | N | . | Wildcat Point Generation Facility | Old Dominion Electric Coop | 40229 | MD | SAT | RFC |  | 22 | 1 | Electric Utility | CT | NG | NG | PJM | 22501290 | 2107724 | 2021
Vintage2013 | biomass | TRUE | 59221 | N | . | Pecan Row Landfill To Electric Facility | EDL Inc | 55858 | GA | SAT | SERC |  | 22 | 2 | NAICS-22 Non-Cogen | IC | LFG | MLG | SOCO | 359293 | 31470 | 2021
Vintage2016 | onshore wind | TRUE | 59222 | N | . | Passadumkeag Windpark LLC | Southern Power Co | 17650 | ME | NEW | NPCC |  | 22 | 2 | NAICS-22 Non-Cogen | WT | WND | WND | ISNE | 1212936 | 137148 | 2021
Vintage2017 | onshore wind | TRUE | 59223 | N | . | Optimum Wind 5 LLC | Optimum Wind 5 LLC | 59017 | IA | WNC | MRO |  | 22 | 2 | NAICS-22 Non-Cogen | WT | WND | WND | MISO | 88235 | 9977 | 2021
Vintage2017 | onshore wind | TRUE | 59224 | N | . | Optimum Wind 6 LLC | Optimum Wind 6 LLC | 59018 | IA | WNC | MRO |  | 22 | 2 | NAICS-22 Non-Cogen | WT | WND | WND | MISO | 91030 | 10293 | 2021
Vintage2017 | onshore wind | TRUE | 59225 | N | . | Optimum Wind 7 LLC | Optimum Wind 7 LLC | 59019 | IA | WNC | MRO |  | 22 | 2 | NAICS-22 Non-Cogen | WT | WND | WND | MISO | 95949 | 10849 | 2021
Vintage2017 | onshore wind | TRUE | 59226 | N | . | Optimum Wind 4 LLC | Optimum Wind 4 LLC | 59024 | IA | WNC | MRO |  | 22 | 2 | NAICS-22 Non-Cogen | WT | WND | WND | MISO | 95949 | 10849 | 2021
Vintage2017 | onshore wind | TRUE | 59227 | N | . | Optimum Wind 3 LLC | Optimum Wind 3 LLC | 59025 | IA | WNC | MRO |  | 22 | 2 | NAICS-22 Non-Cogen | WT | WND | WND | MISO | 80286 | 9078 | 2021
Vintage2016 | onshore wind | TRUE | 59228 | N | . | Leonardo Wind 1 LLC | Leonardo Wind 1 LLC | 59022 | IA | WNC | MRO |  | 22 | 2 | NAICS-22 Non-Cogen | WT | WND | WND | MISO | 99822 | 11287 | 2021
Vintage2017 | onshore wind | TRUE | 59230 | N | . | Venus Wind 3 LLC | Venus Wind 3 LLC | 59021 | IA | WNC | MRO |  | 22 | 2 | NAICS-22 Non-Cogen | WT | WND | WND | MISO | 95056 | 10748 | 2021
Vintage2017 | onshore wind | TRUE | 59231 | N | . | Michelangelo Wind 1 LLC | Michelangelo Wind 1 LLC | 59026 | IA | WNC | MRO |  | 22 | 2 | NAICS-22 Non-Cogen | WT | WND | WND | MISO | 96286 | 10887 | 2021
Vintage2016 | onshore wind | TRUE | 59232 | N | . | Michelangelo Wind 4 LLC | Michelangelo Wind 4 LLC | 59027 | IA | WNC | MRO |  | 22 | 2 | NAICS-22 Non-Cogen | WT | WND | WND | MISO | 95949 | 10849 | 2021
Vintage2002 | natural gas combined cycle | FALSE | 59233 | Y | . | Cogeneration 2 | University of Arizona | 49913 | AZ | MTN | WECC |  | 611 | 5 | Commercial NAICS Cogen | CS | NG | NG | TEPC | 152935 | 35651.38 | 2021
Vintage2015 | onshore wind | TRUE | 59234 | N | . | Arbuckle Mountain Wind Farm LLC | Arbuckle Mountain Wind Farm LLC | 59039 | OK | WSC | MRO |  | 22 | 2 | NAICS-22 Non-Cogen | WT | WND | WND | SWPP | 3201468 | 361993 | 2021
Vintage2015 | onshore wind | TRUE | 59235 | N | . | Rising Tree Wind Farm II | Rising Tree Wind Farm II LLC | 59040 | CA | PACC | WECC |  | 22 | 2 | NAICS-22 Non-Cogen | WT | WND | WND | CISO | 505532 | 57161 | 2021
Vintage2015 | onshore wind | TRUE | 59236 | N | . | Rising Tree Wind Farm III | Rising Tree Wind Farm III LLC | 59042 | CA | PACC | WECC |  | 22 | 2 | NAICS-22 Non-Cogen | WT | WND | WND | CISO | 2446410 | 276618 | 2021
Vintage2014 | solar pv | TRUE | 59237 | N | . | Lone Valley Solar Park II LLC | Lone Valley Solar Park II LLC | 59041 | CA | PACC | WECC |  | 22 | 2 | NAICS-22 Non-Cogen | PV | SUN | SUN | CISO | 429579 | 48573 | 2021
Vintage2014 | onshore wind | TRUE | 59238 | N | . | Windthorst-2 | EDF Renewable Asset Holdings, Inc. | 57170 | TX | WSC | TRE |  | 22 | 2 | NAICS-22 Non-Cogen | WT | WND | WND | ERCO | 1890583 | 213770 | 2021
Vintage2013 | solar pv | TRUE | 59239 | N | . | Eagle Springs Solar LLC | Eagle Springs Solar LLC | 59045 | CO | MTN | WECC |  | 22 | 2 | NAICS-22 Non-Cogen | PV | SUN | SUN | PSCO | 15194 | 1718 | 2021
Vintage2011 | biomass | TRUE | 59240 | N | . | Port Charlotte Energy LLC | Port Charlotte Energy LLC | 59881 | FL | SAT | SERC |  | 22 | 2 | NAICS-22 Non-Cogen | IC | LFG | MLG | FPL | 63878 | 5788 | 2021
Vintage2013 | solar pv | TRUE | 59241 | N | . | Brockelman | Integrys MA Solar, LLC | 58801 | MA | NEW | NPCC |  | 22 | 2 | NAICS-22 Non-Cogen | PV | SUN | SUN | ISNE | 33044 | 3736 | 2021
Vintage2014 | solar pv | TRUE | 59242 | N | . | Beverly | Integrys MA Solar, LLC | 58801 | MA | NEW | NPCC |  | 22 | 2 | NAICS-22 Non-Cogen | PV | SUN | SUN | ISNE | 27627 | 3124 | 2021
Vintage2018 | onshore wind | TRUE | 59244 | N | . | Lorenzo Wind | Lorenzo Wind, LLC | 61133 | TX | WSC | MRO |  | 22 | 2 | NAICS-22 Non-Cogen | WT | WND | WND | SWPP | 2962653 | 334990 | 2021
Vintage2017 | onshore wind | TRUE | 59245 | N | . | Fluvanna | Fluvanna Wind Energy LLC | 60042 | TX | WSC | TRE |  | 22 | 2 | NAICS-22 Non-Cogen | WT | WND | WND | ERCO | 5210557 | 589163 | 2021
Vintage2019 | onshore wind | TRUE | 59247 | N | . | Hale Community Wind Farm | Southwestern Public Service Co | 17718 | TX | WSC | MRO |  | 22 | 2 | NAICS-22 Non-Cogen | WT | WND | WND | SWPP | 18191428 | 2056923 | 2021
| solar pv | FALSE | 59248 | N | . | CCMUA | Camden Solar Center, LLC | 59063 | NJ | MAT | RFC |  | 22 | 2 | NAICS-22 Non-Cogen | PV | SUN | SUN | PJM | 0 | 0 | 2021
Vintage2016 | solar pv | TRUE | 59249 | N | . | Rio Bravo Solar 1 LLC | Rio Bravo Solar I, LLC | 60605 | CA | PACC | WECC |  | 22 | 2 | NAICS-22 Non-Cogen | PV | SUN | SUN | CISO | 427157 | 48299 | 2021
Vintage2016 | solar pv | TRUE | 59250 | N | . | Rio Bravo Solar II LLC | Rio Bravo Solar II, LLC | 60606 | CA | PACC | WECC |  | 22 | 2 | NAICS-22 Non-Cogen | PV | SUN | SUN | CISO | 440467 | 49804 | 2021
Vintage2016 | solar pv | TRUE | 59251 | N | . | Caprock Solar 1 LLC | Caprock Solar 1, LLC | 59991 | NM | MTN | MRO |  | 22 | 2 | NAICS-22 Non-Cogen | PV | SUN | SUN | SWPP | 458067 | 51794 | 2021
Vintage2017 | solar pv | TRUE | 59253 | N | . | Wildwood Solar II | Wildwood Solar II, LLC | 60607 | CA | PACC | WECC |  | 22 | 2 | NAICS-22 Non-Cogen | PV | SUN | SUN | CISO | 337478 | 38159 | 2021
| biomass | FALSE | 59254 | N | . | Johnston LFG Turbine Plant | Rhode Island LFG Genco | 56889 | RI | NEW | NPCC |  | 22 | 2 | NAICS-22 Non-Cogen | CA | LFG | MLG | ISNE | 0 | 56129.05 | 2021
Vintage2013 | biomass | TRUE | 59254 | N | . | Johnston LFG Turbine Plant | Rhode Island LFG Genco | 56889 | RI | NEW | NPCC |  | 22 | 2 | NAICS-22 Non-Cogen | CT | LFG | MLG | ISNE | 2011591 | 148071.47 | 2021
| other | FALSE | 59256 | N | . | Vaca Dixon Battery Storage System | Pacific Gas & Electric Co. | 14328 | CA | PACC | WECC |  | 22 | 1 | Electric Utility | BA | MWH | OTH | CISO | 0 | -423 | 2021
| other | FALSE | 59257 | N | . | Yerba Buena | Pacific Gas & Electric Co. | 14328 | CA | PACC | WECC |  | 22 | 1 | Electric Utility | BA | MWH | OTH | CISO | 0 | -1017 | 2021
Vintage0 | biomass | FALSE | 59260 | N | . | Hidden View Dairy, LLC | Hidden View Dairy, LLC | 59093 | IN | ENC | RFC |  | 112 | 6 | Industrial NAICS Non-Cogen | IC | OBG | ORW | MISO | 28873 | 1760 | 2021
Vintage2013 | other | TRUE | 59261 | N | . | Verizon-Torrance | Bloom Energy | 57128 | CA | PACC | WECC |  | 22 | 2 | NAICS-22 Non-Cogen | FC | NG | NG | LDWP | 36811 | 4524 | 2021
Vintage2014 | solar pv | TRUE | 59262 | N | . | Lancaster Little Rock | AES Distributed Energy | 61012 | CA | PACC | WECC |  | 22 | 2 | NAICS-22 Non-Cogen | PV | SUN | SUN | CISO | 94117 | 10642 | 2021
Vintage2014 | solar pv | TRUE | 59265 | N | . | Merced Solar LLC | Merced Solar LLC | 59089 | CA | PACC | WECC |  | 22 | 2 | NAICS-22 Non-Cogen | PV | SUN | SUN | CISO | 36783 | 4159 | 2021
Vintage2014 | solar pv | TRUE | 59267 | N | . | Mission Solar LLC | Mission Solar LLC | 59090 | CA | PACC | WECC |  | 22 | 2 | NAICS-22 Non-Cogen | PV | SUN | SUN | CISO | 37253 | 4212 | 2021
Vintage2014 | solar pv | TRUE | 59268 | N | . | Hollister Solar LLC | Hollister Solar LLC | 59091 | CA | PACC | WECC |  | 22 | 2 | NAICS-22 Non-Cogen | PV | SUN | SUN | CISO | 35306 | 3992 | 2021
Vintage2014 | solar pv | TRUE | 59269 | N | . | Victor Mesa Linda B2 | AES Distributed Energy | 61012 | CA | PACC | WECC |  | 22 | 2 | NAICS-22 Non-Cogen | PV | SUN | SUN | CISO | 32598 | 3686 | 2021
Vintage2014 | solar pv | TRUE | 59270 | N | . | Victor Mesa Linda C2 | AES Distributed Energy | 61012 | CA | PACC | WECC |  | 22 | 2 | NAICS-22 Non-Cogen | PV | SUN | SUN | CISO | 33431 | 3780 | 2021
Vintage2014 | solar pv | TRUE | 59271 | N | . | Victor Mesa Linda D2 | AES Distributed Energy | 61012 | CA | PACC | WECC |  | 22 | 2 | NAICS-22 Non-Cogen | PV | SUN | SUN | CISO | 33306 | 3766 | 2021
Vintage2014 | solar pv | TRUE | 59272 | N | . | Victor Mesa Linda E2 | AES Distributed Energy | 61012 | CA | PACC | WECC |  | 22 | 2 | NAICS-22 Non-Cogen | PV | SUN | SUN | CISO | 32988 | 3730 | 2021
Vintage2015 | solar pv | TRUE | 59273 | N | . | SEPV Palmdale East | AES Distributed Energy | 61012 | CA | PACC | WECC |  | 22 | 2 | NAICS-22 Non-Cogen | PV | SUN | SUN | CISO | 228441 | 25830 | 2021
Vintage2015 | solar pv | TRUE | 59274 | N | . | Sutter Greenworks LLC | AES Distributed Energy | 61012 | NY | MAT | NPCC |  | 22 | 2 | NAICS-22 Non-Cogen | PV | SUN | SUN | NYIS | 74952 | 8475 | 2021
Vintage2015 | solar pv | TRUE | 59275 | N | . | Sterlington Greenworks LLC | AES Distributed Energy | 61012 | NY | MAT | NPCC |  | 22 | 2 | NAICS-22 Non-Cogen | PV | SUN | SUN | NYIS | 16282 | 1841 | 2021
Vintage2016 | solar pv | TRUE | 59276 | N | . | Leavenworth Greenworks LLC | AES Distributed Energy | 61012 | NY | MAT | NPCC |  | 22 | 2 | NAICS-22 Non-Cogen | PV | SUN | SUN | NYIS | 151780 | 17162 | 2021
Vintage2013 | solar pv | TRUE | 59277 | N | . | Medford WWTP | NJR Clean Energy Ventures Corporation | 56990 | NJ | MAT | RFC |  | 22 | 2 | NAICS-22 Non-Cogen | PV | SUN | SUN | PJM | 17645 | 1995 | 2021
Vintage2013 | solar pv | TRUE | 59278 | N | . | Reeves South | NJR Clean Energy Ventures Corporation | 56990 | NJ | MAT | RFC |  | 22 | 2 | NAICS-22 Non-Cogen | PV | SUN | SUN | PJM | 15734 | 1779 | 2021
Vintage2013 | other | TRUE | 59279 | N | . | Life Technologies - Pleasanton | Bloom Energy | 57128 | CA | PACC | WECC |  | 22 | 2 | NAICS-22 Non-Cogen | FC | NG | NG | CISO | 59218 | 8363 | 2021
Vintage2013 | other | TRUE | 59280 | N | . | Kellogg's - San Jose | Bloom Energy | 57128 | CA | PACC | WECC |  | 22 | 2 | NAICS-22 Non-Cogen | FC | NG | NG | CISO | 49637 | 6522 | 2021
Vintage2014 | solar pv | TRUE | 59283 | N | . | California PV Energy at ISD WWTP | California PV Energy LLC | 58540 | CA | PACC | WECC |  | 22 | 2 | NAICS-22 Non-Cogen | PV | SUN | SUN | CISO | 11480 | 1298 | 2021
Vintage2014 | onshore wind | TRUE | 59284 | N | . | Mammoth Plains | Mammoth Plains Wind Project | 60768 | OK | WSC | MRO |  | 22 | 2 | NAICS-22 Non-Cogen | WT | WND | WND | SWPP | 7083814 | 800974 | 2021
Vintage2019 | onshore wind | TRUE | 59292 | N | . | Rattlesnake Creek Wind Project | Rattlesnake Creek Wind Project, LLC | 61414 | NE | WNC | MRO |  | 22 | 2 | NAICS-22 Non-Cogen | WT | WND | WND | SWPP | 9934429 | 1123296 | 2021
Vintage2012 | onshore wind | TRUE | 59295 | N | . | WED NK Green | WED NK Green LLC | 59097 | RI | NEW | NPCC |  | 22 | 2 | NAICS-22 Non-Cogen | WT | WND | WND | ISNE | 22525 | 2547 | 2021
| other | FALSE | 59296 | N | . | Northwest Ohio Wind | Northwest Ohio Wind, LLC | 59098 | OH | ENC | RFC |  | 22 | 2 | NAICS-22 Non-Cogen | BA | MWH | OTH | PJM | 0 | 0 | 2021
Vintage2018 | onshore wind | TRUE | 59296 | N | . | Northwest Ohio Wind | Northwest Ohio Wind, LLC | 59098 | OH | ENC | RFC |  | 22 | 2 | NAICS-22 Non-Cogen | WT | WND | WND | PJM | 2302348 | 260329 | 2021
Vintage2009 | solar pv | TRUE | 59297 | N | . | Carrier Clinic | Sunlight General Solar Fund II, LLC | 59100 | NJ | MAT | RFC |  | 22 | 2 | NAICS-22 Non-Cogen | PV | SUN | SUN | PJM | 16033 | 1813 | 2021
Vintage2017 | biomass | TRUE | 59299 | N | . | Waste Mangement Redwood LFGTE | WM Renewable Energy LLC | 54842 | CA | PACC | WECC |  | 22 | 2 | NAICS-22 Non-Cogen | IC | LFG | MLG | CISO | 275915 | 24129 | 2021
Vintage2014 | solar pv | TRUE | 59300 | N | . | Hanford 1 and 2 | CD Arevon USA, Inc. | 61230 | CA | PACC | WECC |  | 22 | 2 | NAICS-22 Non-Cogen | PV | SUN | SUN | CISO | 50215 | 5678 | 2021
Vintage2016 | onshore wind | TRUE | 59301 | N | . | WED Coventry 1 | WED Coventry One, LLC | 59105 | RI | NEW | NPCC |  | 22 | 2 | NAICS-22 Non-Cogen | WT | WND | WND | ISNE | 21807 | 2466 | 2021
Vintage2016 | onshore wind | TRUE | 59302 | N | . | WED Coventry 2 | WED Coventry Two, LLC | 59106 | RI | NEW | NPCC |  | 22 | 2 | NAICS-22 Non-Cogen | WT | WND | WND | ISNE | 81267 | 9189 | 2021
Vintage2016 | onshore wind | TRUE | 59305 | N | . | WED Coventry 3 | WED Coventry Three, LLC | 59107 | RI | NEW | NPCC |  | 22 | 2 | NAICS-22 Non-Cogen | WT | WND | WND | ISNE | 27212 | 3077 | 2021
Vintage2016 | onshore wind | TRUE | 59306 | N | . | WED Coventry 4 | WED Coventry Four, LLC | 59108 | RI | NEW | NPCC |  | 22 | 2 | NAICS-22 Non-Cogen | WT | WND | WND | ISNE | 21942 | 2481 | 2021
Vintage2017 | solar pv | TRUE | 59308 | N | . | Beacon Solar Plant Site 5 | CD Global Solar Holdings, LLC | 60865 | CA | PACC | WECC |  | 22 | 2 | NAICS-22 Non-Cogen | PV | SUN | SUN | LDWP | 881738 | 99699 | 2021
Vintage2017 | solar pv | TRUE | 59309 | N | . | Beacon Solar Plant Site 2 | CD Global Solar Holdings, LLC | 60865 | CA | PACC | WECC |  | 22 | 2 | NAICS-22 Non-Cogen | PV | SUN | SUN | LDWP | 1119650 | 126600 | 2021
Vintage2014 | biomass | TRUE | 59310 | N | . | Black Oak Power Producers | Cube District Energy, LLC | 61038 | MO | WNC | SERC |  | 22 | 2 | NAICS-22 Non-Cogen | IC | LFG | MLG | AECI | 114405 | 15164 | 2021
Vintage2014 | onshore wind | TRUE | 59311 | N | . | Seiling Wind I | NextEra Energy Seiling Wind | 59115 | OK | WSC | MRO |  | 22 | 2 | NAICS-22 Non-Cogen | WT | WND | WND | SWPP | 6986805 | 790005 | 2021
Vintage2014 | onshore wind | TRUE | 59312 | N | . | Seiling Wind II | NextEra Energy Seiling Wind | 59115 | OK | WSC | MRO |  | 22 | 2 | NAICS-22 Non-Cogen | WT | WND | WND | SWPP | 3400942 | 384548 | 2021
Vintage2017 | onshore wind | TRUE | 59313 | N | . | WED Coventry 5 | WED Coventry Five, LLC | 59116 | RI | NEW | NPCC |  | 22 | 2 | NAICS-22 Non-Cogen | WT | WND | WND | ISNE | 26258 | 2969 | 2021
Vintage2016 | onshore wind | TRUE | 59314 | N | . | WED Coventry 6 | WED Coventry Six, LLC | 59117 | RI | NEW | NPCC |  | 22 | 2 | NAICS-22 Non-Cogen | WT | WND | WND | ISNE | 71988 | 8140 | 2021
Vintage2017 | solar pv | TRUE | 59315 | N | . | Hecate Energy Beacon Solar 1 | AES Distributed Energy | 61012 | CA | PACC | WECC |  | 22 | 2 | NAICS-22 Non-Cogen | PV | SUN | SUN | LDWP | 1246288 | 140919 | 2021
Vintage2016 | solar pv | TRUE | 59316 | N | . | Hecate Energy Beacon Solar 3 | AES Distributed Energy | 61012 | CA | PACC | WECC |  | 22 | 2 | NAICS-22 Non-Cogen | PV | SUN | SUN | LDWP | 1233578 | 139482 | 2021
Vintage2016 | solar pv | TRUE | 59317 | N | . | Hecate Energy Beacon Solar 4 | AES Distributed Energy | 61012 | CA | PACC | WECC |  | 22 | 2 | NAICS-22 Non-Cogen | PV | SUN | SUN | LDWP | 1096912 | 124029 | 2021
Vintage2015 | solar pv | TRUE | 59318 | N | . | North Run | NJR Clean Energy Ventures Corporation | 56990 | NJ | MAT | RFC |  | 22 | 2 | NAICS-22 Non-Cogen | PV | SUN | SUN | PJM | 65765 | 7436 | 2021
Vintage2014 | solar pv | TRUE | 59319 | N | . | Rock Solid | NJR Clean Energy Ventures Corporation | 56990 | NJ | MAT | RFC |  | 22 | 2 | NAICS-22 Non-Cogen | PV | SUN | SUN | PJM | 113611 | 12846 | 2021
Vintage2015 | onshore wind | TRUE | 59320 | N | . | Los Vientos Windpower III | Los Vientos Windpower III, LLC | 59119 | TX | WSC | TRE |  | 22 | 2 | NAICS-22 Non-Cogen | WT | WND | WND | ERCO | 5403286 | 610955 | 2021
Vintage2016 | onshore wind | TRUE | 59321 | N | . | Los Vientos Windpower IV | Los Vientos Windpower IV, LLC | 59120 | TX | WSC | TRE |  | 22 | 2 | NAICS-22 Non-Cogen | WT | WND | WND | ERCO | 5560258 | 628704 | 2021
Vintage2015 | solar pv | TRUE | 59322 | N | . | Pumpjack Solar I | Pumpjack Solar I, LLC | 59121 | CA | PACC | WECC |  | 22 | 2 | NAICS-22 Non-Cogen | PV | SUN | SUN | CISO | 435436 | 49235 | 2021
| solar pv | FALSE | 59323 | N | . | Sacramento (SMUD) | Terraform Arcadia | 63249 | CA | PACC | WECC |  | 22 | 2 | NAICS-22 Non-Cogen | PV | SUN | SUN | BANC | 0 | 0 | 2021
Vintage2014 | solar pv | TRUE | 59324 | N | . | MCCo Solar Generating Facility | The Medical Center Company | 59122 | OH | ENC | RFC |  | 22 | 2 | NAICS-22 Non-Cogen | PV | SUN | SUN | PJM | 4430 | 501 | 2021
Vintage2018 | natural gas combined cycle | TRUE | 59325 | N | . | Kings Mountain Energy Center | Carolina Power Partners, LLC | 59123 | NC | SAT | SERC |  | 22 | 2 | NAICS-22 Non-Cogen | CA | NG | NG | DUK | 4109409 | 1149479 | 2021
Vintage2018 | natural gas combined cycle | TRUE | 59325 | N | . | Kings Mountain Energy Center | Carolina Power Partners, LLC | 59123 | NC | SAT | SERC |  | 22 | 2 | NAICS-22 Non-Cogen | CT | NG | NG | DUK | 15394101 | 1715091 | 2021
Vintage2018 | natural gas combined cycle | TRUE | 59326 | N | . | Middletown Energy Center | Ohio Power Partners, LLC | 59124 | OH | ENC | RFC |  | 22 | 2 | NAICS-22 Non-Cogen | CA | NG | NG | PJM | 3000227 | 1004224 | 2021
Vintage2018 | natural gas combined cycle | TRUE | 59326 | N | . | Middletown Energy Center | Ohio Power Partners, LLC | 59124 | OH | ENC | RFC |  | 22 | 2 | NAICS-22 Non-Cogen | CT | NG | NG | PJM | 15425226 | 1680955 | 2021
Vintage2011 | solar pv | FALSE | 59327 | N | . | Marlboro Mushrooms Solar Field | Marlboro Mushroom | 59125 | PA | MAT | RFC |  | 111 | 6 | Industrial NAICS Non-Cogen | PV | SUN | SUN | PJM | 12074 | 1365.21 | 2021
Vintage2014 | onshore wind | FALSE | 59328 | N | . | Golden Acorn Casino | Foundation HA Energy Generation, LLC | 56930 | CA | PACC | WECC |  | 713 | 4 | Commercial NAICS Non-Cogen | WT | WND | WND | CISO | 39144 | 4426 | 2021
Vintage2014 | onshore wind | TRUE | 59329 | N | . | City of Soledad Water Reclamation | Foundation HA Energy Generation, LLC | 56930 | CA | PACC | WECC |  | 22 | 2 | NAICS-22 Non-Cogen | WT | WND | WND | CISO | 36934 | 4176 | 2021
Vintage2014 | onshore wind | TRUE | 59330 | N | . | Taylor Farms | Foundation HA Energy Generation, LLC | 56930 | CA | PACC | WECC |  | 22 | 2 | NAICS-22 Non-Cogen | WT | WND | WND | CISO | 35819 | 4050 | 2021
Vintage2014 | onshore wind | FALSE | 59331 | N | . | Anheuser-Busch #2 | Foundation HA Energy Generation, LLC | 56930 | CA | PACC | WECC |  | 312 | 6 | Industrial NAICS Non-Cogen | WT | WND | WND | CISO | 40144 | 4539 | 2021
Vintage2015 | onshore wind | TRUE | 59332 | N | . | Mesquite Creek Wind | Mesquite Creek Wind, LLC | 59900 | TX | WSC | TRE |  | 22 | 2 | NAICS-22 Non-Cogen | WT | WND | WND | ERCO | 5550371 | 627586 | 2021
Vintage2015 | solar pv | TRUE | 59333 | N | . | Faison Solar | USF Surry, LLC | 63233 | NC | SAT | SERC |  | 22 | 2 | NAICS-22 Non-Cogen | PV | SUN | SUN | CPLE | 27832 | 3147 | 2021
Vintage2015 | solar pv | TRUE | 59334 | N | . | Catalina Solar 2, LLC | Onward Energy | 60453 | CA | PACC | WECC |  | 22 | 2 | NAICS-22 Non-Cogen | PV | SUN | SUN | CISO | 426326 | 48205 | 2021
Vintage0 | natural gas peaker | FALSE | 59335 | Y | . | MCLB Landfill Gas to Energy | Inst and Envir Div Marine Logistics Base | 59135 | GA | SAT | SERC |  | 22 | 3 | NAICS-22 Cogen | IC | NG | NG | SOCO | 11 | 8.962 | 2021
Vintage2021 | biomass | TRUE | 59335 | Y | . | MCLB Landfill Gas to Energy | Inst and Envir Div Marine Logistics Base | 59135 | GA | SAT | SERC |  | 22 | 3 | NAICS-22 Cogen | IC | OBG | ORW | SOCO | 8269 | 6736.038 | 2021
Vintage2015 | solar pv | TRUE | 59337 | N | . | Harrell's Hill Solar Center LLC | SRE Utility Solar 1, LLC | 61119 | NC | SAT | SERC |  | 22 | 2 | NAICS-22 Non-Cogen | PV | SUN | SUN | CPLE | 78269 | 8850 | 2021
Vintage2003 | natural gas combined cycle | TRUE | 59338 | N | . | Gila River Power Block 1 | Salt River Project | 16572 | AZ | MTN | WECC |  | 22 | 1 | Electric Utility | CA | NG | NG | SRP | 594549 | 616390 | 2021
Vintage2003 | natural gas combined cycle | TRUE | 59338 | N | . | Gila River Power Block 1 | Salt River Project | 16572 | AZ | MTN | WECC |  | 22 | 1 | Electric Utility | CT | NG | NG | SRP | 10222753 | 893290 | 2021
Vintage2015 | solar pv | TRUE | 59339 | N | . | Quinto Solar PV Project | CD Arevon USA, Inc. | 61230 | CA | PACC | WECC |  | 22 | 2 | NAICS-22 Non-Cogen | PV | SUN | SUN | CISO | 2434036 | 275219 | 2021
Vintage2014 | hydro | TRUE | 59357 | N | . | Dorena Hydro-Electric Facility | Dorena Hydro, LLC | 59140 | OR | PACC | WECC |  | 22 | 2 | NAICS-22 Non-Cogen | HY | WAT | HYC | PACW | 48314 | 5463 | 2021
Vintage2014 | solar pv | TRUE | 59358 | N | . | Devens | Altus Power America Management, LLC | 60281 | MA | NEW | NPCC |  | 22 | 2 | NAICS-22 Non-Cogen | PV | SUN | SUN | ISNE | 43149 | 4879 | 2021
Vintage2014 | solar pv | TRUE | 59359 | N | . | SCE-Snowline-Duncan Road (North) | SunEdison LLC | 59139 | CA | PACC | WECC |  | 22 | 2 | NAICS-22 Non-Cogen | PV | SUN | SUN | CISO | 23817 | 2693 | 2021
Vintage2014 | solar pv | TRUE | 59360 | N | . | SCE-Snowline-Duncan Road (South) | SunEdison LLC | 59139 | CA | PACC | WECC |  | 22 | 2 | NAICS-22 Non-Cogen | PV | SUN | SUN | CISO | 16016 | 1811 | 2021
Vintage2014 | solar pv | TRUE | 59361 | N | . | Browne Solar LLC | CleanCapital | 62060 | MA | NEW | NPCC |  | 22 | 2 | NAICS-22 Non-Cogen | PV | SUN | SUN | ISNE | 12930 | 1462 | 2021
Vintage2014 | solar pv | TRUE | 59362 | N | . | Indian Hill Solar LLC | CleanCapital | 62060 | MA | NEW | NPCC |  | 22 | 2 | NAICS-22 Non-Cogen | PV | SUN | SUN | ISNE | 13840 | 1565 | 2021
Vintage2014 | solar pv | TRUE | 59363 | N | . | State Street Solar LLC | CleanCapital | 62060 | MA | NEW | NPCC |  | 22 | 2 | NAICS-22 Non-Cogen | PV | SUN | SUN | ISNE | 10401 | 1176 | 2021
Vintage2011 | solar pv | TRUE | 59364 | N | . | Plainfield One Solar LLC | SunRay Power LLC | 58258 | NJ | MAT | NPCC |  | 22 | 2 | NAICS-22 Non-Cogen | PV | SUN | SUN | PJM | 11710 | 1324 | 2021
Vintage2014 | solar pv | TRUE | 59365 | N | . | 24 Applegate Solar LLC | Altus Power America Management, LLC | 60281 | NJ | MAT | NPCC |  | 22 | 2 | NAICS-22 Non-Cogen | PV | SUN | SUN | PJM | 11329 | 1281 | 2021
Vintage2014 | solar pv | TRUE | 59366 | N | . | G&S Wantage Solar LLC | G&S Operations LLC | 62629 | NJ | MAT | NPCC |  | 22 | 2 | NAICS-22 Non-Cogen | PV | SUN | SUN | PJM | 75989 | 8592 | 2021
Vintage2012 | solar pv | TRUE | 59367 | N | . | Engelhard Solar LLC | SunRay Power LLC | 58258 | NJ | MAT | NPCC |  | 22 | 2 | NAICS-22 Non-Cogen | PV | SUN | SUN | PJM | 7669 | 867 | 2021
Vintage2014 | solar pv | TRUE | 59368 | N | . | Westborough Solar LLC | SunRay Power LLC | 58258 | MA | NEW | NPCC |  | 22 | 2 | NAICS-22 Non-Cogen | PV | SUN | SUN | ISNE | 18041 | 2040 | 2021
Vintage2012 | solar pv | TRUE | 59370 | N | . | 4 Applegate Solar LLC | G&S Operations LLC | 62629 | NJ | MAT | NPCC |  | 22 | 2 | NAICS-22 Non-Cogen | PV | SUN | SUN | PJM | 17600 | 1990 | 2021
Vintage2012 | solar pv | TRUE | 59371 | N | . | 12 Applegate Solar LLC | G&S Operations LLC | 62629 | NJ | MAT | NPCC |  | 22 | 2 | NAICS-22 Non-Cogen | PV | SUN | SUN | PJM | 18766 | 2122 | 2021
Vintage2005 | natural gas peaker | FALSE | 59373 | Y | . | Broshco Fabricated Products | Broshco Fabricated Products | 59147 | OH | ENC | RFC |  | 332 | 7 | Industrial NAICS Cogen | GT | NG | NG | PJM | 19879 | 1963 | 2021
Vintage2015 | solar pv | TRUE | 59374 | N | . | Old Mill Solar | Old Mill Solar | 59143 | OR | PACC | WECC |  | 22 | 2 | NAICS-22 Non-Cogen | PV | SUN | SUN | PACW | 92323 | 10439 | 2021
Vintage2012 | solar pv | TRUE | 59375 | N | . | Rose Hill | Sol Systems | 61677 | NC | SAT | SERC |  | 22 | 2 | NAICS-22 Non-Cogen | PV | SUN | SUN | CPLE | 29627 | 3350 | 2021
Vintage2012 | solar pv | TRUE | 59376 | N | . | Dunn | Cypress Creek Renewables | 61060 | NC | SAT | SERC |  | 22 | 2 | NAICS-22 Non-Cogen | PV | SUN | SUN | CPLE | 30925 | 3497 | 2021
Vintage2012 | solar pv | TRUE | 59377 | N | . | Town of Cary | Cypress Creek Renewables | 61060 | NC | SAT | SERC |  | 22 | 2 | NAICS-22 Non-Cogen | PV | SUN | SUN | CPLE | 19687 | 2226 | 2021
| petroleum | FALSE | 59379 | N | . | Wapsie Valley Creamery Back Up Generator | Wapsie Valley Creamery | 59156 | IA | WNC | MRO |  | 311 | 6 | Industrial NAICS Non-Cogen | IC | DFO | DFO | MISO | 0 | 0 | 2021
Vintage2015 | solar pv | TRUE | 59380 | N | . | Wildwood Solar I, LLC | Wildwood Solar I, LLC | 59158 | CA | PACC | WECC |  | 22 | 2 | NAICS-22 Non-Cogen | PV | SUN | SUN | CISO | 414357 | 46852 | 2021
Vintage2010 | natural gas peaker | FALSE | 59381 | Y | . | The Methodist Hospital, Gas Turbine | The Methodist Hospital | 59157 | TX | WSC | TRE |  | 622 | 5 | Commercial NAICS Cogen | GT | NG | NG | ERCO | 264249 | 23695.42 | 2021
| geothermal | FALSE | 59382 | N | . | Paisley Geothermal Generating Plant | Surprise Valley Electrification | 18260 | OR | PACC | WECC |  | 22 | 1 | Electric Utility | ST | GEO | GEO | PACW | 0 | 0 | 2021
Vintage2005 | other | FALSE | 59383 | N | . | East Kansas Agri-Energy, LLC | East Kansas Agri-Energy, LLC | 59160 | KS | WNC | MRO |  | 325 | 6 | Industrial NAICS Non-Cogen | ST | WH | OTH | SWPP | 44025 | 4978 | 2021
Vintage2015 | onshore wind | TRUE | 59384 | N | . | South Plains Wind Phase I | Evergreen Wind, LLC | 59155 | TX | WSC | TRE |  | 22 | 2 | NAICS-22 Non-Cogen | WT | WND | WND | ERCO | 6674513 | 754694 | 2021
Vintage2016 | solar pv | TRUE | 59386 | N | . | Enterprise Solar, LLC | Clearway Renewable Operation & Maintenance LLC | 64629 | UT | MTN | WECC |  | 22 | 2 | NAICS-22 Non-Cogen | PV | SUN | SUN | PACE | 1950420 | 220536 | 2021
Vintage2016 | solar pv | TRUE | 59387 | N | . | Escalante Solar I, LLC | Clearway Renewable Operation & Maintenance LLC | 64629 | UT | MTN | WECC |  | 22 | 2 | NAICS-22 Non-Cogen | PV | SUN | SUN | PACE | 1833166 | 207278 | 2021
Vintage2016 | solar pv | TRUE | 59388 | N | . | Escalante Solar II, LLC | Clearway Renewable Operation & Maintenance LLC | 64629 | UT | MTN | WECC |  | 22 | 2 | NAICS-22 Non-Cogen | PV | SUN | SUN | PACE | 1851729 | 209377 | 2021
Vintage2016 | solar pv | TRUE | 59389 | N | . | Escalante Solar III, LLC | Clearway Renewable Operation & Maintenance LLC | 64629 | UT | MTN | WECC |  | 22 | 2 | NAICS-22 Non-Cogen | PV | SUN | SUN | PACE | 1727224 | 195299 | 2021
Vintage2012 | solar pv | TRUE | 59390 | N | . | True North | CD US Solar MT1 LLC | 58677 | MA | NEW | NPCC |  | 22 | 2 | NAICS-22 Non-Cogen | PV | SUN | SUN | ISNE | 59290 | 6704 | 2021
Vintage2016 | natural gas peaker | TRUE | 59391 | N | . | Red Gate Power Plant | South Texas Electric Coop, Inc | 17583 | TX | WSC | TRE |  | 22 | 1 | Electric Utility | IC | NG | NG | ERCO | 3580876 | 400595 | 2021
Vintage2013 | biomass | TRUE | 59392 | N | . | Blue Ridge Generating | North American Biofuels, LLC | 59170 | KY | ESC | RFC |  | 22 | 2 | NAICS-22 Non-Cogen | IC | LFG | MLG | PJM | 53913 | 4980 | 2021
Vintage2013 | solar pv | TRUE | 59394 | N | . | Grafton Solar | CD US Solar MT 2 LLC | 58440 | MA | NEW | NPCC |  | 22 | 2 | NAICS-22 Non-Cogen | PV | SUN | SUN | ISNE | 19138 | 2164 | 2021
Vintage2018 | other | FALSE | 59395 | N | . | City of Tulare Water Facility | City of Tulare Water Pollution Control | 59173 | CA | PACC | WECC |  | 22132 | 4 | Commercial NAICS Non-Cogen | FC | NG | NG | CISO | 233912 | 19665.854 | 2021
Vintage2019 | biomass | TRUE | 59395 | N | . | City of Tulare Water Facility | City of Tulare Water Pollution Control | 59173 | CA | PACC | WECC |  | 22132 | 4 | Commercial NAICS Non-Cogen | FC | OBG | ORW | CISO | 9746 | 819.226 | 2021
| natural gas peaker | FALSE | 59395 | N | . | City of Tulare Water Facility | City of Tulare Water Pollution Control | 59173 | CA | PACC | WECC |  | 22132 | 4 | Commercial NAICS Non-Cogen | IC | NG | NG | CISO | 0 | 0 | 2021
| biomass | FALSE | 59395 | N | . | City of Tulare Water Facility | City of Tulare Water Pollution Control | 59173 | CA | PACC | WECC |  | 22132 | 4 | Commercial NAICS Non-Cogen | IC | OBG | ORW | CISO | 0 | 0 | 2021
Vintage2020 | solar pv | FALSE | 59395 | N | . | City of Tulare Water Facility | City of Tulare Water Pollution Control | 59173 | CA | PACC | WECC |  | 22132 | 4 | Commercial NAICS Non-Cogen | PV | SUN | SUN | CISO | 35679 | 4034.25 | 2021
Vintage2014 | solar pv | TRUE | 59396 | N | . | Shaffer | CD US Solar MT3, LLC | 59174 | MA | NEW | NPCC |  | 22 | 2 | NAICS-22 Non-Cogen | PV | SUN | SUN | ISNE | 56100 | 6343 | 2021
Vintage2014 | solar pv | TRUE | 59404 | N | . | Searchlight Solar | Searchlight Solar LLC | 59175 | NV | MTN | WECC |  | 22 | 2 | NAICS-22 Non-Cogen | PV | SUN | SUN | NEVP | 420276 | 47521 | 2021
Vintage2015 | solar pv | TRUE | 59405 | N | . | Diamond Valley Solar Project | Diamond Valley Solar LLC | 59176 | CA | PACC | WECC |  | 22 | 2 | NAICS-22 Non-Cogen | PV | SUN | SUN | CISO | 22914 | 2591 | 2021
Vintage2015 | solar pv | TRUE | 59406 | N | . | Facile Solar | Facile Solar LLC | 59533 | NC | SAT | SERC |  | 22 | 2 | NAICS-22 Non-Cogen | PV | SUN | SUN | DUK | 22155 | 2505 | 2021
Vintage2014 | solar pv | TRUE | 59407 | N | . | Newman Solar | Newman Solar LLC | 59180 | TX | WSC | WECC |  | 22 | 2 | NAICS-22 Non-Cogen | PV | SUN | SUN | EPE | 230068 | 26014 | 2021
Vintage2015 | solar pv | TRUE | 59408 | N | . | Shafter Solar LLC | Shafter Solar LLC | 59183 | CA | PACC | WECC |  | 22 | 2 | NAICS-22 Non-Cogen | PV | SUN | SUN | CISO | 451019 | 50997 | 2021
Vintage2014 | solar pv | TRUE | 59409 | N | . | Madelyn Solar, LLC | CD US Solar PO 3, LLC | 59185 | CA | PACC | WECC |  | 22 | 2 | NAICS-22 Non-Cogen | PV | SUN | SUN | CISO | 25965 | 2936 | 2021
Vintage2014 | solar pv | TRUE | 59410 | N | . | Rudy Solar, LLC | CD US Solar PO 3, LLC | 59185 | CA | PACC | WECC |  | 22 | 2 | NAICS-22 Non-Cogen | PV | SUN | SUN | CISO | 22598 | 2555 | 2021
Vintage2014 | solar pv | TRUE | 59411 | N | . | Mitchell Solar, LLC | CD US Solar PO 3, LLC | 59185 | CA | PACC | WECC |  | 22 | 2 | NAICS-22 Non-Cogen | PV | SUN | SUN | CISO | 17034 | 1926 | 2021
Vintage2015 | solar pv | TRUE | 59412 | N | . | Algonquin SKIC20 Solar LLC | Algonquin Power Co | 59050 | CA | PACC | WECC |  | 22 | 2 | NAICS-22 Non-Cogen | PV | SUN | SUN | CISO | 411441 | 46522 | 2021
Vintage2015 | solar pv | TRUE | 59413 | N | . | Corcoran Solar 2 | Consolidated Edison Development Inc. | 56769 | CA | PACC | WECC |  | 22 | 2 | NAICS-22 Non-Cogen | PV | SUN | SUN | CISO | 441882 | 49964 | 2021
Vintage2015 | solar pv | TRUE | 59414 | N | . | Atwell Island West Solar | Consolidated Edison Development Inc. | 56769 | CA | PACC | WECC |  | 22 | 2 | NAICS-22 Non-Cogen | PV | SUN | SUN | CISO | 327273 | 37005 | 2021
Vintage2014 | petroleum | TRUE | 59415 | N | . | Backus Microgrid Project | Connecticut Mun Elec Engy Coop | 4180 | CT | NEW | NPCC |  | 22 | 1 | Electric Utility | IC | DFO | DFO | ISNE | 9591 | 952 | 2021
Vintage2014 | solar pv | TRUE | 59416 | N | . | Anaheim Solar Energy Plant | Anaheim Public Utilities | 59187 | CA | PACC | WECC |  | 22 | 1 | Electric Utility | PV | SUN | SUN | CISO | 28240 | 3193 | 2021
Vintage2015 | onshore wind | TRUE | 59417 | N | . | Pleasant Hill Wind Energy Project | Pleasant Hill Wind Energy LLC | 59188 | TX | WSC | MRO |  | 22 | 2 | NAICS-22 Non-Cogen | WT | WND | WND | SWPP | 216093 | 24434 | 2021
Vintage2014 | solar pv | TRUE | 59421 | N | . | SCE-Snowline-White Road (South) | SunEdison LLC | 59139 | CA | PACC | WECC |  | 22 | 2 | NAICS-22 Non-Cogen | PV | SUN | SUN | CISO | 29672 | 3355 | 2021
Vintage2014 | solar pv | TRUE | 59422 | N | . | SCE-Snowline-White Road (North) | SunEdison LLC | 59139 | CA | PACC | WECC |  | 22 | 2 | NAICS-22 Non-Cogen | PV | SUN | SUN | CISO | 31183 | 3526 | 2021
Vintage2014 | solar pv | TRUE | 59423 | N | . | SCE-Snowline-White Rd (Central) | SunEdison LLC | 59139 | CA | PACC | WECC |  | 22 | 2 | NAICS-22 Non-Cogen | PV | SUN | SUN | CISO | 27636 | 3125 | 2021
| solar pv | FALSE | 59424 | N | . | IND Solar Farm (Phase IIA) | Terraform Arcadia | 63249 | IN | ENC | RFC |  | 22 | 2 | NAICS-22 Non-Cogen | PV | SUN | SUN | MISO | 0 | 0 | 2021
Vintage2020 | biomass | TRUE | 59425 | N | . | Zimmerman Energy | Landfill Energy Systems | 59195 | IN | ENC | RFC |  | 22 | 2 | NAICS-22 Non-Cogen | IC | LFG | MLG | MISO | 697490 | 59115 | 2021
Vintage2015 | solar pv | TRUE | 59426 | N | . | GKS Solar | Cypress Creek Renewables | 61060 | NC | SAT | SERC |  | 22 | 2 | NAICS-22 Non-Cogen | PV | SUN | SUN | PJM | 75995 | 8593 | 2021
Vintage2015 | solar pv | TRUE | 59427 | N | . | Two Mile Solar | Cypress Creek Renewables | 61060 | NC | SAT | SERC |  | 22 | 2 | NAICS-22 Non-Cogen | PV | SUN | SUN | PJM | 77358 | 8747 | 2021
Vintage2014 | hydro | TRUE | 59428 | N | . | Baker Creek Hydroelectric | Baker Station Associates, LP | 59205 | CA | PACC | WECC |  | 22 | 2 | NAICS-22 Non-Cogen | HY | WAT | HYC | CISO | 16248 | 1837 | 2021
Vintage2015 | solar pv | TRUE | 59429 | N | . | Downs Farm Solar | Cypress Creek Renewables | 61060 | NC | SAT | SERC |  | 22 | 2 | NAICS-22 Non-Cogen | PV | SUN | SUN | PJM | 74927 | 8472 | 2021
Vintage2015 | solar pv | TRUE | 59430 | N | . | Solar Las Vegas MB-1 | NRG Solar Las Vegas MB-1 | 59208 | NV | MTN | WECC |  | 22 | 2 | NAICS-22 Non-Cogen | PV | SUN | SUN | NEVP | 71644 | 8101 | 2021
Vintage2015 | solar pv | TRUE | 59431 | N | . | Sierra Solar Greenworks | AES Distributed Energy | 61012 | CA | PACC | WECC |  | 22 | 2 | NAICS-22 Non-Cogen | PV | SUN | SUN | CISO | 339831 | 38425 | 2021
Vintage2014 | solar pv | TRUE | 59432 | N | . | Duke Building 87 | Concord New Energy | 59209 | IN | ENC | RFC |  | 22 | 2 | NAICS-22 Non-Cogen | PV | SUN | SUN | MISO | 23914 | 2704 | 2021
Vintage2014 | solar pv | TRUE | 59433 | N | . | Duke Building 98 | Concord New Energy | 59209 | IN | ENC | RFC |  | 22 | 2 | NAICS-22 Non-Cogen | PV | SUN | SUN | MISO | 32677 | 3695 | 2021
Vintage2014 | solar pv | TRUE | 59434 | N | . | Duke Building 129 | Concord New Energy | 59209 | IN | ENC | RFC |  | 22 | 2 | NAICS-22 Non-Cogen | PV | SUN | SUN | MISO | 40311 | 4558 | 2021
Vintage2014 | onshore wind | TRUE | 59435 | N | . | Oak Tree Energy | Consolidated Edison Development Inc. | 56769 | SD | WNC | MRO |  | 22 | 2 | NAICS-22 Non-Cogen | WT | WND | WND | SWPP | 635160 | 71818 | 2021
Vintage2014 | biomass | TRUE | 59436 | N | . | Lennon Generating | North American Natural Res | 13559 | MI | ENC | RFC |  | 22 | 2 | NAICS-22 Non-Cogen | IC | LFG | MLG | MISO | 219892 | 32363 | 2021
Vintage2013 | hydro | TRUE | 59437 | N | . | Stillwater B | Brookfield Black Bear Hydro, LLC | 59178 | ME | NEW | NPCC |  | 22 | 2 | NAICS-22 Non-Cogen | HY | WAT | HYC | ISNE | 107702 | 12178 | 2021
Vintage2013 | hydro | TRUE | 59438 | N | . | Orono B | Brookfield Black Bear Hydro, LLC | 59178 | ME | NEW | NPCC |  | 22 | 2 | NAICS-22 Non-Cogen | HY | WAT | HYC | ISNE | 139798 | 15807 | 2021
Vintage2013 | biomass | TRUE | 59439 | N | . | COC Surry LFG, LLC | Petra Engineering | 59177 | NC | SAT | SERC |  | 22 | 2 | NAICS-22 Non-Cogen | IC | LFG | MLG | DUK | 71706 | 6313 | 2021
Vintage2015 | solar pv | TRUE | 59440 | N | . | Adelanto Solar II, LLC | Adelanto Solar II, LLC | 59212 | CA | PACC | WECC |  | 22 | 2 | NAICS-22 Non-Cogen | PV | SUN | SUN | CISO | 153134 | 17315 | 2021
Vintage2015 | solar pv | TRUE | 59441 | N | . | Adelanto Solar, LLC | Adelanto Solar, LLC | 59211 | CA | PACC | WECC |  | 22 | 2 | NAICS-22 Non-Cogen | PV | SUN | SUN | CISO | 497458 | 56248 | 2021
Vintage2015 | onshore wind | TRUE | 59442 | N | . | Logans Gap Wind LLC | Pattern Operators LP | 56545 | TX | WSC | TRE |  | 22 | 2 | NAICS-22 Non-Cogen | WT | WND | WND | ERCO | 5751970 | 650381 | 2021
Vintage2014 | solar pv | TRUE | 59443 | N | . | TA-Acacia, LLC | Onward Energy | 60453 | CA | PACC | WECC |  | 22 | 2 | NAICS-22 Non-Cogen | PV | SUN | SUN | CISO | 506540 | 57275 | 2021
Vintage2015 | solar pv | TRUE | 59444 | N | . | Desert Star Hybrid | Arizona Public Service Co | 803 | AZ | MTN | WECC |  | 22 | 1 | Electric Utility | PV | SUN | SUN | AZPS | 279707 | 31627 | 2021
Vintage2013 | solar pv | TRUE | 59445 | N | . | St. Albans SPEED Project | St. Albans Solar Partners, LLC | 59215 | VT | NEW | NPCC |  | 22 | 2 | NAICS-22 Non-Cogen | PV | SUN | SUN | ISNE | 23639 | 2673 | 2021
Vintage2011 | solar pv | TRUE | 59446 | N | . | Cranbury | RE Cranbury Solar 1, LLC | 59214 | NJ | MAT | RFC |  | 22 | 2 | NAICS-22 Non-Cogen | PV | SUN | SUN | PJM | 57937 | 6551 | 2021
Vintage2003 | biomass | TRUE | 59448 | Y | . | Waxdale | S.C. Johnson & Son, Inc. | 59216 | WI | ENC | RFC |  | 325 | 7 | Industrial NAICS Cogen | GT | LFG | MLG | MISO | 60016 | 10883.647 | 2021
Vintage2005 | natural gas peaker | FALSE | 59448 | Y | . | Waxdale | S.C. Johnson & Son, Inc. | 59216 | WI | ENC | RFC |  | 325 | 7 | Industrial NAICS Cogen | GT | NG | NG | MISO | 110528 | 20043.353 | 2021
Vintage2012 | onshore wind | FALSE | 59448 | Y | . | Waxdale | S.C. Johnson & Son, Inc. | 59216 | WI | ENC | RFC |  | 325 | 7 | Industrial NAICS Cogen | WT | WND | WND | MISO | 60767 | 6871 | 2021
Vintage2015 | solar pv | TRUE | 59449 | N | . | Decatur County Solar Project | Southern Power Co | 17650 | GA | SAT | SERC |  | 22 | 2 | NAICS-22 Non-Cogen | PV | SUN | SUN | SOCO | 351478 | 39742 | 2021
Vintage2015 | solar pv | TRUE | 59450 | N | . | Decatur Parkway Solar Project, LLC | Southern Power Co | 17650 | GA | SAT | SERC |  | 22 | 2 | NAICS-22 Non-Cogen | PV | SUN | SUN | SOCO | 1358500 | 153607 | 2021
Vintage2013 | solar pv | TRUE | 59451 | N | . | CBC Solar Energy Gen Fac Phase 2 | CBC Alternative Energy, LLC | 59217 | NC | SAT | SERC |  | 22 | 2 | NAICS-22 Non-Cogen | PV | SUN | SUN | CPLE | 36393 | 4115 | 2021
Vintage2018 | natural gas peaker | FALSE | 59452 | Y | . | East. Michigan Univ. Heating Plant | East. Michigan Univ. Heating Plant | 59218 | MI | ENC | RFC |  | 611 | 5 | Commercial NAICS Cogen | GT | NG | NG | MISO | 131264 | 27522.32 | 2021
Vintage2020 | natural gas peaker | FALSE | 59453 | Y | . | Albany Medical Ctr Cogen Plant | Albany Medical Center | 59219 | NY | MAT | NPCC |  | 622 | 5 | Commercial NAICS Cogen | GT | NG | NG | NYIS | 192968 | 32713 | 2021
Vintage2013 | solar pv | TRUE | 59454 | N | . | Valencia Solar | Valencia Solar, LLC | 59220 | AZ | MTN | WECC |  | 22 | 2 | NAICS-22 Non-Cogen | PV | SUN | SUN | TEPC | 237637 | 26870 | 2021
Vintage2012 | solar pv | TRUE | 59455 | N | . | Tech Park Solar | Tech Park Solar, LLC | 59221 | AZ | MTN | WECC |  | 22 | 2 | NAICS-22 Non-Cogen | PV | SUN | SUN | TEPC | 122596 | 13862 | 2021
Vintage2015 | natural gas peaker | FALSE | 59456 | Y | . | P Plant | Qualcomm Incorporated | 59222 | CA | PACC | WECC |  | 541 | 5 | Commercial NAICS Cogen | GT | NG | NG | CISO | 267217 | 36937 | 2021
Vintage2013 | natural gas peaker | FALSE | 59457 | Y | . | Q Plant | Qualcomm Incorporated | 59222 | CA | PACC | WECC |  | 541 | 5 | Commercial NAICS Cogen | GT | NG | NG | CISO | 186714 | 35893 | 2021
Vintage2005 | natural gas peaker | FALSE | 59458 | Y | . | W Plant | Qualcomm Incorporated | 59222 | CA | PACC | WECC |  | 541 | 5 | Commercial NAICS Cogen | GT | NG | NG | CISO | 201752 | 33400 | 2021
| solar pv | FALSE | 59459 | N | . | Hickory Ridge Landfill Solar Project | BFI Waste Systems of GA, LLC | 59223 | GA | SAT | SERC |  | 22 | 2 | NAICS-22 Non-Cogen | PV | SUN | SUN | SEPA | 0 | 0 | 2021
Vintage2015 | onshore wind | TRUE | 59460 | N | . | Kay Wind, LLC | Southern Power Co | 17650 | OK | WSC | MRO |  | 22 | 2 | NAICS-22 Non-Cogen | WT | WND | WND | SPA | 8457632 | 956313 | 2021
Vintage2016 | biomass | TRUE | 59461 | N | . | Bowerman Power LFG, LLC | Bowerman Power LFG, LLC | 59228 | CA | PACC | WECC |  | 22 | 2 | NAICS-22 Non-Cogen | IC | LFG | MLG | CISO | 1590154 | 151099 | 2021
Vintage2014 | solar pv | TRUE | 59462 | N | . | Denver Intl Airport IV Solar | Denver Int'l Airport IV Solar | 59229 | CO | MTN | WECC |  | 22 | 2 | NAICS-22 Non-Cogen | PV | SUN | SUN | SWPP | 26534 | 3000 | 2021
Vintage2014 | solar pv | TRUE | 59463 | N | . | Ayers Village Solar | DESRI V Mass Solar Holdco, LLC | 59230 | MA | NEW | NPCC |  | 22 | 2 | NAICS-22 Non-Cogen | PV | SUN | SUN | ISNE | 23419 | 2648 | 2021
Vintage2014 | solar pv | TRUE | 59464 | N | . | Monson Solar | DESRI V Mass Solar Holdco, LLC | 59230 | MA | NEW | NPCC |  | 22 | 2 | NAICS-22 Non-Cogen | PV | SUN | SUN | ISNE | 36403 | 4116 | 2021
Vintage2014 | solar pv | TRUE | 59465 | N | . | Sullivan Solar | DESRI V Mass Solar Holdco, LLC | 59230 | MA | NEW | NPCC |  | 22 | 2 | NAICS-22 Non-Cogen | PV | SUN | SUN | ISNE | 20067 | 2269 | 2021
Vintage2014 | solar pv | TRUE | 59466 | N | . | Winchendon Solar | DESRI V Mass Solar Holdco, LLC | 59230 | MA | NEW | NPCC |  | 22 | 2 | NAICS-22 Non-Cogen | PV | SUN | SUN | ISNE | 22915 | 2591 | 2021
Vintage2015 | natural gas peaker | TRUE | 59467 | N | . | Coldwater Peaking Plant | Coldwater Board of Public Util | 3915 | MI | ENC | RFC |  | 22 | 1 | Electric Utility | IC | NG | NG | MISO | 14836 | 1566 | 2021
Vintage2013 | solar pv | TRUE | 59468 | N | . | KS Solar Six LLC | Kearsarge Solar LLC | 59232 | MA | NEW | NPCC |  | 22 | 2 | NAICS-22 Non-Cogen | PV | SUN | SUN | ISNE | 25427 | 2875 | 2021
Vintage2015 | solar pv | TRUE | 59469 | N | . | Alamo Solar | Onward Energy | 60453 | CA | PACC | WECC |  | 22 | 2 | NAICS-22 Non-Cogen | PV | SUN | SUN | CISO | 417922 | 47255 | 2021
Vintage2014 | solar pv | TRUE | 59470 | N | . | Cornell Snyder Road Solar Array | Ulysses Solar, LLC | 59237 | NY | MAT | NPCC |  | 22 | 2 | NAICS-22 Non-Cogen | PV | SUN | SUN | NYIS | 15221 | 1721 | 2021
Vintage2015 | solar pv | FALSE | 59472 | N | . | Ft. Churchill PV | Sierra Pacific Power Co | 17166 | NV | MTN | WECC |  | 518 | 4 | Commercial NAICS Non-Cogen | PV | SUN | SUN | NEVP | 269840 | 30511 | 2021
Vintage2017 | solar pv | FALSE | 59473 | N | . | Apple Campus 2 PV | Apple, Inc | 57369 | CA | PACC | WECC |  | 334 | 6 | Industrial NAICS Non-Cogen | PV | SUN | SUN | CISO | 136207 | 15401 | 2021
Vintage2015 | solar pv | FALSE | 59474 | N | . | Apple Data Center PV3 | Apple, Inc | 57369 | NC | SAT | SERC |  | 518 | 4 | Commercial NAICS Non-Cogen | PV | SUN | SUN | DUK | 312442 | 35328 | 2021
Vintage2014 | onshore wind | TRUE | 59475 | N | . | Palo Duro Wind | Palo Duro Wind | 59238 | TX | WSC | MRO |  | 22 | 2 | NAICS-22 Non-Cogen | WT | WND | WND | SWPP | 9098512 | 1028778 | 2021
Vintage2014 | solar pv | TRUE | 59476 | N | . | Clarendon Solar Farm | Clarendon Solar Farm, LLC | 59240 | VT | NEW | NPCC |  | 22 | 2 | NAICS-22 Non-Cogen | PV | SUN | SUN | ISNE | 24323 | 2750 | 2021
Vintage2014 | solar pv | TRUE | 59477 | N | . | Claire Solar Farm | Claire Solar Partners LLC | 59241 | VT | NEW | NPCC |  | 22 | 2 | NAICS-22 Non-Cogen | PV | SUN | SUN | ISNE | 28398 | 3211 | 2021
Vintage2014 | solar pv | TRUE | 59478 | N | . | IMPA Richmond Solar Park | Indiana Municipal Power Agency | 9234 | IN | ENC | RFC |  | 22 | 1 | Electric Utility | PV | SUN | SUN | PJM | 12135 | 1372 | 2021
Vintage2014 | solar pv | TRUE | 59479 | N | . | IMPA Frankton Solar Park | Indiana Municipal Power Agency | 9234 | IN | ENC | RFC |  | 22 | 1 | Electric Utility | PV | SUN | SUN | PJM | 11392 | 1288 | 2021
Vintage2014 | solar pv | TRUE | 59480 | N | . | IMPA Rensselaer Solar Park | Indiana Municipal Power Agency | 9234 | IN | ENC | RFC |  | 22 | 1 | Electric Utility | PV | SUN | SUN | MISO | 13099 | 1481 | 2021
Vintage2015 | solar pv | TRUE | 59481 | N | . | IMPA Peru Solar Park | Indiana Municipal Power Agency | 9234 | IN | ENC | RFC |  | 22 | 1 | Electric Utility | PV | SUN | SUN | MISO | 14583 | 1649 | 2021
Vintage2015 | solar pv | TRUE | 59482 | N | . | IMPA Tell City Solar Park | Indiana Municipal Power Agency | 9234 | IN | ENC | RFC |  | 22 | 1 | Electric Utility | PV | SUN | SUN | MISO | 13911 | 1573 | 2021
Vintage2015 | solar pv | TRUE | 59483 | N | . | IMPA Crawfordsville Solar Park | Indiana Municipal Power Agency | 9234 | IN | ENC | RFC |  | 22 | 1 | Electric Utility | PV | SUN | SUN | MISO | 13027 | 1473 | 2021
Vintage2014 | solar pv | TRUE | 59484 | N | . | Hadley Solar NG, LLC | NuGen Capital Management | 59254 | MA | NEW | NPCC |  | 22 | 2 | NAICS-22 Non-Cogen | PV | SUN | SUN | ISNE | 30953 | 3500 | 2021
Vintage2014 | solar pv | TRUE | 59485 | N | . | 265 Pleasant Solar NG, LLC | NuGen Capital Management | 59254 | MA | NEW | NPCC |  | 22 | 2 | NAICS-22 Non-Cogen | PV | SUN | SUN | ISNE | 11964 | 1353 | 2021
Vintage2016 | solar pv | TRUE | 59486 | N | . | Lanier Solar | Cypress Creek Renewables | 61060 | NC | SAT | SERC |  | 22 | 2 | NAICS-22 Non-Cogen | PV | SUN | SUN | DUK | 82214 | 9296 | 2021
Vintage2015 | solar pv | TRUE | 59487 | N | . | Highwater Solar I | Cypress Creek Renewables | 61060 | NC | SAT | SERC |  | 22 | 2 | NAICS-22 Non-Cogen | PV | SUN | SUN | DUK | 82134 | 9287 | 2021
Vintage2018 | solar pv | TRUE | 59488 | N | . | Bearford Solar II | Bearford Solar II, LLC | 59247 | NC | SAT | SERC |  | 22 | 2 | NAICS-22 Non-Cogen | PV | SUN | SUN | DUK | 83744 | 9469 | 2021
Vintage2014 | solar pv | TRUE | 59489 | N | . | Anthony Wayne Solar #1 | GEM Energy LLC | 59244 | OH | ENC | RFC |  | 22 | 2 | NAICS-22 Non-Cogen | PV | SUN | SUN | PJM | 14903 | 1685 | 2021
Vintage2017 | onshore wind | TRUE | 59490 | N | . | Jett Creek Windfarm (Burnt River) | Jett Creek | 59860 | OR | PACC | WECC |  | 22 | 2 | NAICS-22 Non-Cogen | WT | WND | WND | IPCO | 268256 | 30332 | 2021
Vintage2017 | onshore wind | TRUE | 59491 | N | . | Benson Creek Windfarm (Burnt River) | Benson Creek | 59861 | OR | PACC | WECC |  | 22 | 2 | NAICS-22 Non-Cogen | WT | WND | WND | IPCO | 294135 | 33258 | 2021
Vintage2017 | onshore wind | TRUE | 59492 | N | . | Durbin Creek Windfarm (Burnt River) | Durbin Creek | 59862 | OR | PACC | WECC |  | 22 | 2 | NAICS-22 Non-Cogen | WT | WND | WND | IPCO | 258652 | 29246 | 2021
Vintage2017 | onshore wind | TRUE | 59493 | N | . | Prospector Windfarm (Burnt River) | Prospector | 59863 | OR | PACC | WECC |  | 22 | 2 | NAICS-22 Non-Cogen | WT | WND | WND | IPCO | 273553 | 30931 | 2021
Vintage2017 | onshore wind | TRUE | 59494 | N | . | Willow Spring Windfarm (Burnt River) | Willow Spring | 59864 | OR | PACC | WECC |  | 22 | 2 | NAICS-22 Non-Cogen | WT | WND | WND | IPCO | 294946 | 33350 | 2021
Vintage2014 | solar pv | TRUE | 59495 | N | . | Antares-GRE 314 East Lyme LLC | Goldman Sachs Renewable Power LLC | 61944 | CT | NEW | NPCC |  | 22 | 2 | NAICS-22 Non-Cogen | PV | SUN | SUN | ISNE | 53568 | 6057 | 2021
Vintage0 | petroleum | FALSE | 59496 | Y | . | BYUI Central Energy Facility | Brigham Young Univ Idaho | 59251 | ID | MTN | WECC |  | 611 | 5 | Commercial NAICS Cogen | GT | DFO | DFO | PACE | 558 | 125.919 | 2021
Vintage2015 | natural gas peaker | FALSE | 59496 | Y | . | BYUI Central Energy Facility | Brigham Young Univ Idaho | 59251 | ID | MTN | WECC |  | 611 | 5 | Commercial NAICS Cogen | GT | NG | NG | PACE | 170848 | 38556.081 | 2021
Vintage2015 | solar pv | TRUE | 59497 | N | . | Andrew Solar | Cypress Creek Renewables | 61060 | NC | SAT | SERC |  | 22 | 2 | NAICS-22 Non-Cogen | PV | SUN | SUN | DUK | 81125 | 9173 | 2021
Vintage2015 | solar pv | TRUE | 59498 | N | . | Tracy Solar | Cypress Creek Renewables | 61060 | NC | SAT | SERC |  | 22 | 2 | NAICS-22 Non-Cogen | PV | SUN | SUN | DUK | 157316 | 17788 | 2021
Vintage2016 | solar pv | TRUE | 59499 | N | . | Candace Solar | Cypress Creek Renewables | 61060 | NC | SAT | SERC |  | 22 | 2 | NAICS-22 Non-Cogen | PV | SUN | SUN | CPLE | 78207 | 8843 | 2021
Vintage2015 | solar pv | TRUE | 59500 | N | . | Sarah Solar | USF Surry, LLC | 63233 | NC | SAT | SERC |  | 22 | 2 | NAICS-22 Non-Cogen | PV | SUN | SUN | CPLE | 73174 | 8274 | 2021
Vintage2015 | solar pv | TRUE | 59501 | N | . | Nitro Solar | USF Surry, LLC | 63233 | NC | SAT | SERC |  | 22 | 2 | NAICS-22 Non-Cogen | PV | SUN | SUN | CPLE | 66800 | 7553 | 2021
Vintage2015 | solar pv | TRUE | 59502 | N | . | Melinda Solar | Cypress Creek Renewables | 61060 | NC | SAT | SERC |  | 22 | 2 | NAICS-22 Non-Cogen | PV | SUN | SUN | CPLE | 75069 | 8488 | 2021
Vintage2016 | solar pv | TRUE | 59503 | N | . | Jacob Solar | Cypress Creek Renewables | 61060 | NC | SAT | SERC |  | 22 | 2 | NAICS-22 Non-Cogen | PV | SUN | SUN | DUK | 79939 | 9039 | 2021
Vintage2015 | solar pv | TRUE | 59504 | N | . | Porter Solar | Cypress Creek Renewables | 61060 | NC | SAT | SERC |  | 22 | 2 | NAICS-22 Non-Cogen | PV | SUN | SUN | CPLE | 65807 | 7441 | 2021
Vintage2015 | solar pv | TRUE | 59505 | N | . | Sun Devil Solar | Cypress Creek Renewables | 61060 | NC | SAT | SERC |  | 22 | 2 | NAICS-22 Non-Cogen | PV | SUN | SUN | CPLE | 77403 | 8752 | 2021
Vintage2015 | solar pv | TRUE | 59506 | N | . | Quincy Solar | Cypress Creek Renewables | 61060 | NC | SAT | SERC |  | 22 | 2 | NAICS-22 Non-Cogen | PV | SUN | SUN | CPLE | 60317 | 6820 | 2021
Vintage2016 | solar pv | TRUE | 59507 | N | . | Kenneth Solar | Cypress Creek Renewables | 61060 | NC | SAT | SERC |  | 22 | 2 | NAICS-22 Non-Cogen | PV | SUN | SUN | CPLE | 41213 | 4660 | 2021
Vintage2016 | solar pv | TRUE | 59508 | N | . | Chei Solar | Cypress Creek Renewables | 61060 | NC | SAT | SERC |  | 22 | 2 | NAICS-22 Non-Cogen | PV | SUN | SUN | CPLE | 72996 | 8254 | 2021
Vintage2016 | solar pv | TRUE | 59509 | N | . | Murdock Solar | Cypress Creek Renewables | 61060 | NC | SAT | SERC |  | 22 | 2 | NAICS-22 Non-Cogen | PV | SUN | SUN | CPLE | 60388 | 6828 | 2021
Vintage2016 | solar pv | TRUE | 59510 | N | . | Husky Solar | Cypress Creek Renewables | 61060 | NC | SAT | SERC |  | 22 | 2 | NAICS-22 Non-Cogen | PV | SUN | SUN | DUK | 78516 | 8878 | 2021
Vintage2016 | solar pv | TRUE | 59511 | N | . | Beetle Solar | Cypress Creek Renewables | 61060 | NC | SAT | SERC |  | 22 | 2 | NAICS-22 Non-Cogen | PV | SUN | SUN | DUK | 57107 | 6457 | 2021
Vintage2016 | solar pv | TRUE | 59512 | N | . | Happy Solar | Cypress Creek Renewables | 61060 | NC | SAT | SERC |  | 22 | 2 | NAICS-22 Non-Cogen | PV | SUN | SUN | CPLE | 63393 | 7168 | 2021
Vintage2016 | solar pv | TRUE | 59513 | N | . | Meadows PV 1 | Fresh Air Energy XVIII, LLC | 59263 | NC | SAT | SERC |  | 22 | 2 | NAICS-22 Non-Cogen | PV | SUN | SUN | PJM | 305153 | 34504 | 2021
Vintage2017 | solar pv | TRUE | 59514 | N | . | Flat Meeks PV 1 | Ecoplexus, Inc | 58970 | NC | SAT | SERC |  | 22 | 2 | NAICS-22 Non-Cogen | PV | SUN | SUN | PJM | 77065 | 8714 | 2021
Vintage2016 | solar pv | TRUE | 59515 | N | . | Benthall Bridge PV 1 | Ecoplexus, Inc | 58970 | NC | SAT | SERC |  | 22 | 2 | NAICS-22 Non-Cogen | PV | SUN | SUN | PJM | 86866 | 9822 | 2021
Vintage2017 | solar pv | TRUE | 59516 | N | . | American Legion PV 1 | Ecoplexus, Inc | 58970 | NC | SAT | SERC |  | 22 | 2 | NAICS-22 Non-Cogen | PV | SUN | SUN | PJM | 241609 | 27319 | 2021
Vintage2016 | solar pv | TRUE | 59517 | N | . | Baker PV 1 | Ecoplexus, Inc | 58970 | NC | SAT | SERC |  | 22 | 2 | NAICS-22 Non-Cogen | PV | SUN | SUN | PJM | 78959 | 8928 | 2021
Vintage2020 | solar pv | TRUE | 59518 | N | . | Grandy PV 1 | Ecoplexus, Inc | 58970 | NC | SAT | SERC |  | 22 | 2 | NAICS-22 Non-Cogen | PV | SUN | SUN | PJM | 255779 | 28921 | 2021
Vintage2015 | solar pv | TRUE | 59519 | N | . | Old Catawba PV 1 | Ecoplexus, Inc | 58970 | NC | SAT | SERC |  | 22 | 2 | NAICS-22 Non-Cogen | PV | SUN | SUN | DUK | 52196 | 5902 | 2021
Vintage2018 | solar pv | TRUE | 59520 | N | . | Manning PV 1 | Ecoplexus, Inc | 58970 | NC | SAT | SERC |  | 22 | 2 | NAICS-22 Non-Cogen | PV | SUN | SUN | DUK | 84876 | 9597 | 2021
Vintage2015 | solar pv | TRUE | 59521 | N | . | Little River PV 1 | Ecoplexus, Inc | 58970 | NC | SAT | SERC |  | 22 | 2 | NAICS-22 Non-Cogen | PV | SUN | SUN | DUK | 79516 | 8991 | 2021
Vintage2017 | solar pv | TRUE | 59522 | N | . | Giffen Solar Park | Giffen Solar Park, LLC | 59257 | CA | PACC | WECC |  | 22 | 2 | NAICS-22 Non-Cogen | PV | SUN | SUN | CISO | 272033 | 30759 | 2021
Vintage2016 | solar pv | TRUE | 59523 | N | . | Five Points Solar Park | Five Points Solar Park, LLC | 59258 | CA | PACC | WECC |  | 22 | 2 | NAICS-22 Non-Cogen | PV | SUN | SUN | CISO | 1254424 | 141839 | 2021
Vintage2019 | solar pv | TRUE | 59524 | N | . | Blackwell Solar Park | Consolidated Edison Development Inc. | 56769 | CA | PACC | WECC |  | 22 | 2 | NAICS-22 Non-Cogen | PV | SUN | SUN | CISO | 414702 | 46891 | 2021
Vintage2019 | solar pv | TRUE | 59525 | N | . | Wright Solar Park | Wright Solar Park LLC | 59260 | CA | PACC | WECC |  | 22 | 2 | NAICS-22 Non-Cogen | PV | SUN | SUN | CISO | 4445269 | 502631 | 2021
Vintage2015 | solar pv | TRUE | 59526 | N | . | Whitakers | Colonial Eagle Solar, LLC | 59261 | NC | SAT | SERC |  | 22 | 2 | NAICS-22 Non-Cogen | PV | SUN | SUN | PJM | 233207 | 26369 | 2021
Vintage2015 | solar pv | TRUE | 59527 | N | . | Kelford | Colonial Eagle Solar, LLC | 59261 | NC | SAT | SERC |  | 22 | 2 | NAICS-22 Non-Cogen | PV | SUN | SUN | PJM | 384192 | 43441 | 2021
Vintage2016 | solar pv | TRUE | 59528 | N | . | Solar Oasis LLC | Solar Oasis, LLC | 64659 | CA | PACC | WECC |  | 22 | 2 | NAICS-22 Non-Cogen | PV | SUN | SUN | CISO | 455287 | 51480 | 2021
Vintage2019 | biomass | TRUE | 59529 | N | . | Bannock County LFG to Energy | Bannock County Landfill | 59239 | ID | MTN | WECC |  | 562212 | 4 | Commercial NAICS Non-Cogen | IC | LFG | MLG | IPCO | 121649 | 12191 | 2021
Vintage2014 | solar pv | TRUE | 59530 | N | . | Pasquotank | Colonial Eagle Solar, LLC | 59261 | NC | SAT | SERC |  | 22 | 2 | NAICS-22 Non-Cogen | PV | SUN | SUN | PJM | 377143 | 42644 | 2021
Vintage2020 | solar pv | TRUE | 59531 | N | . | Borden Solar Farm | 41MB 8me, LLC | 59272 | CA | PACC | WECC |  | 22 | 2 | NAICS-22 Non-Cogen | PV | SUN | SUN | CISO | 1064951 | 120415 | 2021
Vintage2016 | solar pv | TRUE | 59532 | N | . | Springbok Solar Farm 1 | 62SK 8me, LLC | 59273 | CA | PACC | WECC |  | 22 | 2 | NAICS-22 Non-Cogen | PV | SUN | SUN | LDWP | 2615968 | 295790 | 2021
Vintage2015 | solar pv | TRUE | 59533 | N | . | Princeton | USF Surry, LLC | 63233 | NC | SAT | SERC |  | 22 | 2 | NAICS-22 Non-Cogen | PV | SUN | SUN | CPLE | 78244 | 8847 | 2021
Vintage2015 | solar pv | TRUE | 59534 | N | . | 4Oaks | USF Surry, LLC | 63233 | NC | SAT | SERC |  | 22 | 2 | NAICS-22 Non-Cogen | PV | SUN | SUN | CPLE | 74273 | 8398 | 2021
Vintage2015 | solar pv | TRUE | 59535 | N | . | SR Hazlehurst | SR Hazlehurst, LLC | 59274 | GA | SAT | SERC |  | 22 | 2 | NAICS-22 Non-Cogen | PV | SUN | SUN | SOCO | 309027 | 34942 | 2021
Vintage2015 | solar pv | TRUE | 59536 | N | . | Coronus Adelanto West 1 | CF SBC Master Tenant One LLC | 59275 | CA | PACC | WECC |  | 22 | 2 | NAICS-22 Non-Cogen | PV | SUN | SUN | CISO | 29371 | 3321 | 2021
Vintage2015 | solar pv | TRUE | 59537 | N | . | Coronus Adelanto West 2 | CF SBC Master Tenant One LLC | 59275 | CA | PACC | WECC |  | 22 | 2 | NAICS-22 Non-Cogen | PV | SUN | SUN | CISO | 28939 | 3272 | 2021
Vintage2015 | solar pv | TRUE | 59539 | N | . | Park Meridian #1 | Kona Solar, LLC | 59284 | CA | PACC | WECC |  | 22 | 2 | NAICS-22 Non-Cogen | PV | SUN | SUN | CISO | 24860 | 2811 | 2021
Vintage2015 | solar pv | TRUE | 59540 | N | . | Rancho Cucamonga Dist #1 | Kona Solar, LLC | 59284 | CA | PACC | WECC |  | 22 | 2 | NAICS-22 Non-Cogen | PV | SUN | SUN | CISO | 28142 | 3182 | 2021
Vintage2015 | solar pv | TRUE | 59541 | N | . | Terra Francesco | Kona Solar, LLC | 59284 | CA | PACC | WECC |  | 22 | 2 | NAICS-22 Non-Cogen | PV | SUN | SUN | CISO | 19766 | 2235 | 2021
Vintage2016 | solar pv | TRUE | 59542 | N | . | Innovative Solar 6 | Cypress Creek Renewables | 61060 | NC | SAT | SERC |  | 22 | 2 | NAICS-22 Non-Cogen | PV | SUN | SUN | CPLE | 48404 | 5473 | 2021
Vintage2013 | solar pv | FALSE | 59543 | N | . | Acton Solar Landfill | Heliovaas LLC | 59286 | MA | NEW | NPCC |  | 92 | 4 | Commercial NAICS Non-Cogen | PV | SUN | SUN | ISNE | 15991 | 1808 | 2021
Vintage2012 | solar pv | TRUE | 59544 | N | . | Parlin Solar LLC | Laurel Capital Partners | 59287 | NJ | MAT | RFC |  | 22 | 2 | NAICS-22 Non-Cogen | PV | SUN | SUN | PJM | 8509 | 962 | 2021
Vintage2012 | solar pv | TRUE | 59545 | N | . | Springfield Solar LLC | Laurel Capital Partners | 59287 | OH | ENC | RFC |  | 22 | 2 | NAICS-22 Non-Cogen | PV | SUN | SUN | PJM | 8047 | 910 | 2021
Vintage2012 | solar pv | TRUE | 59546 | N | . | Beaver Solar LLC | Laurel Capital Partners | 59287 | PA | MAT | RFC |  | 22 | 2 | NAICS-22 Non-Cogen | PV | SUN | SUN | PJM | 11666 | 1319 | 2021
Vintage2016 | onshore wind | TRUE | 59547 | N | . | Fowler Ridge IV Wind Farm LLC | Pattern Operators LP | 56545 | IN | ENC | RFC |  | 22 | 2 | NAICS-22 Non-Cogen | WT | WND | WND | PJM | 3502128 | 395989 | 2021
Vintage2015 | solar pv | TRUE | 59548 | N | . | Creswell Alligood Solar, LLC | Creswell Alligood Solar, LLC | 59288 | NC | SAT | SERC |  | 22 | 2 | NAICS-22 Non-Cogen | PV | SUN | SUN | PJM | 244909 | 27692 | 2021
Vintage2015 | solar pv | TRUE | 59549 | N | . | Everetts Wildcat Solar, LLC | Everetts Wildcat Solar, LLC | 59289 | NC | SAT | SERC |  | 22 | 2 | NAICS-22 Non-Cogen | PV | SUN | SUN | PJM | 89368 | 10105 | 2021
Vintage2014 | solar pv | TRUE | 59550 | N | . | Putah Creek Solar Farm | Solvida Energy Group/Blue Oak Energy | 59290 | CA | PACC | WECC |  | 22 | 2 | NAICS-22 Non-Cogen | PV | SUN | SUN | CISO | 46059 | 5208 | 2021
Vintage2014 | solar pv | TRUE | 59551 | N | . | FLS Solar 200, LLC | AES Distributed Energy | 61012 | NC | SAT | SERC |  | 22 | 2 | NAICS-22 Non-Cogen | PV | SUN | SUN | CPLE | 52932 | 5985 | 2021
Vintage2014 | solar pv | TRUE | 59552 | N | . | FLS Solar 170, LLC | AES Distributed Energy | 61012 | NC | SAT | SERC |  | 22 | 2 | NAICS-22 Non-Cogen | PV | SUN | SUN | CPLE | 29921 | 3383 | 2021
Vintage2014 | solar pv | TRUE | 59553 | N | . | Innovative Solar 14, LLC | AES Distributed Energy | 61012 | NC | SAT | SERC |  | 22 | 2 | NAICS-22 Non-Cogen | PV | SUN | SUN | CPLE | 29044 | 3284 | 2021
Vintage2014 | solar pv | TRUE | 59554 | N | . | Innovative Solar 15, LLC | AES Distributed Energy | 61012 | NC | SAT | SERC |  | 22 | 2 | NAICS-22 Non-Cogen | PV | SUN | SUN | DUK | 27814 | 3145 | 2021
Vintage2015 | solar pv | TRUE | 59555 | N | . | Vega Solar | Vega Solar, LLC | 59298 | CA | PACC | WECC |  | 22 | 2 | NAICS-22 Non-Cogen | PV | SUN | SUN | CISO | 442113 | 49990 | 2021
Vintage2014 | solar pv | TRUE | 59556 | N | . | Dalton 2 | Georgia Power Co | 7140 | GA | SAT | SERC |  | 22 | 1 | Electric Utility | PV | SUN | SUN | SOCO | 93286 | 10548 | 2021
Vintage2017 | biomass | TRUE | 59557 | N | . | Apple Campus 2 Fuel Cell | Apple, Inc | 57369 | CA | PACC | WECC |  | 334 | 6 | Industrial NAICS Non-Cogen | FC | LFG | MLG | CISO | 196872 | 14934 | 2021
| biomass | FALSE | 59557 | N | . | Apple Campus 2 Fuel Cell | Apple, Inc | 57369 | CA | PACC | WECC |  | 334 | 6 | Industrial NAICS Non-Cogen | FC | OBG | ORW | CISO | 0 | 0 | 2021
Vintage2014 | solar pv | TRUE | 59558 | N | . | Sandoval Solar Energy Center | PNM Resources | 59300 | NM | MTN | WECC |  | 22 | 1 | Electric Utility | PV | SUN | SUN | PNM | 126081 | 14256 | 2021
Vintage2015 | solar pv | TRUE | 59560 | N | . | Springer Solar 1 | Springer Electric Coop, Inc | 17826 | NM | MTN | WECC |  | 22 | 1 | Electric Utility | PV | SUN | SUN | PNM | 21509 | 2432 | 2021
Vintage2014 | solar pv | TRUE | 59561 | N | . | Crockett Farm | Strata Manager, LLC | 64778 | NC | SAT | SERC |  | 22 | 2 | NAICS-22 Non-Cogen | PV | SUN | SUN | CPLE | 80737 | 9129 | 2021
Vintage2014 | solar pv | TRUE | 59562 | N | . | Eastover Farm | Strata Manager, LLC | 64778 | NC | SAT | SERC |  | 22 | 2 | NAICS-22 Non-Cogen | PV | SUN | SUN | CPLE | 79658 | 9007 | 2021
Vintage2015 | solar pv | TRUE | 59563 | N | . | Foxfire Solar Farm | Strata Manager, LLC | 64778 | NC | SAT | SERC |  | 22 | 2 | NAICS-22 Non-Cogen | PV | SUN | SUN | CPLE | 84867 | 9596 | 2021
Vintage2014 | solar pv | TRUE | 59564 | N | . | Hutchinson Farm | Strata Manager, LLC | 64778 | NC | SAT | SERC |  | 22 | 2 | NAICS-22 Non-Cogen | PV | SUN | SUN | DUK | 86407 | 9770 | 2021
Vintage2015 | solar pv | TRUE | 59565 | N | . | Keen Farm | Strata Manager, LLC | 64778 | NC | SAT | SERC |  | 22 | 2 | NAICS-22 Non-Cogen | PV | SUN | SUN | CPLE | 79010 | 8934 | 2021
Vintage2015 | solar pv | TRUE | 59566 | N | . | Ashley Solar Farm | Ashley Solar Farm, LLC | 59307 | NC | SAT | SERC |  | 22 | 2 | NAICS-22 Non-Cogen | PV | SUN | SUN | DUK | 63119 | 7137 | 2021
Vintage2017 | solar pv | TRUE | 59567 | N | . | Bearford Farm Solar Project | Strata Manager, LLC | 64778 | NC | SAT | SERC |  | 22 | 2 | NAICS-22 Non-Cogen | PV | SUN | SUN | CPLE | 81569 | 9223 | 2021
| solar pv | FALSE | 59569 | N | . | Whitetail Solar | Whitetail Solar LLC | 59316 | SC | SAT | SERC |  | 22 | 2 | NAICS-22 Non-Cogen | PV | SUN | SUN | CPLE | 0 | 0 | 2021
Vintage2016 | solar pv | TRUE | 59570 | N | . | Mocksville Solar | Duke Energy Carolinas, LLC | 5416 | NC | SAT | SERC |  | 22 | 1 | Electric Utility | PV | SUN | SUN | DUK | 240284 | 27169 | 2021
Vintage2014 | solar pv | TRUE | 59573 | N | . | Tisbury Landfill Solar | CF CVEC Owner One LLC | 58894 | MA | NEW | NPCC |  | 22 | 2 | NAICS-22 Non-Cogen | PV | SUN | SUN | ISNE | 12780 | 1445 | 2021
Vintage2009 | biomass | TRUE | 59574 | N | . | Southeast Berrien Generating Facility | North American Natural Res | 13559 | MI | ENC | RFC |  | 22 | 2 | NAICS-22 Non-Cogen | IC | LFG | MLG | PJM | 270139 | 38979 | 2021
Vintage2015 | solar pv | TRUE | 59575 | N | . | Manway Solar Farm | Strata Manager, LLC | 64778 | NC | SAT | SERC |  | 22 | 2 | NAICS-22 Non-Cogen | PV | SUN | SUN | CPLE | 83373 | 9427 | 2021
Vintage2015 | solar pv | TRUE | 59576 | N | . | Millikan Farm | Cypress Creek Renewables | 61060 | NC | SAT | SERC |  | 22 | 2 | NAICS-22 Non-Cogen | PV | SUN | SUN | DUK | 83893 | 9486 | 2021
Vintage2015 | solar pv | TRUE | 59577 | N | . | Misenheimer Farm | Strata Manager, LLC | 64778 | NC | SAT | SERC |  | 22 | 2 | NAICS-22 Non-Cogen | PV | SUN | SUN | DUK | 79783 | 9021 | 2021
Vintage2016 | solar pv | TRUE | 59578 | N | . | Monroe Moore Farm | Heelstone Energy Holdings, LLC | 59462 | NC | SAT | SERC |  | 22 | 2 | NAICS-22 Non-Cogen | PV | SUN | SUN | DUK | 82092 | 9282 | 2021
Vintage2014 | solar pv | TRUE | 59579 | N | . | Franklin Solar 2 | Strata Manager, LLC | 64778 | NC | SAT | SERC |  | 22 | 2 | NAICS-22 Non-Cogen | PV | SUN | SUN | CPLE | 33032 | 3735 | 2021
Vintage2014 | solar pv | TRUE | 59581 | N | . | Stout Farm | Strata Manager, LLC | 64778 | NC | SAT | SERC |  | 22 | 2 | NAICS-22 Non-Cogen | PV | SUN | SUN | DUK | 81241 | 9186 | 2021
Vintage2016 | solar pv | TRUE | 59583 | N | . | Tart Farm | Strata Manager, LLC | 64778 | NC | SAT | SERC |  | 22 | 2 | NAICS-22 Non-Cogen | PV | SUN | SUN | CPLE | 74998 | 8480 | 2021
Vintage2015 | solar pv | TRUE | 59584 | N | . | Wellons Farm | Wellons Farm, LLC | 59329 | NC | SAT | SERC |  | 22 | 2 | NAICS-22 Non-Cogen | PV | SUN | SUN | DUK | 94843 | 10724 | 2021
Vintage2015 | solar pv | TRUE | 59586 | N | . | Woodland Church Farm | Strata Manager, LLC | 64778 | NC | SAT | SERC |  | 22 | 2 | NAICS-22 Non-Cogen | PV | SUN | SUN | CPLE | 81885 | 9259 | 2021
Vintage2015 | solar pv | TRUE | 59587 | N | . | Yadkin 601 Farm | Yadkin 601 Farm, LLC | 59332 | NC | SAT | SERC |  | 22 | 2 | NAICS-22 Non-Cogen | PV | SUN | SUN | DUK | 51851 | 5863 | 2021
Vintage2016 | solar pv | TRUE | 59589 | N | . | Rutherford Farm | Southern Power Co | 17650 | NC | SAT | SERC |  | 22 | 2 | NAICS-22 Non-Cogen | PV | SUN | SUN | DUK | 1213972 | 137265 | 2021
Vintage2016 | solar pv | TRUE | 59591 | N | . | Schell Solar Farm | Heelstone Energy Holdings, LLC | 59462 | NC | SAT | SERC |  | 22 | 2 | NAICS-22 Non-Cogen | PV | SUN | SUN | PJM | 77430 | 8755 | 2021
Vintage2016 | solar pv | TRUE | 59592 | N | . | Sedberry Farm | Heelstone Energy Holdings, LLC | 59462 | NC | SAT | SERC |  | 22 | 2 | NAICS-22 Non-Cogen | PV | SUN | SUN | CPLE | 76715 | 8674 | 2021
Vintage2017 | solar pv | TRUE | 59593 | N | . | Spring Valley Farm 2, LLC | Strata Manager, LLC | 64778 | NC | SAT | SERC |  | 22 | 2 | NAICS-22 Non-Cogen | PV | SUN | SUN | CPLE | 83825 | 9478 | 2021
Vintage2015 | solar pv | TRUE | 59595 | N | . | Stikeleather Farm | Stikeleather Farm, LLC | 59340 | NC | SAT | SERC |  | 22 | 2 | NAICS-22 Non-Cogen | PV | SUN | SUN | DUK | 84919 | 9602 | 2021
Vintage2015 | solar pv | TRUE | 59597 | N | . | Colton Solar One, LLC | Colton Solar One, LLC | 59345 | CA | PACC | WECC |  | 22 | 2 | NAICS-22 Non-Cogen | PV | SUN | SUN | CISO | 41983 | 4747 | 2021
Vintage2015 | solar pv | TRUE | 59598 | N | . | Colton Solar Two, LLC | Colton Solar Two, LLC | 59346 | CA | PACC | WECC |  | 22 | 2 | NAICS-22 Non-Cogen | PV | SUN | SUN | CISO | 16087 | 1819 | 2021
Vintage2016 | solar pv | TRUE | 59599 | N | . | Tropico Solar PV Plant | CD Arevon USA, Inc. | 61230 | CA | PACC | WECC |  | 22 | 2 | NAICS-22 Non-Cogen | PV | SUN | SUN | CISO | 239319 | 27060 | 2021
Vintage2016 | solar pv | TRUE | 59600 | N | . | Nicolis Solar PV Plant | CD Arevon USA, Inc. | 61230 | CA | PACC | WECC |  | 22 | 2 | NAICS-22 Non-Cogen | PV | SUN | SUN | CISO | 355105 | 40152 | 2021
Vintage2015 | solar pv | TRUE | 59601 | N | . | L&D Landfill Solar | Public Service Elec & Gas Co | 15477 | NJ | MAT | RFC |  | 22 | 1 | Electric Utility | PV | SUN | SUN | PJM | 149434 | 16897 | 2021
Vintage2015 | solar pv | TRUE | 59603 | N | . | Walters Solar (FLS 260) | Cypress Creek Renewables | 61060 | NC | SAT | SERC |  | 22 | 2 | NAICS-22 Non-Cogen | PV | SUN | SUN | CPLE | 72298 | 8175 | 2021
Vintage2015 | solar pv | TRUE | 59604 | N | . | Stagecoach Solar | Cypress Creek Renewables | 61060 | NC | SAT | SERC |  | 22 | 2 | NAICS-22 Non-Cogen | PV | SUN | SUN | DUK | 77192 | 8728 | 2021
Vintage2015 | solar pv | TRUE | 59605 | N | . | Vicksburg Solar | Cypress Creek Renewables | 61060 | NC | SAT | SERC |  | 22 | 2 | NAICS-22 Non-Cogen | PV | SUN | SUN | CPLE | 78589 | 8886 | 2021
Vintage2015 | solar pv | TRUE | 59606 | N | . | Soul City Solar | Cypress Creek Renewables | 61060 | NC | SAT | SERC |  | 22 | 2 | NAICS-22 Non-Cogen | PV | SUN | SUN | CPLE | 46659 | 5276 | 2021
Vintage2015 | solar pv | TRUE | 59607 | N | . | Maricopa West Solar PV, LLC | Onward Energy | 60453 | CA | PACC | WECC |  | 22 | 2 | NAICS-22 Non-Cogen | PV | SUN | SUN | CISO | 326336 | 36899 | 2021
Vintage2015 | solar pv | TRUE | 59610 | N | . | AP North Lake I, LP | AP North Lake I, LP | 59353 | CA | PACC | WECC |  | 22 | 2 | NAICS-22 Non-Cogen | PV | SUN | SUN | CISO | 285353 | 32265 | 2021
Vintage2015 | solar pv | TRUE | 59611 | N | . | LKL BLBD, LLC | LKL BLBD, LLC | 59354 | FL | SAT | SERC |  | 22 | 2 | NAICS-22 Non-Cogen | PV | SUN | SUN | FMPP | 79844 | 9028 | 2021
Vintage2014 | solar pv | FALSE | 59613 | N | . | Town of Williamson Landfill PV | Goldman Sachs Renewable Power LLC | 61944 | NY | MAT | NPCC |  | 562212 | 4 | Commercial NAICS Non-Cogen | PV | SUN | SUN | NYIS | 14378 | 1626 | 2021
Vintage2016 | petroleum | TRUE | 59614 | N | . | Monterey Diesel Generation Facility | Old Dominion Electric Coop | 40229 | VA | SAT | SERC |  | 22 | 1 | Electric Utility | IC | DFO | DFO | PJM | 1855 | 188 | 2021
Vintage2015 | solar pv | TRUE | 59618 | N | . | Meadow Lake Solar Energy Center | PNM Resources | 59300 | NM | MTN | WECC |  | 22 | 1 | Electric Utility | PV | SUN | SUN | PNM | 216767 | 24510 | 2021
Vintage2015 | solar pv | TRUE | 59619 | N | . | Cibola | PNM Resources | 59300 | NM | MTN | WECC |  | 22 | 1 | Electric Utility | PV | SUN | SUN | PNM | 176563 | 19964 | 2021
Vintage2015 | solar pv | TRUE | 59620 | N | . | South Milford Solar Plant | REUT Origination, LLC | 59358 | UT | MTN | WECC |  | 22 | 2 | NAICS-22 Non-Cogen | PV | SUN | SUN | PACE | 50109 | 5666 | 2021
Vintage2015 | onshore wind | TRUE | 59621 | N | . | TX Jumbo Road Wind | TX Jumbo Road Wind, LLC | 59871 | TX | WSC | TRE |  | 22 | 2 | NAICS-22 Non-Cogen | WT | WND | WND | ERCO | 8734936 | 987668 | 2021
Vintage2016 | onshore wind | TRUE | 59622 | N | . | Future Generation Wind | Consolidated Edison Solutions Inc | 57365 | MA | NEW | NPCC |  | 22 | 2 | NAICS-22 Non-Cogen | WT | WND | WND | ISNE | 109797 | 12415 | 2021
Vintage2014 | solar pv | TRUE | 59623 | N | . | Clarkson Solar | AES Distributed Energy | 61012 | NY | MAT | NPCC |  | 22 | 2 | NAICS-22 Non-Cogen | PV | SUN | SUN | NYIS | 17945 | 2029 | 2021
Vintage2015 | solar pv | TRUE | 59624 | N | . | Twiss Street Solar | Citizens Enterprises Corporation | 58871 | MA | NEW | NPCC |  | 22 | 2 | NAICS-22 Non-Cogen | PV | SUN | SUN | ISNE | 19767 | 2235 | 2021
Vintage2015 | solar pv | TRUE | 59625 | N | . | Chicopee River Solar | Citizens Enterprises Corporation | 58871 | MA | NEW | NPCC |  | 22 | 2 | NAICS-22 Non-Cogen | PV | SUN | SUN | ISNE | 27354 | 3093 | 2021
Vintage2015 | solar pv | TRUE | 59626 | N | . | Chicopee Granby Road Solar | Citizens Enterprises Corporation | 58871 | MA | NEW | NPCC |  | 22 | 2 | NAICS-22 Non-Cogen | PV | SUN | SUN | ISNE | 20844 | 2357 | 2021
Vintage2015 | solar pv | TRUE | 59627 | N | . | Harmony | NJR Clean Energy Ventures Corporation | 56990 | NJ | MAT | RFC |  | 22 | 2 | NAICS-22 Non-Cogen | PV | SUN | SUN | PJM | 37499 | 4240 | 2021
Vintage2015 | solar pv | TRUE | 59628 | N | . | Hanover | NJR Clean Energy Ventures Corporation | 56990 | NJ | MAT | RFC |  | 22 | 2 | NAICS-22 Non-Cogen | PV | SUN | SUN | PJM | 66206 | 7486 | 2021
Vintage2016 | onshore wind | TRUE | 59629 | N | . | Jericho Rise Wind Farm LLC | Jericho Rise Wind Farm LLC | 59362 | NY | MAT | NPCC |  | 22 | 2 | NAICS-22 Non-Cogen | WT | WND | WND | NYIS | 1770261 | 200165 | 2021
Vintage2014 | solar pv | FALSE | 59630 | N | . | CentraState Medical Center PV Facility | CleanCapital | 62060 | NJ | MAT | RFC |  | 441 | 4 | Commercial NAICS Non-Cogen | PV | SUN | SUN | PJM | 63525 | 7183 | 2021
Vintage2014 | solar pv | FALSE | 59631 | N | . | Imclone Solar Electric Facility | CVI CleanCapital Solar 5 LLC | 63069 | NJ | MAT | RFC |  | 441 | 4 | Commercial NAICS Non-Cogen | PV | SUN | SUN | PJM | 98646 | 11154 | 2021
Vintage2015 | solar pv | TRUE | 59632 | N | . | Midwest Energy Community Solar Array | Midwest Energy Inc | 12524 | KS | WNC | MRO |  | 22 | 1 | Electric Utility | PV | SUN | SUN | SWPP | 9836 | 1112 | 2021
Vintage2015 | solar pv | TRUE | 59633 | N | . | Kettleman Solar -Centaurus | EE Kettleman California LLC | 59381 | CA | PACC | WECC |  | 22 | 2 | NAICS-22 Non-Cogen | PV | SUN | SUN | CISO | 472774 | 53457 | 2021
Vintage2015 | solar pv | TRUE | 59634 | N | . | Sandstone Solar | AES Distributed Energy | 61012 | AZ | MTN | WECC |  | 22 | 2 | NAICS-22 Non-Cogen | PV | SUN | SUN | SRP | 1055027 | 119293 | 2021
Vintage2006 | biomass | TRUE | 59635 | N | . | Clinton LFGTE | Wabash Valley Power Assn, Inc | 40211 | IL | ENC | SERC |  | 22 | 1 | Electric Utility | IC | LFG | MLG | MISO | 180257 | 17166 | 2021
Vintage2014 | solar pv | TRUE | 59636 | N | . | Charlton Solar I CSG | Charlton Solar I, LLC | 59388 | MA | NEW | NPCC |  | 22 | 2 | NAICS-22 Non-Cogen | PV | SUN | SUN | ISNE | 44479 | 5029 | 2021
Vintage2016 | onshore wind | TRUE | 59637 | N | . | Adams Wind | MidAmerican Energy Co | 12341 | IA | WNC | MRO |  | 22 | 1 | Electric Utility | WT | WND | WND | MISO | 3468369 | 392172 | 2021
Vintage2015 | solar pv | TRUE | 59638 | N | . | Coronal Lost Hills | CD Arevon USA, Inc. | 61230 | CA | PACC | WECC |  | 22 | 2 | NAICS-22 Non-Cogen | PV | SUN | SUN | CISO | 453883 | 51321 | 2021
Vintage2012 | onshore wind | FALSE | 59639 | N | . | 631-56 Airport Owner, LLC | 631-56 Airport Owner, LLC | 59395 | MA | NEW | NPCC |  | 335 | 6 | Industrial NAICS Non-Cogen | WT | WND | WND | ISNE | 478 | 54 | 2021
Vintage2016 | solar pv | TRUE | 59641 | N | . | Garysburg Solar | Garysburg Solar LLC | 59402 | NC | SAT | SERC |  | 22 | 2 | NAICS-22 Non-Cogen | PV | SUN | SUN | PJM | 82002 | 9272 | 2021
Vintage2016 | solar pv | TRUE | 59642 | N | . | Gaston Solar | Gaston Solar LLC | 59403 | NC | SAT | SERC |  | 22 | 2 | NAICS-22 Non-Cogen | PV | SUN | SUN | PJM | 83594 | 9452 | 2021
Vintage2016 | solar pv | TRUE | 59643 | N | . | Seaboard Solar LLC | Seaboard Solar LLC | 59404 | NC | SAT | SERC |  | 22 | 2 | NAICS-22 Non-Cogen | PV | SUN | SUN | PJM | 77517 | 8765 | 2021
Vintage2015 | solar pv | TRUE | 59645 | N | . | Mt Olive Solar 1 | Cypress Creek Renewables | 61060 | NC | SAT | SERC |  | 22 | 2 | NAICS-22 Non-Cogen | PV | SUN | SUN | CPLE | 77136 | 8722 | 2021
Vintage2015 | solar pv | TRUE | 59646 | N | . | FLS Solar 230 (Warren) | Cypress Creek Renewables | 61060 | NC | SAT | SERC |  | 22 | 2 | NAICS-22 Non-Cogen | PV | SUN | SUN | CPLE | 75643 | 8553 | 2021
Vintage2016 | natural gas peaker | TRUE | 59647 | N | . | Stillwater Energy Center | Stillwater Utilities Authority | 18125 | OK | WSC | MRO |  | 22 | 1 | Electric Utility | IC | NG | NG | SWPP | 712147 | 75897 | 2021
Vintage2016 | solar pv | TRUE | 59648 | N | . | Tarboro Solar | Tarboro Solar LLC | 59412 | NC | SAT | SERC |  | 22 | 2 | NAICS-22 Non-Cogen | PV | SUN | SUN | PJM | 68028 | 7692 | 2021
Vintage2014 | biomass | TRUE | 59649 | N | . | Nelson Gardens Landfill Gas to Energy | Nelson Gardens Energy, LLC | 59414 | TX | WSC | TRE |  | 22 | 2 | NAICS-22 Non-Cogen | IC | LFG | MLG | ERCO | 157531 | 12900 | 2021
Vintage2014 | biomass | TRUE | 59650 | N | . | CII Methane Management III LFG Plant | Frontier Operation Services | 63199 | GA | SAT | SERC |  | 22 | 2 | NAICS-22 Non-Cogen | IC | LFG | MLG | SOCO | 88290 | 7627 | 2021
Vintage2015 | solar pv | TRUE | 59651 | N | . | Forever 21 Retail, Inc. | Los Angeles Department of Water & Power | 11208 | CA | PACC | WECC |  | 22 | 2 | NAICS-22 Non-Cogen | PV | SUN | SUN | LDWP | 18279 | 2067 | 2021
Vintage2014 | solar pv | TRUE | 59652 | N | . | Nordhoff Place | Los Angeles Department of Water & Power | 11208 | CA | PACC | WECC |  | 22 | 2 | NAICS-22 Non-Cogen | PV | SUN | SUN | LDWP | 14045 | 1588 | 2021
Vintage2015 | solar pv | TRUE | 59653 | N | . | City of Truth or Consequences PV | Goldman Sachs Renewable Power LLC | 61944 | NM | MTN | WECC |  | 22 | 2 | NAICS-22 Non-Cogen | PV | SUN | SUN | PNM | 31431 | 3554 | 2021
Vintage2015 | onshore wind | TRUE | 59654 | N | . | Sendero | Sendero Wind Energy, LLC | 59428 | TX | WSC | TRE |  | 22 | 2 | NAICS-22 Non-Cogen | WT | WND | WND | ERCO | 2303961 | 260511 | 2021
Vintage2015 | onshore wind | TRUE | 59655 | N | . | Campbell County Wind Farm | Consolidated Edison Development Inc. | 56769 | SD | WNC | MRO |  | 22 | 2 | NAICS-22 Non-Cogen | WT | WND | WND | SWPP | 3336487 | 377260 | 2021
Vintage2016 | solar pv | TRUE | 59656 | N | . | Comanche Solar | Onward Energy | 60453 | CO | MTN | WECC |  | 22 | 2 | NAICS-22 Non-Cogen | PV | SUN | SUN | PSCO | 2200626 | 248827 | 2021
Vintage2015 | solar pv | TRUE | 59657 | N | . | Imperial Valley Solar Co (IVSC) 2, LLC | Onward Energy | 60453 | CA | PACC | WECC |  | 22 | 2 | NAICS-22 Non-Cogen | PV | SUN | SUN | IID | 406010 | 45908 | 2021
Vintage0 | natural gas steam turbine | FALSE | 59658 | Y | . | SPI Anderson 2 | Sierra Pacific Industries | 17164 | CA | PACC | WECC |  | 321 | 7 | Industrial NAICS Cogen | ST | NG | NG | CISO | 3133 | 672.398 | 2021
Vintage2015 | biomass | TRUE | 59658 | Y | . | SPI Anderson 2 | Sierra Pacific Industries | 17164 | CA | PACC | WECC |  | 321 | 7 | Industrial NAICS Cogen | ST | WDS | WWW | CISO | 690321 | 146865.6 | 2021
Vintage2008 | natural gas peaker | TRUE | 59660 | N | . | Washington City Electric Generation | City of Washington - (UT) | 20135 | UT | MTN | WECC |  | 22 | 1 | Electric Utility | IC | NG | NG | PACE | 38211 | 3681 | 2021
| other | FALSE | 59661 | N | . | Tehachapi Energy Storage Project | Southern California Edison Co | 17609 | CA | PACC | WECC |  | 22 | 1 | Electric Utility | BA | MWH | OTH | CISO | 0 | 0 | 2021
Vintage2016 | solar pv | TRUE | 59663 | N | . | Cornwall Solar Center, LLC | SRE Utility Solar 1, LLC | 61119 | NC | SAT | SERC |  | 22 | 2 | NAICS-22 Non-Cogen | PV | SUN | SUN | CPLE | 81762 | 9245 | 2021
Vintage0 | petroleum | FALSE | 59664 | N | . | City of West Plains Power Station | City of West Plains - (MO) | 20392 | MO | WNC | SERC |  | 22 | 1 | Electric Utility | GT | DFO | DFO | SWPP | 47987 | 2466 | 2021
| natural gas peaker | FALSE | 59664 | N | . | City of West Plains Power Station | City of West Plains - (MO) | 20392 | MO | WNC | SERC |  | 22 | 1 | Electric Utility | GT | NG | NG | SWPP | 0 | 0 | 2021
Vintage2017 | solar pv | TRUE | 59665 | N | . | Innovative Solar 37 LLC | Dominion Renewable Energy | 58468 | NC | SAT | SERC |  | 22 | 2 | NAICS-22 Non-Cogen | PV | SUN | SUN | DUK | 1279303 | 144652 | 2021
Vintage2017 | solar pv | TRUE | 59666 | N | . | Innovative Solar 47 | US Funding 1 | 64875 | NC | SAT | SERC |  | 22 | 2 | NAICS-22 Non-Cogen | PV | SUN | SUN | DUK | 616259 | 69681 | 2021
Vintage2015 | solar pv | TRUE | 59667 | N | . | Innovative Solar 48 | Cypress Creek Renewables | 61060 | NC | SAT | SERC |  | 22 | 2 | NAICS-22 Non-Cogen | PV | SUN | SUN | DUK | 73414 | 8301 | 2021
Vintage2018 | solar pv | TRUE | 59669 | N | . | Innovative Solar 54 | John Laing US Solar Corp. | 61694 | NC | SAT | SERC |  | 22 | 2 | NAICS-22 Non-Cogen | PV | SUN | SUN | DUK | 891696 | 100825 | 2021
Vintage2015 | solar pv | TRUE | 59670 | N | . | Innovative Solar 23 | SRE Utility Solar 1, LLC | 61119 | NC | SAT | SERC |  | 22 | 2 | NAICS-22 Non-Cogen | PV | SUN | SUN | DUK | 31813 | 3597 | 2021
Vintage2016 | solar pv | TRUE | 59671 | N | . | Innovative Solar 46 | Cypress Creek Renewables | 61060 | NC | SAT | SERC |  | 22 | 2 | NAICS-22 Non-Cogen | PV | SUN | SUN | DUK | 1339440 | 151452 | 2021
Vintage2015 | solar pv | TRUE | 59675 | N | . | Innovative Solar 44 | Cypress Creek Renewables | 61060 | NC | SAT | SERC |  | 22 | 2 | NAICS-22 Non-Cogen | PV | SUN | SUN | DUK | 71036 | 8032 | 2021
Vintage2017 | solar pv | TRUE | 59676 | N | . | Innovative Solar 55 | Cypress Creek Renewables | 61060 | NC | SAT | SERC |  | 22 | 2 | NAICS-22 Non-Cogen | PV | SUN | SUN | DUK | 73300 | 8288 | 2021
Vintage2016 | solar pv | TRUE | 59677 | N | . | Innovative Solar 64 | Cypress Creek Renewables | 61060 | NC | SAT | SERC |  | 22 | 2 | NAICS-22 Non-Cogen | PV | SUN | SUN | DUK | 75554 | 8543 | 2021
Vintage2018 | solar pv | TRUE | 59678 | N | . | Innovative Solar 67 | John Laing US Solar Corp. | 61694 | NC | SAT | SERC |  | 22 | 2 | NAICS-22 Non-Cogen | PV | SUN | SUN | DUK | 659276 | 74545 | 2021
Vintage2014 | solar pv | TRUE | 59682 | N | . | Main Street Solar Project | Greenbacker Renewable Energy Corporation | 60025 | VT | NEW | NPCC |  | 22 | 2 | NAICS-22 Non-Cogen | PV | SUN | SUN | ISNE | 18864 | 2133 | 2021
Vintage2015 | solar pv | FALSE | 59683 | N | . | Lordstown Motor Corp | Lordstown Motors Corp | 63438 | OH | ENC | RFC |  | 336 | 6 | Industrial NAICS Non-Cogen | PV | SUN | SUN | PJM | 15602 | 1764.2 | 2021
Vintage2017 | onshore wind | TRUE | 59684 | N | . | Lindahl Wind Project, LLC | Enel Green Power NA, Inc. | 59380 | ND | WNC | MRO |  | 22 | 2 | NAICS-22 Non-Cogen | WT | WND | WND | SWPP | 5193781 | 587266 | 2021
Vintage2017 | solar pv | TRUE | 59685 | N | . | Remington Solar Facility | Virginia Electric & Power Co | 19876 | VA | SAT | SERC |  | 22 | 1 | Electric Utility | PV | SUN | SUN | PJM | 315952 | 35725 | 2021
Vintage2019 | biomass | TRUE | 59686 | N | . | Sarasota County LFGTE Facility | Landfill Energy Systems Florida | 59458 | FL | SAT | SERC |  | 22 | 2 | NAICS-22 Non-Cogen | IC | LFG | MLG | FPL | 541224 | 43837 | 2021
Vintage2015 | solar pv | TRUE | 59687 | N | . | Sun Harvest Solar NDP1 | Altus Power America Management, LLC | 60281 | CA | PACC | WECC |  | 22 | 2 | NAICS-22 Non-Cogen | PV | SUN | SUN | CISO | 27636 | 3125 | 2021
Vintage0 | petroleum | FALSE | 59688 | N | . | Wake County LFG Facility | Ingenco Renewable Development, LLC | 59452 | NC | SAT | SERC |  | 22 | 2 | NAICS-22 Non-Cogen | IC | DFO | DFO | CPLE | 18186 | 1460.936 | 2021
Vintage2019 | biomass | TRUE | 59688 | N | . | Wake County LFG Facility | Ingenco Renewable Development, LLC | 59452 | NC | SAT | SERC |  | 22 | 2 | NAICS-22 Non-Cogen | IC | LFG | MLG | CPLE | 722598 | 58050.064 | 2021
Vintage2017 | solar pv | TRUE | 59689 | N | . | Gulf Coast Solar Center I | CD Arevon USA, Inc. | 61230 | FL | SAT | SERC |  | 22 | 2 | NAICS-22 Non-Cogen | PV | SUN | SUN | SOCO | 515447 | 58282 | 2021
Vintage2017 | solar pv | TRUE | 59690 | N | . | Gulf Coast Solar Center II | CD Arevon USA, Inc. | 61230 | FL | SAT | SERC |  | 22 | 2 | NAICS-22 Non-Cogen | PV | SUN | SUN | SOCO | 693785 | 78447 | 2021
Vintage2017 | solar pv | TRUE | 59691 | N | . | Gulf Coast Solar Center III | CD Arevon USA, Inc. | 61230 | FL | SAT | SERC |  | 22 | 2 | NAICS-22 Non-Cogen | PV | SUN | SUN | SOCO | 798639 | 90303 | 2021
Vintage2012 | onshore wind | FALSE | 59692 | N | . | NBC Field's Point Wind Farm | Narragansett Bay Commission | 59463 | RI | NEW | NPCC |  | 22132 | 4 | Commercial NAICS Non-Cogen | WT | WND | WND | ISNE | 61076 | 6906 | 2021
Vintage2021 | offshore wind | TRUE | 59693 | N | . | Coastal Virginia Offshore Wind (CVOW) pilot project | Virginia Electric & Power Co | 19876 | VA | SAT | SERC |  | 22 | 1 | Electric Utility | WS | WND | WND | PJM | 438513 | 49583 | 2021
Vintage2015 | solar pv | TRUE | 59694 | N | . | Aspen Solar, LLC | SRE Utility Solar 1, LLC | 61119 | NC | SAT | SERC |  | 22 | 2 | NAICS-22 Non-Cogen | PV | SUN | SUN | DUK | 79010 | 8934 | 2021
Vintage2017 | solar pv | TRUE | 59695 | N | . | Mt. Home Solar 1, LLC | Standard Solar | 60531 | ID | MTN | WECC |  | 22 | 2 | NAICS-22 Non-Cogen | PV | SUN | SUN | IPCO | 419620 | 47447 | 2021
Vintage2015 | solar pv | TRUE | 59702 | N | . | Pavant Solar, LLC | Onward Energy | 60453 | UT | MTN | WECC |  | 22 | 2 | NAICS-22 Non-Cogen | PV | SUN | SUN | PACE | 957611 | 108278 | 2021
Vintage2016 | solar pv | TRUE | 59703 | N | . | Cottonwood Solar, LLC Cottonwood Carport | Onward Energy | 60453 | CA | PACC | WECC |  | 22 | 2 | NAICS-22 Non-Cogen | PV | SUN | SUN | CISO | 13523 | 1529 | 2021
Vintage2016 | solar pv | TRUE | 59705 | N | . | Steel Sun | BQ Energy LLC | 59474 | NY | MAT | NPCC |  | 22 | 2 | NAICS-22 Non-Cogen | PV | SUN | SUN | NYIS | 41195 | 4658 | 2021
Vintage2015 | solar pv | TRUE | 59706 | N | . | BRE | SRE Utility Solar 1, LLC | 61119 | NC | SAT | SERC |  | 22 | 2 | NAICS-22 Non-Cogen | PV | SUN | SUN | DUK | 75995 | 8593 | 2021
Vintage2017 | solar pv | TRUE | 59708 | N | . | Franklinton Solar | Cypress Creek Renewables | 61060 | NC | SAT | SERC |  | 22 | 2 | NAICS-22 Non-Cogen | PV | SUN | SUN | CPLE | 84761 | 9584 | 2021
Vintage2016 | solar pv | TRUE | 59709 | N | . | St. Paul Intl Airport Red & Blue Parking | Metropolitan Airports Commission | 59483 | MN | WNC | MRO |  | 22 | 2 | NAICS-22 Non-Cogen | PV | SUN | SUN | MISO | 27354 | 3093 | 2021
Vintage2013 | biomass | TRUE | 59710 | N | . | Sand Valley Power Station | EDL Inc | 55858 | AL | ESC | SERC |  | 22 | 2 | NAICS-22 Non-Cogen | IC | LFG | MLG | TVA | 408715 | 30560 | 2021
Vintage2014 | biomass | TRUE | 59711 | N | . | CII Methane Management IV, LLC | Frontier Operation Services | 63199 | NC | SAT | SERC |  | 22 | 2 | NAICS-22 Non-Cogen | IC | LFG | MLG | CPLE | 95170 | 9142 | 2021
Vintage2017 | onshore wind | TRUE | 59712 | N | . | San Roman Wind I, LLC | Acciona Energy USA Global, LLC | 57416 | TX | WSC | TRE |  | 22 | 2 | NAICS-22 Non-Cogen | WT | WND | WND | ERCO | 1772037 | 200366 | 2021
Vintage2016 | solar pv | TRUE | 59713 | N | . | Holdrege Solar Center | Adapture Renewables, Inc. | 60496 | NE | WNC | MRO |  | 22 | 2 | NAICS-22 Non-Cogen | PV | SUN | SUN | SWPP | 56839 | 6427 | 2021
Vintage2015 | solar pv | FALSE | 59714 | N | . | IKEA St. Louis 410 | IKEA Property Inc | 57389 | MO | WNC | SERC |  | 441 | 4 | Commercial NAICS Non-Cogen | PV | SUN | SUN | MISO | 3514 | 397 | 2021
Vintage2015 | solar pv | TRUE | 59715 | N | . | DD Hay Road Solar 23 LLC | Laurel Capital Partners | 59287 | DE | SAT | RFC |  | 22 | 2 | NAICS-22 Non-Cogen | PV | SUN | SUN | PJM | 4306 | 487 | 2021
Vintage2016 | petroleum | FALSE | 59717 | N | . | Framingham State University Plant | Framingham State University | 59484 | MA | NEW | NPCC |  | 611 | 4 | Commercial NAICS Non-Cogen | IC | DFO | DFO | ISNE | 166 | 11 | 2021
| natural gas peaker | FALSE | 59717 | N | . | Framingham State University Plant | Framingham State University | 59484 | MA | NEW | NPCC |  | 611 | 4 | Commercial NAICS Non-Cogen | IC | NG | NG | ISNE | 0 | 0 | 2021
Vintage2011 | solar pv | FALSE | 59717 | N | . | Framingham State University Plant | Framingham State University | 59484 | MA | NEW | NPCC |  | 611 | 4 | Commercial NAICS Non-Cogen | PV | SUN | SUN | ISNE | 875 | 99 | 2021
Vintage2014 | solar pv | TRUE | 59719 | N | . | Charlotte Solar LLC VT | Altus Power America Management, LLC | 60281 | VT | NEW | NPCC |  | 22 | 2 | NAICS-22 Non-Cogen | PV | SUN | SUN | ISNE | 24710 | 2794 | 2021
Vintage2015 | solar pv | TRUE | 59722 | N | . | Seville 1 | Seville Solar One LLC | 59491 | CA | PACC | WECC |  | 22 | 2 | NAICS-22 Non-Cogen | PV | SUN | SUN | IID | 477461 | 53987 | 2021
Vintage2015 | solar pv | TRUE | 59723 | N | . | Seville 2 | Seville Solar Two LLC | 59492 | CA | PACC | WECC |  | 22 | 2 | NAICS-22 Non-Cogen | PV | SUN | SUN | IID | 729337 | 82467 | 2021
Vintage2012 | onshore wind | TRUE | 59724 | N | . | Scituate Wind | Scituate Wind LLC | 59493 | MA | NEW | NPCC |  | 22 | 2 | NAICS-22 Non-Cogen | WT | WND | WND | ISNE | 25984 | 2938 | 2021
Vintage2012 | onshore wind | TRUE | 59725 | N | . | Fairhaven Wind | Fairhaven Wind LLC | 59494 | MA | NEW | NPCC |  | 22 | 2 | NAICS-22 Non-Cogen | WT | WND | WND | ISNE | 42133 | 4764 | 2021
Vintage2017 | natural gas peaker | TRUE | 59726 | N | . | CML&P Generating Facility No. 2 | City of Coffeyville - (KS) | 3892 | KS | WNC | MRO |  | 22 | 1 | Electric Utility | IC | NG | NG | SWPP | 559809 | 57225 | 2021
Vintage2005 | natural gas peaker | TRUE | 59727 | N | . | Bull Street Plant | City of Orangeburg - (SC) | 14164 | SC | SAT | SERC |  | 22 | 1 | Electric Utility | GT | NG | NG | SCEG | 206 | 4 | 2021
Vintage2014 | natural gas peaker | TRUE | 59728 | N | . | Substation 20 Plant | City of Orangeburg - (SC) | 14164 | SC | SAT | SERC |  | 22 | 1 | Electric Utility | GT | NG | NG | SCEG | 404 | 13 | 2021
Vintage2015 | solar pv | TRUE | 59729 | N | . | Macon Solar Power Project | MC Power Companies Inc | 58822 | MO | WNC | SERC |  | 22 | 2 | NAICS-22 Non-Cogen | PV | SUN | SUN | SWPP | 33908 | 3834 | 2021
Vintage2016 | solar pv | TRUE | 59730 | N | . | SEPV 18 | AES Distributed Energy | 61012 | CA | PACC | WECC |  | 22 | 2 | NAICS-22 Non-Cogen | PV | SUN | SUN | CISO | 43866 | 4960 | 2021
Vintage2014 | solar pv | TRUE | 59731 | N | . | Templeton | Sunny Templeton, LLC | 59500 | MA | NEW | NPCC |  | 22 | 2 | NAICS-22 Non-Cogen | PV | SUN | SUN | ISNE | 36925 | 4175 | 2021
Vintage2015 | onshore wind | TRUE | 59732 | N | . | Green Pastures Wind I | Green Pastures Wind I, LLC | 59501 | TX | WSC | TRE |  | 22 | 2 | NAICS-22 Non-Cogen | WT | WND | WND | ERCO | 3539748 | 400243 | 2021
Vintage2015 | onshore wind | TRUE | 59733 | N | . | Green Pastures Wind II | Green Pastures Wind II, LLC | 59502 | TX | WSC | TRE |  | 22 | 2 | NAICS-22 Non-Cogen | WT | WND | WND | ERCO | 3804954 | 430230 | 2021
Vintage2015 | onshore wind | TRUE | 59734 | N | . | Briscoe Wind Farm | Capital Dynamics | 59503 | TX | WSC | TRE |  | 22 | 2 | NAICS-22 Non-Cogen | WT | WND | WND | ERCO | 2579779 | 291698 | 2021
Vintage2012 | onshore wind | TRUE | 59735 | N | . | Kirkwood Wind Turbine | Kirkwood Community College | 59504 | IA | WNC | MRO |  | 22 | 2 | NAICS-22 Non-Cogen | WT | WND | WND | MISO | 14009 | 1584 | 2021
Vintage2014 | onshore wind | TRUE | 59736 | N | . | Valentine Wind, LLC | Valentine Wind, LLC | 59506 | NE | WNC | MRO |  | 22 | 2 | NAICS-22 Non-Cogen | WT | WND | WND | SWPP | 53030 | 5996 | 2021
Vintage2017 | solar pv | TRUE | 59737 | N | . | Aspiration G | AES Distributed Energy | 61012 | CA | PACC | WECC |  | 22 | 2 | NAICS-22 Non-Cogen | PV | SUN | SUN | CISO | 197462 | 22327 | 2021
Vintage2015 | solar pv | TRUE | 59738 | N | . | Citizen B | AES Distributed Energy | 61012 | CA | PACC | WECC |  | 22 | 2 | NAICS-22 Non-Cogen | PV | SUN | SUN | CISO | 44503 | 5032 | 2021
Vintage2017 | solar pv | TRUE | 59739 | N | . | Lancaster WAD B | AES Distributed Energy | 61012 | CA | PACC | WECC |  | 22 | 2 | NAICS-22 Non-Cogen | PV | SUN | SUN | CISO | 64374 | 7279 | 2021
Vintage2016 | solar pv | TRUE | 59740 | N | . | SEPV Mojave West | AES Distributed Energy | 61012 | CA | PACC | WECC |  | 22 | 2 | NAICS-22 Non-Cogen | PV | SUN | SUN | CISO | 495211 | 55994 | 2021
Vintage2014 | solar pv | TRUE | 59741 | N | . | Barton Solar Farm | Barton Solar, LLC | 59508 | VT | NEW | NPCC |  | 22 | 2 | NAICS-22 Non-Cogen | PV | SUN | SUN | ISNE | 22403 | 2533 | 2021
Vintage2015 | solar pv | TRUE | 59742 | N | . | Sunnyside Ranch Community Solar Array | Holy Cross Electric Assn, Inc | 8773 | CO | MTN | WECC |  | 22 | 1 | Electric Utility | PV | SUN | SUN | PSCO | 25877 | 2926 | 2021
Vintage2014 | solar pv | TRUE | 59743 | N | . | Chimes West Friendship (Nixon Farms) | SunE SEM 1, LLC | 59540 | MD | SAT | RFC |  | 22 | 2 | NAICS-22 Non-Cogen | PV | SUN | SUN | PJM | 13954 | 1578 | 2021
Vintage2011 | solar pv | TRUE | 59744 | N | . | Lakeland Electric Co. (FL)-Airport 1 | Longroad Energy Services LLC | 61219 | FL | SAT | SERC |  | 22 | 2 | NAICS-22 Non-Cogen | PV | SUN | SUN | TEC | 19501 | 2205 | 2021
Vintage2013 | solar pv | TRUE | 59745 | N | . | Leominster (MA)-South Street-R&D | South Street Solar, LLC | 59511 | MA | NEW | NPCC |  | 22 | 2 | NAICS-22 Non-Cogen | PV | SUN | SUN | ISNE | 31546 | 3567 | 2021
Vintage2014 | solar pv | TRUE | 59746 | N | . | DSH (CA) - Coalinga State Hospital | Team-Solar, Inc. | 59512 | CA | PACC | WECC |  | 22 | 2 | NAICS-22 Non-Cogen | PV | SUN | SUN | CISO | 21969 | 2484 | 2021
Vintage2016 | solar pv | TRUE | 59747 | N | . | River Mountains Solar | River Mountains Solar, LLC | 59514 | NV | MTN | WECC |  | 22 | 2 | NAICS-22 Non-Cogen | PV | SUN | SUN | NEVP | 255256 | 28862 | 2021
Vintage2014 | solar pv | TRUE | 59748 | N | . | CDCR (CA) - Pleasant Valley State Prison | Team-Solar, Inc. | 59512 | CA | PACC | WECC |  | 22 | 2 | NAICS-22 Non-Cogen | PV | SUN | SUN | CISO | 25622 | 2897 | 2021
Vintage2011 | solar pv | TRUE | 59749 | N | . | UMES (MD) - Princess Anne | NVT LICENSES, LLC | 58473 | MD | SAT | RFC |  | 22 | 2 | NAICS-22 Non-Cogen | PV | SUN | SUN | PJM | 18369 | 2077 | 2021
Vintage2014 | solar pv | TRUE | 59750 | N | . | Bourne (MA) - Holliston I | NVT LICENSES, LLC | 58473 | MA | NEW | NPCC |  | 22 | 2 | NAICS-22 Non-Cogen | PV | SUN | SUN | ISNE | 30936 | 3498 | 2021
Vintage2013 | solar pv | FALSE | 59751 | N | . | Wilzig Associates, LLC | Wilzig Associates, LLC | 59518 | NJ | MAT | RFC |  | 53 | 4 | Commercial NAICS Non-Cogen | PV | SUN | SUN | PJM | 15865 | 1794 | 2021
Vintage2015 | solar pv | TRUE | 59752 | N | . | BlueWave Capital - Grafton (SREC II) | TerraForm Solar XVII, LLC | 59519 | MA | NEW | NPCC |  | 22 | 2 | NAICS-22 Non-Cogen | PV | SUN | SUN | ISNE | 13858 | 1567 | 2021
Vintage2012 | solar pv | TRUE | 59754 | N | . | Lakeland Electric Co. (FL) - Airport II | NVT LICENSES, LLC | 58473 | FL | SAT | SERC |  | 22 | 2 | NAICS-22 Non-Cogen | PV | SUN | SUN | TEC | 79844 | 9028 | 2021
Vintage2014 | solar pv | TRUE | 59755 | N | . | Chester Power Partners | Altus Power America Management, LLC | 60281 | VT | NEW | NPCC |  | 22 | 2 | NAICS-22 Non-Cogen | PV | SUN | SUN | ISNE | 21940 | 2481 | 2021
Vintage2021 | onshore wind | TRUE | 59757 | N | . | Pryor Mountain Wind | PacifiCorp | 14354 | MT | MTN | WECC |  | 22 | 1 | Electric Utility | WT | WND | WND | PACE | 5970248 | 675062 | 2021
| biomass | FALSE | 59759 | N | . | Glades Pike Generation Plant | State Correctnl Inst Laurel Highlands | 59526 | PA | MAT | RFC |  | 92214 | 4 | Commercial NAICS Non-Cogen | GT | LFG | MLG | PJM | 0 | 0 | 2021
Vintage2011 | biomass | TRUE | 59759 | N | . | Glades Pike Generation Plant | State Correctnl Inst Laurel Highlands | 59526 | PA | MAT | RFC |  | 92214 | 4 | Commercial NAICS Non-Cogen | IC | LFG | MLG | PJM | 118165 | 10545 | 2021
Vintage2014 | solar pv | TRUE | 59760 | N | . | Red Hill Solar Center, LLC | SRE Utility Solar 1, LLC | 61119 | NC | SAT | SERC |  | 22 | 2 | NAICS-22 Non-Cogen | PV | SUN | SUN | CPLE | 72715 | 8222 | 2021
Vintage2014 | solar pv | TRUE | 59761 | N | . | Van Slyke Solar Center, LLC | SRE Utility Solar 1, LLC | 61119 | NC | SAT | SERC |  | 22 | 2 | NAICS-22 Non-Cogen | PV | SUN | SUN | CPLE | 80931 | 9151 | 2021
Vintage2014 | solar pv | TRUE | 59762 | N | . | Broadway Solar Center, LLC | SRE Utility Solar 1, LLC | 61119 | NC | SAT | SERC |  | 22 | 2 | NAICS-22 Non-Cogen | PV | SUN | SUN | CPLE | 73839 | 8349 | 2021
| biomass | FALSE | 59763 | N | . | Robeson County LFG to Energy | Robeson County Landfill | 59529 | NC | SAT | SERC |  | 562212 | 4 | Commercial NAICS Non-Cogen | IC | LFG | MLG | CPLE | 0 | 0 | 2021
Vintage2017 | natural gas combined cycle | TRUE | 59764 | N | . | Oregon Clean Energy Center | Oregon Clean Energy Center | 59534 | OH | ENC | RFC |  | 22 | 2 | NAICS-22 Non-Cogen | CA | NG | NG | PJM | 1867383 | 2122469 | 2021
Vintage2017 | natural gas combined cycle | TRUE | 59764 | N | . | Oregon Clean Energy Center | Oregon Clean Energy Center | 59534 | OH | ENC | RFC |  | 22 | 2 | NAICS-22 Non-Cogen | CT | NG | NG | PJM | 39536437 | 3870649 | 2021
| natural gas peaker | FALSE | 59764 | N | . | Oregon Clean Energy Center | Oregon Clean Energy Center | 59534 | OH | ENC | RFC |  | 22 | 2 | NAICS-22 Non-Cogen | IC | NG | NG | PJM | 0 | 0 | 2021
Vintage2014 | solar pv | TRUE | 59765 | N | . | Stetson Road Solar - Barre I | Kearsarge Solar LLC | 59232 | MA | NEW | NPCC |  | 22 | 2 | NAICS-22 Non-Cogen | PV | SUN | SUN | ISNE | 25154 | 2844 | 2021
Vintage2014 | solar pv | TRUE | 59766 | N | . | Barre II Solar Project | Kearsarge Solar LLC | 59232 | MA | NEW | NPCC |  | 22 | 2 | NAICS-22 Non-Cogen | PV | SUN | SUN | ISNE | 19350 | 2188 | 2021
Vintage2014 | solar pv | TRUE | 59767 | N | . | Chester Solar Farm | Kearsarge Solar LLC | 59232 | MA | NEW | NPCC |  | 22 | 2 | NAICS-22 Non-Cogen | PV | SUN | SUN | ISNE | 60492 | 6840 | 2021
Vintage2014 | solar pv | TRUE | 59768 | N | . | Concord Solar Farm | Kearsarge Solar LLC | 59232 | MA | NEW | NPCC |  | 22 | 2 | NAICS-22 Non-Cogen | PV | SUN | SUN | ISNE | 17732 | 2005 | 2021
Vintage2015 | solar pv | TRUE | 59769 | N | . | TIA Solar | Tampa Electric Co | 18454 | FL | SAT | SERC |  | 22 | 1 | Electric Utility | PV | SUN | SUN | TEC | 26658 | 3014 | 2021
Vintage2015 | solar pv | TRUE | 59770 | N | . | IMPA Pendleton Solar Park | Indiana Municipal Power Agency | 9234 | IN | ENC | RFC |  | 22 | 1 | Electric Utility | PV | SUN | SUN | MISO | 12461 | 1409 | 2021
Vintage2013 | solar pv | TRUE | 59771 | N | . | Jefferson Solar Park | Concord New Energy | 59209 | WI | ENC | RFC |  | 22 | 2 | NAICS-22 Non-Cogen | PV | SUN | SUN | MISO | 9861 | 1115 | 2021
| other | FALSE | 59772 | N | . | KCP&L SmartGrid Innovation Park | Evergy Metro | 10000 | MO | WNC | MRO |  | 22 | 1 | Electric Utility | BA | MWH | OTH | SWPP | 0 | 0 | 2021
Vintage2017 | natural gas combined cycle | TRUE | 59773 | N | . | Carroll County Energy | Carroll County Energy LLC | 59541 | OH | ENC | RFC |  | 22 | 2 | NAICS-22 Non-Cogen | CA | NG | NG | PJM | 3072696 | 1850271 | 2021
Vintage2017 | natural gas combined cycle | TRUE | 59773 | N | . | Carroll County Energy | Carroll County Energy LLC | 59541 | OH | ENC | RFC |  | 22 | 2 | NAICS-22 Non-Cogen | CT | NG | NG | PJM | 30634724 | 2921466 | 2021
Vintage2014 | biomass | TRUE | 59774 | Y | . | BioTown Ag | BioTown Ag | 59539 | IN | ENC | RFC |  | 112 | 7 | Industrial NAICS Cogen | IC | OBG | ORW | MISO | 395602 | 34272 | 2021
Vintage2013 | solar pv | TRUE | 59775 | N | . | Adams Farm Solar | Altus Power America Management, LLC | 60281 | MA | NEW | NPCC |  | 22 | 2 | NAICS-22 Non-Cogen | PV | SUN | SUN | ISNE | 33148 | 3748 | 2021
Vintage2012 | onshore wind | FALSE | 59776 | N | . | Heartland Community College | Heartland Community College | 59543 | IL | ENC | SERC |  | 611 | 4 | Commercial NAICS Non-Cogen | WT | WND | WND | MISO | 41151 | 4653 | 2021
Vintage2015 | solar pv | TRUE | 59777 | N | . | RGS-Rutland VNM SREC II Project (MA) | TerraForm Solar XVII, LLC | 59519 | MA | NEW | NPCC |  | 22 | 2 | NAICS-22 Non-Cogen | PV | SUN | SUN | ISNE | 10992 | 1243 | 2021
Vintage2015 | solar pv | TRUE | 59778 | N | . | Eden Solar LLC | AES Distributed Energy | 61012 | NC | SAT | SERC |  | 22 | 2 | NAICS-22 Non-Cogen | PV | SUN | SUN | DUK | 743346 | 84051 | 2021
Vintage2014 | solar pv | TRUE | 59779 | N | . | Davis Monthan AFB (AZ) West Airfield | Goldman Sachs Renewable Power LLC | 61944 | AZ | MTN | WECC |  | 22 | 2 | NAICS-22 Non-Cogen | PV | SUN | SUN | TEPC | 244599 | 27657 | 2021
Vintage2014 | solar pv | TRUE | 59780 | N | . | New Bedford (MA) Plymouth | BWC Origination 4, LLC | 59545 | MA | NEW | NPCC |  | 22 | 2 | NAICS-22 Non-Cogen | PV | SUN | SUN | ISNE | 48901 | 5529 | 2021
Vintage2014 | solar pv | TRUE | 59781 | N | . | Upper Blackstone (MA) Treasure Valley | Nexamp Treasure Valley Solar, LLC | 59546 | MA | NEW | NPCC |  | 22 | 2 | NAICS-22 Non-Cogen | PV | SUN | SUN | ISNE | 62412 | 7057 | 2021
Vintage2006 | natural gas peaker | FALSE | 59782 | N | . | Waynoka Gas Processing Plant | Targa Pipeline Mid-Continent West OK LLC | 59549 | OK | WSC | MRO |  | 211 | 6 | Industrial NAICS Non-Cogen | IC | NG | NG | SWPP | 172922 | 17885 | 2021
Vintage2021 | biomass | TRUE | 59783 | Y | . | Croda Atlas Point CHP | Croda Inc. | 59550 | DE | SAT | RFC |  | 325 | 7 | Industrial NAICS Cogen | IC | LFG | MLG | PJM | 51857 | 11247 | 2021
Vintage2003 | natural gas combined cycle | TRUE | 59784 | N | . | Gila River Power Block 3 | Salt River Project | 16572 | AZ | MTN | WECC |  | 22 | 1 | Electric Utility | CA | NG | NG | TEPC | 482511 | 1209109 | 2021
Vintage2003 | natural gas combined cycle | TRUE | 59784 | N | . | Gila River Power Block 3 | Salt River Project | 16572 | AZ | MTN | WECC |  | 22 | 1 | Electric Utility | CT | NG | NG | TEPC | 22030511 | 1796379 | 2021
| natural gas peaker | FALSE | 59785 | Y | . | Fremont Community Digester, LLC | Generate Fremont Digester, LLC. | 62127 | MI | ENC | RFC |  | 22 | 3 | NAICS-22 Cogen | IC | NG | NG | MISO | 0 | 0 | 2021
Vintage2012 | biomass | TRUE | 59785 | Y | . | Fremont Community Digester, LLC | Generate Fremont Digester, LLC. | 62127 | MI | ENC | RFC |  | 22 | 3 | NAICS-22 Cogen | IC | OBG | ORW | MISO | 58516 | 9596 | 2021
Vintage2015 | solar pv | TRUE | 59786 | N | . | Fiddler's Canyon #2 | SunE Solar XVII Project 2, LLC | 59561 | UT | MTN | WECC |  | 22 | 2 | NAICS-22 Non-Cogen | PV | SUN | SUN | PACE | 52464 | 5932 | 2021
Vintage2015 | solar pv | TRUE | 59787 | N | . | Fiddler's Canyon #1 | SunE Solar XVII Project 1, LLC | 59560 | UT | MTN | WECC |  | 22 | 2 | NAICS-22 Non-Cogen | PV | SUN | SUN | PACE | 54489 | 6161 | 2021
Vintage2014 | solar pv | TRUE | 59788 | N | . | Advance Stores Company, Inc | Tesla Inc. | 60947 | CT | NEW | NPCC |  | 22 | 2 | NAICS-22 Non-Cogen | PV | SUN | SUN | ISNE | 10046 | 1136 | 2021
Vintage2015 | solar pv | TRUE | 59789 | N | . | Millbrook School | Tesla Inc. | 60947 | NY | MAT | NPCC |  | 22 | 2 | NAICS-22 Non-Cogen | PV | SUN | SUN | NYIS | 17315 | 1958 | 2021
Vintage2014 | solar pv | TRUE | 59790 | N | . | Oregon University System Rabbit Field | Tesla Inc. | 60947 | OR | PACC | WECC |  | 22 | 2 | NAICS-22 Non-Cogen | PV | SUN | SUN | PACW | 13956 | 1578 | 2021
Vintage2016 | biomass | TRUE | 59792 | N | . | Orchard Hills Renewable Energy Station | Hoosier Energy R E C, Inc | 9267 | IL | ENC | RFC |  | 22 | 1 | Electric Utility | IC | LFG | MLG | PJM | 823849 | 77789 | 2021
Vintage2016 | petroleum | FALSE | 59793 | N | . | Industrial Plant | Alaska Electric Light & Power Co. | 213 | AK | PACN |  |  | 22 | 1 | Electric Utility | GT | DFO | DFO |  | 2358 | -125 | 2021
| natural gas peaker | FALSE | 59794 | Y | . | Chicago West Side Energy Center | Energy Systems Group LLC | 58303 | IL | ENC | RFC |  | 22 | 3 | NAICS-22 Cogen | GT | NG | NG | PJM | 0 | 0 | 2021
Vintage2018 | solar pv | TRUE | 59795 | N | . | Ahoskie | TWE Ahoskie Solar Project, LLC | 59569 | NC | SAT | SERC |  | 22 | 2 | NAICS-22 Non-Cogen | PV | SUN | SUN | PJM | 64676 | 7313 | 2021
Vintage2016 | solar pv | TRUE | 59796 | N | . | Kelford | Cypress Creek Renewables | 61060 | NC | SAT | SERC |  | 22 | 2 | NAICS-22 Non-Cogen | PV | SUN | SUN | PJM | 74784 | 8456 | 2021
| onshore wind | FALSE | 59797 | N | . | Bayonne MUA- Leitner-Poma Wind Turbine | SUEZ North America, Inc | 59568 | NJ | MAT | RFC |  | 22 | 2 | NAICS-22 Non-Cogen | WT | WND | WND | PJM | 0 | 0 | 2021
Vintage2015 | solar pv | TRUE | 59798 | N | . | Colon PV | Los Angeles Department of Water & Power | 11208 | CA | PACC | WECC |  | 22 | 2 | NAICS-22 Non-Cogen | PV | SUN | SUN | LDWP | 17856 | 2019 | 2021
Vintage2014 | other | TRUE | 59800 | N | . | Amazon San Bernardino | Bloom Energy | 57128 | CA | PACC | WECC |  | 22 | 2 | NAICS-22 Non-Cogen | FC | NG | NG | CISO | 49062 | 6969 | 2021
Vintage2014 | other | TRUE | 59801 | N | . | IBM Southbury | Bloom Energy | 57128 | CT | NEW | NPCC |  | 22 | 2 | NAICS-22 Non-Cogen | FC | NG | NG | ISNE | 53561 | 7395 | 2021
Vintage2014 | other | TRUE | 59802 | N | . | Maxim | Bloom Energy | 57128 | CA | PACC | WECC |  | 22 | 2 | NAICS-22 Non-Cogen | FC | NG | NG | CISO | 55185 | 7336 | 2021
Vintage2014 | other | TRUE | 59803 | N | . | Pixar - Emeryville | Bloom Energy | 57128 | CA | PACC | WECC |  | 22 | 2 | NAICS-22 Non-Cogen | FC | NG | NG | CISO | 49059 | 6619 | 2021
Vintage2014 | other | TRUE | 59804 | N | . | Starbucks - Evolution Fresh | Bloom Energy | 57128 | CA | PACC | WECC |  | 22 | 2 | NAICS-22 Non-Cogen | FC | NG | NG | CISO | 50550 | 6807 | 2021
Vintage2014 | other | TRUE | 59805 | N | . | Yahoo! - HQ | Bloom Energy | 57128 | CA | PACC | WECC |  | 22 | 2 | NAICS-22 Non-Cogen | FC | NG | NG | CISO | 48673 | 6574 | 2021
Vintage2009 | solar pv | TRUE | 59807 | N | . | Airport 1 Solar (DIA) | Greenbacker Renewable Energy Corporation | 60025 | CO | MTN | WECC |  | 22 | 2 | NAICS-22 Non-Cogen | PV | SUN | SUN | SWPP | 20342 | 2300 | 2021
Vintage2012 | biomass | TRUE | 59808 | N | . | Munster Landfill Gas-to-Energy | Town of Munster | 59591 | IN | ENC | RFC |  | 22 | 2 | NAICS-22 Non-Cogen | IC | LFG | MLG | MISO | 58287 | 3296 | 2021
Vintage2002 | petroleum | TRUE | 59809 | N | . | Mountain Home Energy Center | Energy Systems Group LLC | 58303 | TN | ESC | SERC |  | 22 | 2 | NAICS-22 Non-Cogen | IC | DFO | DFO | TVA | 3167 | 344.226 | 2021
| biomass | FALSE | 59809 | N | . | Mountain Home Energy Center | Energy Systems Group LLC | 58303 | TN | ESC | SERC |  | 22 | 2 | NAICS-22 Non-Cogen | IC | LFG | MLG | TVA | 0 | 0 | 2021
Vintage2002 | natural gas peaker | TRUE | 59809 | N | . | Mountain Home Energy Center | Energy Systems Group LLC | 58303 | TN | ESC | SERC |  | 22 | 2 | NAICS-22 Non-Cogen | IC | NG | NG | TVA | 164202 | 17832.774 | 2021
| biomass | FALSE | 59810 | N | . | Dairyland WTE Plant | Energy Systems Group LLC | 58303 | WI | ENC | MRO |  | 22 | 2 | NAICS-22 Non-Cogen | IC | OBG | ORW | MISO | 0 | 0 | 2021
Vintage2015 | solar pv | TRUE | 59811 | N | . | Rockfish Solar LLC | Rockfish Solar LLC | 59589 | MD | SAT | RFC |  | 22 | 2 | NAICS-22 Non-Cogen | PV | SUN | SUN | PJM | 172724 | 19530 | 2021
Vintage2017 | natural gas combined cycle | TRUE | 59812 | N | . | Wolf Hollow II | Exelon Power | 6035 | TX | WSC | TRE |  | 22 | 2 | NAICS-22 Non-Cogen | CA | NG | NG | ERCO | 12306124 | 1807716 | 2021
Vintage2017 | natural gas combined cycle | TRUE | 59812 | N | . | Wolf Hollow II | Exelon Power | 6035 | TX | WSC | TRE |  | 22 | 2 | NAICS-22 Non-Cogen | CT | NG | NG | ERCO | 24106972 | 3533906 | 2021
Vintage2016 | solar pv | TRUE | 59814 | N | . | Copper Mountain Solar 4, LLC | Consolidated Edison Development Inc. | 56769 | NV | MTN | WECC |  | 22 | 2 | NAICS-22 Non-Cogen | PV | SUN | SUN | CISO | 2168443 | 245188 | 2021
Vintage2001 | biomass | TRUE | 59815 | N | . | Granby LFG | Industrial Power Services Corp. | 59596 | MA | NEW | NPCC |  | 22 | 2 | NAICS-22 Non-Cogen | IC | LFG | MLG | ISNE | 106135 | 4066 | 2021
Vintage2006 | biomass | TRUE | 59816 | N | . | Nanticoke LFG | Broome Energy Resources, LLC | 59597 | NY | MAT | NPCC |  | 22 | 2 | NAICS-22 Non-Cogen | IC | LFG | MLG | NYIS | 240376 | 24532 | 2021
| #N/A | FALSE | 59817 | N | . | Tooele Army Depot(CSG) | Tooele Army Depot | 59598 | UT | MTN | WECC |  | 22 | 2 | NAICS-22 Non-Cogen | OT | SUN | SUN | PACE | 0 | 0 | 2021
Vintage0 | solar pv | FALSE | 59817 | N | . | Tooele Army Depot(CSG) | Tooele Army Depot | 59598 | UT | MTN | WECC |  | 22 | 2 | NAICS-22 Non-Cogen | PV | SUN | SUN | PACE | 353 | 40 | 2021
Vintage2016 | onshore wind | TRUE | 59817 | N | . | Tooele Army Depot(CSG) | Tooele Army Depot | 59598 | UT | MTN | WECC |  | 22 | 2 | NAICS-22 Non-Cogen | WT | WND | WND | PACE | 34102 | 3856 | 2021
Vintage2011 | solar pv | TRUE | 59818 | N | . | Concord Farm | Shoe Show, Inc. | 59599 | NC | SAT | SERC |  | 22 | 2 | NAICS-22 Non-Cogen | PV | SUN | SUN | DUK | 26230 | 2966 | 2021
Vintage2015 | solar pv | TRUE | 59819 | N | . | Mohave Electric at Fort Mohave | Mohave Sunrise Solar I, LLC | 59600 | AZ | MTN | WECC |  | 22 | 2 | NAICS-22 Non-Cogen | PV | SUN | SUN | WALC | 83956 | 9493 | 2021
Vintage2013 | solar pv | TRUE | 59820 | N | . | Hunt Farm Solar | Altus Power America Management, LLC | 60281 | MA | NEW | NPCC |  | 22 | 2 | NAICS-22 Non-Cogen | PV | SUN | SUN | ISNE | 31494 | 3561 | 2021
Vintage2014 | solar pv | TRUE | 59821 | N | . | 205 Sturbridge A | Altus Power America Management, LLC | 60281 | MA | NEW | NPCC |  | 22 | 2 | NAICS-22 Non-Cogen | PV | SUN | SUN | ISNE | 33776 | 3819 | 2021
Vintage2014 | solar pv | TRUE | 59822 | N | . | 201 Sturbridge B | Altus Power America Management, LLC | 60281 | MA | NEW | NPCC |  | 22 | 2 | NAICS-22 Non-Cogen | PV | SUN | SUN | ISNE | 23030 | 2604 | 2021
| solar pv | FALSE | 59823 | N | . | INDY III | Terraform Arcadia | 63249 | IN | ENC | RFC |  | 22 | 2 | NAICS-22 Non-Cogen | PV | SUN | SUN | MISO | 0 | 0 | 2021
Vintage2015 | solar pv | TRUE | 59824 | N | . | Sweetgum Solar | SRE Utility Solar 1, LLC | 61119 | NC | SAT | SERC |  | 22 | 2 | NAICS-22 Non-Cogen | PV | SUN | SUN | CPLE | 78190 | 8841 | 2021
| solar pv | FALSE | 59825 | N | . | South Louisburg Solar | Cypress Creek Renewables | 61060 | NC | SAT | SERC |  | 22 | 2 | NAICS-22 Non-Cogen | PV | SUN | SUN | CPLE | 0 | 0 | 2021
Vintage0 | onshore wind | FALSE | 59825 | N | . | South Louisburg Solar | Cypress Creek Renewables | 61060 | NC | SAT | SERC |  | 22 | 2 | NAICS-22 Non-Cogen | WT | WND | WND | CPLE | 84364 | 9539 | 2021
Vintage2019 | solar pv | TRUE | 59826 | N | . | Sunshine Valley Solar | EDP Renewables North America LLC | 61785 | NV | MTN | WECC |  | 22 | 2 | NAICS-22 Non-Cogen | PV | SUN | SUN | CISO | 1904140 | 215303 | 2021
Vintage2017 | solar pv | TRUE | 59827 | N | . | Playa Solar 1, LLC | EDF Renewable Asset Holdings, Inc. | 57170 | NV | MTN | WECC |  | 22 | 2 | NAICS-22 Non-Cogen | PV | SUN | SUN | NEVP | 1825420 | 206402 | 2021
Vintage2015 | solar pv | TRUE | 59828 | N | . | Balsam | SRE Utility Solar 1, LLC | 61119 | NC | SAT | SERC |  | 22 | 2 | NAICS-22 Non-Cogen | PV | SUN | SUN | CPLE | 75742 | 8564 | 2021
Vintage2019 | solar pv | TRUE | 59829 | N | . | Hickory | Current Energy Group | 59464 | NC | SAT | SERC |  | 22 | 2 | NAICS-22 Non-Cogen | PV | SUN | SUN | CPLE | 63756 | 7209 | 2021
Vintage2015 | solar pv | TRUE | 59831 | N | . | Royal Solar | Cypress Creek Renewables | 61060 | NC | SAT | SERC |  | 22 | 2 | NAICS-22 Non-Cogen | PV | SUN | SUN | CPLE | 81357 | 9199 | 2021
Vintage2015 | solar pv | TRUE | 59832 | N | . | Kinston Solar | Cypress Creek Renewables | 61060 | NC | SAT | SERC |  | 22 | 2 | NAICS-22 Non-Cogen | PV | SUN | SUN | CPLE | 79543 | 8994 | 2021
Vintage2015 | solar pv | TRUE | 59833 | N | . | Laurinburg Solar | Cypress Creek Renewables | 61060 | NC | SAT | SERC |  | 22 | 2 | NAICS-22 Non-Cogen | PV | SUN | SUN | CPLE | 78462 | 8872 | 2021
| solar pv | FALSE | 59834 | N | . | Indy Grocers | Terraform Arcadia | 63249 | IN | ENC | RFC |  | 22 | 2 | NAICS-22 Non-Cogen | PV | SUN | SUN | MISO | 0 | 0 | 2021
Vintage2015 | solar pv | TRUE | 59835 | N | . | Newton Grove | SRE Utility Solar 1, LLC | 61119 | NC | SAT | SERC |  | 22 | 2 | NAICS-22 Non-Cogen | PV | SUN | SUN | CPLE | 26994 | 3052 | 2021
Vintage2016 | hydro | TRUE | 59836 | N | . | Twin Falls (WI) | Wisconsin Electric Power Co | 20847 | WI | ENC | RFC |  | 22 | 1 | Electric Utility | HY | WAT | HYC | MISO | 336037 | 37996 | 2021
Vintage2015 | onshore wind | TRUE | 59837 | N | . | Slate Creek Wind Project LLC | EDF Renewable Asset Holdings, Inc. | 57170 | KS | WNC | MRO |  | 22 | 2 | NAICS-22 Non-Cogen | WT | WND | WND | SWPP | 5436018 | 614656 | 2021
Vintage2016 | onshore wind | TRUE | 59838 | N | . | Milo Wind Project LLC | EDF Renewable Asset Holdings, Inc. | 57170 | NM | MTN | MRO |  | 22 | 2 | NAICS-22 Non-Cogen | WT | WND | WND | SWPP | 1708759 | 193211 | 2021
Vintage2015 | solar pv | TRUE | 59839 | N | . | Spring Hill Road | AES Distributed Energy | 61012 | MA | NEW | NPCC |  | 22 | 2 | NAICS-22 Non-Cogen | PV | SUN | SUN | ISNE | 24612 | 2783 | 2021
Vintage2016 | solar pv | TRUE | 59840 | N | . | Springbok Solar Farm 2 | 63SU 8me, LLC | 59616 | CA | PACC | WECC |  | 22 | 2 | NAICS-22 Non-Cogen | PV | SUN | SUN | LDWP | 3674877 | 415522 | 2021
Vintage2011 | solar pv | TRUE | 59841 | N | . | General Motors Corp at White Marsh MD | Constellation Solar Maryland, LLC | 56975 | MD | SAT | RFC |  | 22 | 2 | NAICS-22 Non-Cogen | PV | SUN | SUN | PJM | 7040 | 796 | 2021
Vintage2015 | solar pv | TRUE | 59842 | N | . | CNE at Cambridge MD | Constellation Solar Maryland II LLC | 58304 | MD | SAT | RFC |  | 22 | 2 | NAICS-22 Non-Cogen | PV | SUN | SUN | PJM | 51039 | 5771 | 2021
Vintage2014 | solar pv | TRUE | 59843 | N | . | Georgia Power at Wadley GA | Constellation Solar Georgia, LLC. | 59617 | GA | SAT | SERC |  | 22 | 2 | NAICS-22 Non-Cogen | PV | SUN | SUN | SEPA | 16520 | 1868 | 2021
Vintage2012 | solar pv | FALSE | 59844 | N | . | Munich Re Plaza | Munich Reinsurance America, Inc | 59614 | NJ | MAT | RFC |  | 521 | 4 | Commercial NAICS Non-Cogen | PV | SUN | SUN | PJM | 15903 | 1798 | 2021
Vintage0 | petroleum | FALSE | 59845 | N | . | New River | Ingenco Renewable Development, LLC | 59452 | VA | SAT | SERC |  | 22 | 2 | NAICS-22 Non-Cogen | IC | DFO | DFO | PJM | 6252 | 541.867 | 2021
Vintage2013 | biomass | TRUE | 59845 | N | . | New River | Ingenco Renewable Development, LLC | 59452 | VA | SAT | SERC |  | 22 | 2 | NAICS-22 Non-Cogen | IC | LFG | MLG | PJM | 197638 | 17123.133 | 2021
Vintage1996 | natural gas peaker | TRUE | 59847 | Y | . | Northwest Community Hospital | Northwest Community Hospital | 59626 | IL | ENC | RFC |  | 22 | 3 | NAICS-22 Cogen | IC | NG | NG | PJM | 13603 | 1196 | 2021
Vintage2015 | solar pv | TRUE | 59848 | N | . | Pikes Peak Solar Garden 1 LLC CSG | Pikes Peak Solar Garden 1 LLC | 59650 | CO | MTN | WECC |  | 22 | 2 | NAICS-22 Non-Cogen | PV | SUN | SUN | WACM | 48225 | 5453 | 2021
Vintage2015 | solar pv | TRUE | 59849 | N | . | Adams Community Solar Garden LLC | Adams Community Solar Garden LLC | 59651 | CO | MTN | WECC |  | 22 | 2 | NAICS-22 Non-Cogen | PV | SUN | SUN | PSCO | 17644 | 1995 | 2021
Vintage2015 | solar pv | TRUE | 59850 | N | . | Adams Community Solar Garden III LLC | Adams Community Solar Garden III LLC | 59652 | CO | MTN | WECC |  | 22 | 2 | NAICS-22 Non-Cogen | PV | SUN | SUN | PSCO | 11587 | 1310 | 2021
Vintage2018 | solar pv | TRUE | 59851 | N | . | Great Bay Solar 1 | Great Bay Solar I LLC | 59633 | MD | SAT | RFC |  | 22 | 2 | NAICS-22 Non-Cogen | PV | SUN | SUN | PJM | 1164277 | 131646 | 2021
Vintage2016 | solar pv | TRUE | 59852 | N | . | North Star Solar Project | North Star Solar PV LLC | 59634 | MN | WNC | MRO |  | 22 | 2 | NAICS-22 Non-Cogen | PV | SUN | SUN | MISO | 1808837 | 204527 | 2021
Vintage2016 | solar pv | TRUE | 59853 | N | . | Watervliet PV | Indiana Michigan Power Co | 9324 | MI | ENC | RFC |  | 22 | 1 | Electric Utility | PV | SUN | SUN | PJM | 49676 | 5617 | 2021
Vintage2016 | solar pv | TRUE | 59854 | N | . | OlivePV | Indiana Michigan Power Co | 9324 | IN | ENC | RFC |  | 22 | 1 | Electric Utility | PV | SUN | SUN | PJM | 73114 | 8267 | 2021
Vintage2016 | solar pv | TRUE | 59855 | N | . | Deer Creek PV | Indiana Michigan Power Co | 9324 | IN | ENC | RFC |  | 22 | 1 | Electric Utility | PV | SUN | SUN | PJM | 30928 | 3497 | 2021
Vintage2015 | solar pv | TRUE | 59856 | N | . | SoINCPower6, LLC | SolNCPower6, LLC | 59637 | NC | SAT | SERC |  | 22 | 2 | NAICS-22 Non-Cogen | PV | SUN | SUN | PJM | 78446 | 8870 | 2021
Vintage2015 | solar pv | TRUE | 59857 | N | . | SoINCPower5, LLC | SolNCPower5, LLC | 59638 | NC | SAT | SERC |  | 22 | 2 | NAICS-22 Non-Cogen | PV | SUN | SUN | PJM | 95576 | 10807 | 2021
Vintage2015 | solar pv | TRUE | 59858 | N | . | Johnston Solar | Concord New Energy | 59209 | RI | NEW | NPCC |  | 22 | 2 | NAICS-22 Non-Cogen | PV | SUN | SUN | ISNE | 14548 | 1645 | 2021
Vintage2015 | natural gas peaker | FALSE | 59860 | Y | . | HP Hood CT | HP Hood LLC | 59636 | VA | SAT | RFC |  | 311 | 7 | Industrial NAICS Cogen | GT | NG | NG | PJM | 388271 | 93312 | 2021
Vintage2016 | solar pv | TRUE | 59861 | N | . | Twin Branch PV | Indiana Michigan Power Co | 9324 | IN | ENC | RFC |  | 22 | 1 | Electric Utility | PV | SUN | SUN | PJM | 35049 | 3963 | 2021
Vintage2015 | solar pv | TRUE | 59862 | N | . | Fort Benning Solar Facility | Georgia Power Co | 7140 | GA | SAT | SERC |  | 22 | 1 | Electric Utility | PV | SUN | SUN | SOCO | 425193 | 48077 | 2021
Vintage2016 | solar pv | TRUE | 59863 | N | . | Fort Gordon Solar Facility | Georgia Power Co | 7140 | GA | SAT | SERC |  | 22 | 1 | Electric Utility | PV | SUN | SUN | SOCO | 498828 | 56403 | 2021
Vintage2016 | solar pv | TRUE | 59864 | N | . | Kings Bay Solar Facility | Georgia Power Co | 7140 | GA | SAT | SERC |  | 22 | 1 | Electric Utility | PV | SUN | SUN | SOCO | 419647 | 47450 | 2021
Vintage2016 | solar pv | TRUE | 59865 | N | . | Fort Stewart Solar Facility | Georgia Power Co | 7140 | GA | SAT | SERC |  | 22 | 1 | Electric Utility | PV | SUN | SUN | SOCO | 422073 | 47724 | 2021
Vintage2015 | solar pv | TRUE | 59867 | N | . | Lockheed Martin Solar System | Lockheed Martin Solar System | 59648 | FL | SAT | SERC |  | 22 | 2 | NAICS-22 Non-Cogen | PV | SUN | SUN | FPC | 26895 | 3041 | 2021
Vintage2016 | solar pv | TRUE | 59868 | N | . | Kingbird A Solar LLC | CD Arevon USA, Inc. | 61230 | CA | PACC | WECC |  | 22 | 2 | NAICS-22 Non-Cogen | PV | SUN | SUN | CISO | 523876 | 59235 | 2021
Vintage2020 | solar pv | TRUE | 59870 | N | . | Little Bear Solar 1, LLC | Longroad Energy Services LLC | 61219 | CA | PACC | WECC |  | 22 | 2 | NAICS-22 Non-Cogen | PV | SUN | SUN | CISO | 823669 | 93133 | 2021
Vintage2015 | solar pv | FALSE | 59872 | N | . | UC Davis South Campus | Solar Star California XXXII, LLC | 59660 | CA | PACC | WECC |  | 92 | 4 | Commercial NAICS Non-Cogen | PV | SUN | SUN | CISO | 252471 | 28547 | 2021
Vintage2013 | solar pv | TRUE | 59873 | N | . | Lowell Solar Landfill | Heliovaas LLC | 59286 | MA | NEW | NPCC |  | 22 | 2 | NAICS-22 Non-Cogen | PV | SUN | SUN | ISNE | 11382 | 1287 | 2021
Vintage2015 | solar pv | TRUE | 59874 | N | . | Richland Solar Center | Onward Energy | 60453 | GA | SAT | SERC |  | 22 | 2 | NAICS-22 Non-Cogen | PV | SUN | SUN | SEPA | 341829 | 38651 | 2021
Vintage2017 | solar pv | TRUE | 59875 | N | . | Marshall Solar Energy Project | Marshall Solar Energy Project | 59973 | MN | WNC | MRO |  | 22 | 2 | NAICS-22 Non-Cogen | PV | SUN | SUN | MISO | 860645 | 97314 | 2021
Vintage2018 | solar pv | TRUE | 59876 | N | . | Marine Corps Logistics Base Solar | Georgia Power Co | 7140 | GA | SAT | SERC |  | 22 | 1 | Electric Utility | PV | SUN | SUN | SOCO | 490967 | 55514 | 2021
Vintage0 | other | FALSE | 59877 | Y | . | Riverside RWQCP Fuel Cell | Riverside Fuel Cell, LLC | 59662 | CA | PACC | WECC |  | 22132 | 5 | Commercial NAICS Cogen | FC | NG | NG | CISO | 11470 | 1279.324 | 2021
Vintage2016 | biomass | TRUE | 59877 | Y | . | Riverside RWQCP Fuel Cell | Riverside Fuel Cell, LLC | 59662 | CA | PACC | WECC |  | 22132 | 5 | Commercial NAICS Cogen | FC | OBG | ORW | CISO | 65967 | 7357.676 | 2021
Vintage2019 | solar pv | TRUE | 59878 | N | . | Windhub Solar A LLC | EDP Renewables North America LLC | 61785 | CA | PACC | WECC |  | 22 | 2 | NAICS-22 Non-Cogen | PV | SUN | SUN | CISO | 443190 | 50112 | 2021
Vintage2019 | solar pv | TRUE | 59879 | N | . | North Rosamond Solar LLC | North Rosamond Solar, LLC | 61943 | CA | PACC | WECC |  | 22 | 2 | NAICS-22 Non-Cogen | PV | SUN | SUN | CISO | 3094187 | 349863 | 2021
Vintage2019 | solar pv | TRUE | 59880 | N | . | Kings Park Solar I | DG LF Solar, LLC | 62710 | NY | MAT | NPCC |  | 22 | 2 | NAICS-22 Non-Cogen | PV | SUN | SUN | NYIS | 33050 | 3737 | 2021
Vintage2019 | solar pv | TRUE | 59881 | N | . | Kings Park Solar II | DG LF Solar, LLC | 62710 | NY | MAT | NPCC |  | 22 | 2 | NAICS-22 Non-Cogen | PV | SUN | SUN | NYIS | 33050 | 3737 | 2021
| petroleum | FALSE | 59882 | N | . | Exelon West Medway II LLC | Exelon Power | 6035 | MA | NEW | NPCC |  | 22 | 2 | NAICS-22 Non-Cogen | GT | DFO | DFO | ISNE | 0 | 0 | 2021
Vintage0 | other | FALSE | 59882 | N | . | Exelon West Medway II LLC | Exelon Power | 6035 | MA | NEW | NPCC |  | 22 | 2 | NAICS-22 Non-Cogen | GT | KER | WOO | ISNE | 4879 | 467.575 | 2021
Vintage2019 | natural gas peaker | TRUE | 59882 | N | . | Exelon West Medway II LLC | Exelon Power | 6035 | MA | NEW | NPCC |  | 22 | 2 | NAICS-22 Non-Cogen | GT | NG | NG | ISNE | 1941589 | 190438.43 | 2021
Vintage2015 | solar pv | TRUE | 59887 | N | . | Beaufort Solar, LLC | Capital Power Corporation | 59365 | NC | SAT | SERC |  | 22 | 2 | NAICS-22 Non-Cogen | PV | SUN | SUN | CPLE | 251594 | 28448 | 2021
Vintage2017 | onshore wind | TRUE | 59888 | N | . | Bloom Wind | CP Bloom Wind LLC | 64781 | KS | WNC | MRO |  | 22 | 2 | NAICS-22 Non-Cogen | WT | WND | WND | SWPP | 5495256 | 621354 | 2021
Vintage2016 | solar pv | TRUE | 59891 | N | . | Butler Solar Farm 20 | Southern Power Co | 17650 | GA | SAT | SERC |  | 22 | 2 | NAICS-22 Non-Cogen | PV | SUN | SUN | SOCO | 348994 | 39461 | 2021
Vintage2016 | solar pv | TRUE | 59894 | N | . | Pawpaw Solar Plant | Southern Power Co | 17650 | GA | SAT | SERC |  | 22 | 2 | NAICS-22 Non-Cogen | PV | SUN | SUN | SOCO | 569704 | 64417 | 2021
Vintage2016 | solar pv | TRUE | 59896 | N | . | Butler Solar Project 103 | Southern Power Co | 17650 | GA | SAT | SERC |  | 22 | 2 | NAICS-22 Non-Cogen | PV | SUN | SUN | SOCO | 1893289 | 214076 | 2021
Vintage2016 | solar pv | TRUE | 59897 | N | . | Taylor County Solar | Southern Power Co | 17650 | GA | SAT | SERC |  | 22 | 2 | NAICS-22 Non-Cogen | PV | SUN | SUN | SOCO | 2378842 | 268978 | 2021
Vintage2014 | solar pv | TRUE | 59898 | N | . | SunEnergy1-Scotland Neck, LLC | SunEnergy1-Scotland Neck, LLC | 59672 | NC | SAT | SERC |  | 22 | 2 | NAICS-22 Non-Cogen | PV | SUN | SUN | PJM | 51128 | 5781 | 2021
Vintage2014 | solar pv | TRUE | 59899 | N | . | Choco Solar, LLC | Choco Solar LLC | 59673 | NC | SAT | SERC |  | 22 | 2 | NAICS-22 Non-Cogen | PV | SUN | SUN | CPLE | 91287 | 10322 | 2021
Vintage2016 | solar pv | TRUE | 59900 | N | . | Corcoran Solar 3 | Consolidated Edison Development Inc. | 56769 | CA | PACC | WECC |  | 22 | 2 | NAICS-22 Non-Cogen | PV | SUN | SUN | CISO | 444164 | 50222 | 2021
Vintage2015 | solar pv | TRUE | 59901 | N | . | Albertson Solar LLC | Albertson Solar LLC | 59674 | NC | SAT | SERC |  | 22 | 2 | NAICS-22 Non-Cogen | PV | SUN | SUN | CPLE | 68506 | 7746 | 2021
Vintage2020 | onshore wind | TRUE | 59902 | N | . | Cardinal Point Wind | Cardinal Point LLC | 64782 | IL | ENC | MRO |  | 22 | 2 | NAICS-22 Non-Cogen | WT | WND | WND | MISO | 5135931 | 580725 | 2021
Vintage2018 | onshore wind | TRUE | 59903 | N | . | New Frontier Wind | Meadowlark Wind I LLC | 64799 | ND | WNC | MRO |  | 22 | 2 | NAICS-22 Non-Cogen | WT | WND | WND | MISO | 3658604 | 413682 | 2021
Vintage2016 | solar pv | TRUE | 59904 | N | . | Western Branch High School | Virginia Electric & Power Co | 19876 | VA | SAT | SERC |  | 22 | 1 | Electric Utility | PV | SUN | SUN | PJM | 12418 | 1404 | 2021
Vintage2017 | solar pv | TRUE | 59905 | N | . | Merck | Virginia Electric & Power Co | 19876 | VA | SAT | SERC |  | 22 | 1 | Electric Utility | PV | SUN | SUN | PJM | 21951 | 2482 | 2021
Vintage2018 | natural gas combined cycle | TRUE | 59906 | N | . | Moxie Freedom Generation Plant | Moxie Freedom LLC | 59675 | PA | MAT | RFC |  | 22 | 2 | NAICS-22 Non-Cogen | CS | NG | NG | PJM | 46802511 | 7252858 | 2021
Vintage2016 | solar pv | TRUE | 59908 | N | . | Mount Olive Solar | AES Distributed Energy | 61012 | NC | SAT | SERC |  | 22 | 2 | NAICS-22 Non-Cogen | PV | SUN | SUN | CPLE | 29821 | 3372 | 2021
Vintage2019 | solar pv | TRUE | 59910 | N | . | KDC Solar PR1, LLC | KDC Solar PR1, LLC | 59678 | NJ | MAT | RFC |  | 22 | 2 | NAICS-22 Non-Cogen | PV | SUN | SUN | PJM | 255522 | 28892 | 2021
Vintage2016 | solar pv | TRUE | 59911 | N | . | Philip Morris | Virginia Electric & Power Co | 19876 | VA | SAT | SERC |  | 22 | 1 | Electric Utility | PV | SUN | SUN | PJM | 27310 | 3088 | 2021
Vintage2016 | solar pv | TRUE | 59912 | N | . | Freemont Solar Center LLC | Heelstone Energy Holdings, LLC | 59462 | NC | SAT | SERC |  | 22 | 2 | NAICS-22 Non-Cogen | PV | SUN | SUN | DUK | 74573 | 8432 | 2021
| natural gas combined cycle | FALSE | 59913 | N | . | Greensville County Power Station | Virginia Electric & Power Co | 19876 | VA | SAT | SERC |  | 22 | 1 | Electric Utility | CA | NG | NG | PJM | 0 | 0 | 2021
Vintage2018 | natural gas combined cycle | TRUE | 59913 | N | . | Greensville County Power Station | Virginia Electric & Power Co | 19876 | VA | SAT | SERC |  | 22 | 1 | Electric Utility | CT | NG | NG | PJM | 75110961 | 11513187 | 2021
Vintage2016 | solar pv | TRUE | 59914 | N | . | Crestwood Solar Center LLC | SRE Utility Solar 1, LLC | 61119 | NC | SAT | SERC |  | 22 | 2 | NAICS-22 Non-Cogen | PV | SUN | SUN | CPLE | 68481 | 7743 | 2021
Vintage2017 | solar pv | TRUE | 59915 | N | . | Oro Loma | Consolidated Edison Development Inc. | 56769 | CA | PACC | WECC |  | 22 | 2 | NAICS-22 Non-Cogen | PV | SUN | SUN | CISO | 448392 | 50700 | 2021
Vintage2016 | solar pv | TRUE | 59916 | N | . | SunE- E Philadelphia Ontario | SunEdison LLC | 59139 | CA | PACC | WECC |  | 22 | 2 | NAICS-22 Non-Cogen | PV | SUN | SUN | CISO | 15503 | 1753 | 2021
Vintage2016 | solar pv | TRUE | 59917 | N | . | Pollocksville Solar | Cypress Creek Renewables | 61060 | NC | SAT | SERC |  | 22 | 2 | NAICS-22 Non-Cogen | PV | SUN | SUN | CPLE | 75687 | 8558 | 2021
Vintage2015 | solar pv | TRUE | 59919 | N | . | Nellis Solar PV II | Nevada Power Co | 13407 | NV | MTN | WECC |  | 22 | 1 | Electric Utility | PV | SUN | SUN | NEVP | 321540 | 36357 | 2021
Vintage2017 | solar pv | TRUE | 59921 | N | . | Lillington Solar | Lillington Solar LLC | 59680 | NC | SAT | SERC |  | 22 | 2 | NAICS-22 Non-Cogen | PV | SUN | SUN | CPLE | 86583 | 9790 | 2021
Vintage2021 | solar pv | FALSE | 59922 | N | . | South Campus Solar | JPMorgan Chase Bank | 59685 | DE | SAT | RFC |  | 55 | 4 | Commercial NAICS Non-Cogen | PV | SUN | SUN | PJM | 13956 | 1578 | 2021
Vintage2016 | natural gas peaker | TRUE | 59926 | N | . | Alpine Power Plant | Wolverine Power Supply Coop | 20910 | MI | ENC | RFC |  | 22 | 1 | Electric Utility | GT | NG | NG | MISO | 9526791 | 855186 | 2021
Vintage2016 | solar pv | TRUE | 59927 | N | . | Hunt Road Solar | Citizens Enterprises Corporation | 58871 | MA | NEW | NPCC |  | 22 | 2 | NAICS-22 Non-Cogen | PV | SUN | SUN | ISNE | 65790 | 7439 | 2021
Vintage2016 | solar pv | TRUE | 59928 | N | . | Vance Solar Farm, LLC | Cypress Creek Renewables | 61060 | NC | SAT | SERC |  | 22 | 2 | NAICS-22 Non-Cogen | PV | SUN | SUN | DUK | 77818 | 8799 | 2021
Vintage2017 | solar pv | TRUE | 59929 | N | . | Cline Solar Farm, LLC | Cline Solar, LLC | 60990 | NC | SAT | SERC |  | 22 | 2 | NAICS-22 Non-Cogen | PV | SUN | SUN | DUK | 73839 | 8349 | 2021
Vintage2015 | solar pv | TRUE | 59930 | N | . | BG Stewart Solar Farm, LLC | Cypress Creek Renewables | 61060 | NC | SAT | SERC |  | 22 | 2 | NAICS-22 Non-Cogen | PV | SUN | SUN | DUK | 77006 | 8707 | 2021
Vintage2013 | biomass | TRUE | 59931 | Y | . | FCPC Renewable Generation | FCPC Renewable Generation, LLC | 59688 | WI | ENC | RFC |  | 22 | 3 | NAICS-22 Cogen | IC | OBG | ORW | MISO | 20095 | 5242 | 2021
Vintage2015 | solar pv | TRUE | 59932 | N | . | Fiddler's Canyon 3 | SunE Solar XVII Project 3, LLC | 59695 | UT | MTN | WECC |  | 22 | 2 | NAICS-22 Non-Cogen | PV | SUN | SUN | PACE | 62820 | 7103 | 2021
Vintage2018 | solar pv | TRUE | 59934 | N | . | Soluga Farms IV | Soluga Solar, LLC | 64280 | NC | SAT | SERC |  | 22 | 2 | NAICS-22 Non-Cogen | PV | SUN | SUN | SEPA | 57017 | 6447 | 2021
Vintage2016 | solar pv | TRUE | 59936 | N | . | Meadowbrook Solar Farm | Cypress Creek Renewables | 61060 | NC | SAT | SERC |  | 22 | 2 | NAICS-22 Non-Cogen | PV | SUN | SUN | DUK | 85398 | 9656 | 2021
Vintage2016 | solar pv | TRUE | 59937 | N | . | Coats Solar Farm, LLC | Cypress Creek Renewables | 61060 | NC | SAT | SERC |  | 22 | 2 | NAICS-22 Non-Cogen | PV | SUN | SUN | DUK | 83291 | 9418 | 2021
Vintage2016 | natural gas peaker | TRUE | 59938 | N | . | Sky Global Power One | Sky Global Power One Pledgor, LLC | 59698 | TX | WSC | TRE |  | 22 | 2 | NAICS-22 Non-Cogen | IC | NG | NG | ERCO | 482403 | 51200 | 2021
| other | FALSE | 59939 | N | . | RE Tranquillity | Southern Power Co | 17650 | CA | PACC | WECC |  | 22 | 2 | NAICS-22 Non-Cogen | BA | MWH | OTH | CISO | 0 | -539 | 2021
Vintage2016 | solar pv | TRUE | 59939 | N | . | RE Tranquillity | Southern Power Co | 17650 | CA | PACC | WECC |  | 22 | 2 | NAICS-22 Non-Cogen | PV | SUN | SUN | CISO | 4308186 | 487131 | 2021
Vintage2018 | solar pv | TRUE | 59940 | N | . | Great Valley Solar Portfolio Holdings, LLC | Consolidated Edison Development Inc. | 56769 | CA | PACC | WECC |  | 22 | 2 | NAICS-22 Non-Cogen | PV | SUN | SUN | CISO | 4719219 | 533607 | 2021
Vintage2016 | solar pv | TRUE | 59941 | N | . | Iron Springs Solar, LLC | Clearway Renewable Operation & Maintenance LLC | 64629 | UT | MTN | WECC |  | 22 | 2 | NAICS-22 Non-Cogen | PV | SUN | SUN | PACE | 1821837 | 205997 | 2021
Vintage2015 | solar pv | TRUE | 59942 | N | . | Morgan Lancaster 1 | Terraform Arcadia | 63249 | CA | PACC | WECC |  | 22 | 2 | NAICS-22 Non-Cogen | PV | SUN | SUN | CISO | 24445 | 2764 | 2021
Vintage2015 | onshore wind | TRUE | 59943 | N | . | Rattlesnake Den | SunEdison LLC | 59139 | TX | WSC | TRE |  | 22 | 2 | NAICS-22 Non-Cogen | WT | WND | WND | ERCO | 6064641 | 685735 | 2021
Vintage2015 | solar pv | TRUE | 59944 | N | . | Conetoe II Solar, LLC | Conetoe II Solar, LLC | 59707 | NC | SAT | SERC |  | 22 | 2 | NAICS-22 Non-Cogen | PV | SUN | SUN | PJM | 1352247 | 152900 | 2021
Vintage2016 | solar pv | TRUE | 59945 | N | . | Granite Mountain Solar West, LLC | Clearway Renewable Operation & Maintenance LLC | 64629 | UT | MTN | WECC |  | 22 | 2 | NAICS-22 Non-Cogen | PV | SUN | SUN | PACE | 1106323 | 125093 | 2021
Vintage2016 | solar pv | TRUE | 59946 | N | . | Granite Mountain Solar East, LLC | Clearway Renewable Operation & Maintenance LLC | 64629 | UT | MTN | WECC |  | 22 | 2 | NAICS-22 Non-Cogen | PV | SUN | SUN | PACE | 1845095 | 208627 | 2021
Vintage2015 | solar pv | TRUE | 59947 | N | . | SR Camden | SR Camden, LLC | 59710 | AR | WSC | SERC |  | 22 | 2 | NAICS-22 Non-Cogen | PV | SUN | SUN | SPA | 206879 | 23392 | 2021
Vintage2015 | solar pv | TRUE | 59948 | N | . | Bakersfield 111 | Bakersfield 111 LLC | 59711 | CA | PACC | WECC |  | 22 | 2 | NAICS-22 Non-Cogen | PV | SUN | SUN | PACW | 24348 | 2753 | 2021
| other | FALSE | 59949 | N | . | AES Warrior Run Energy Storage Project | AES Tait LLC | 59712 | MD | SAT | RFC |  | 22 | 2 | NAICS-22 Non-Cogen | BA | MWH | OTH | PJM | 0 | -2127 | 2021
Vintage2015 | solar pv | TRUE | 59950 | N | . | Yadkinville Solar | Oppidum Renewables USA, LLC | 63026 | NC | SAT | SERC |  | 22 | 2 | NAICS-22 Non-Cogen | PV | SUN | SUN | DUK | 54967 | 6215 | 2021
Vintage2019 | solar pv | TRUE | 59951 | N | . | Five Forks Solar | Five Forks Solar | 61857 | NC | SAT | RFC |  | 22 | 2 | NAICS-22 Non-Cogen | PV | SUN | SUN | PJM | 366699 | 41463 | 2021
Vintage2016 | biomass | TRUE | 59952 | N | . | Potrero Hills Energy Producers | Potrero Hills Energy Producers, LLC | 59713 | CA | PACC | WECC |  | 22 | 2 | NAICS-22 Non-Cogen | IC | LFG | MLG | CISO | 560921 | 59572 | 2021
Vintage2019 | onshore wind | TRUE | 59953 | N | . | Antrim Wind | Antrim Wind Energy LLC | 59714 | NH | NEW | NPCC |  | 22 | 2 | NAICS-22 Non-Cogen | WT | WND | WND | ISNE | 690309 | 78054 | 2021
Vintage2016 | solar pv | TRUE | 59954 | N | . | Osceola Solar Facility | Duke Energy Florida, LLC | 6455 | FL | SAT | SERC |  | 22 | 1 | Electric Utility | PV | SUN | SUN | FPC | 51488 | 5822 | 2021
Vintage2015 | solar pv | TRUE | 59955 | N | . | ESA Smithfield | SRE Utility Solar 1, LLC | 61119 | NC | SAT | SERC |  | 22 | 2 | NAICS-22 Non-Cogen | PV | SUN | SUN | CPLE | 25294 | 2860 | 2021
Vintage2015 | solar pv | TRUE | 59956 | N | . | ESA Selma | SRE Utility Solar 1, LLC | 61119 | NC | SAT | SERC |  | 22 | 2 | NAICS-22 Non-Cogen | PV | SUN | SUN | CPLE | 23933 | 2706 | 2021
| other | FALSE | 59957 | N | . | Grand Ridge Battery Projects | Invenergy Services LLC | 49893 | IL | ENC | RFC |  | 22 | 2 | NAICS-22 Non-Cogen | BA | MWH | OTH | PJM | 0 | -6751 | 2021
Vintage2015 | solar pv | TRUE | 59958 | N | . | Milford 2 | SunE DB24 LLC | 59716 | UT | MTN | WECC |  | 22 | 2 | NAICS-22 Non-Cogen | PV | SUN | SUN | PACE | 62076 | 7019 | 2021
| other | FALSE | 59959 | N | . | Elwood Energy Storage Center | West Chicago Battery Storage LLC | 59718 | IL | ENC | RFC |  | 22 | 2 | NAICS-22 Non-Cogen | BA | MWH | OTH | PJM | 0 | -869 | 2021
| other | FALSE | 59960 | N | . | Jake Energy Storage Center | Joliet Battery Storage LLC | 59717 | IL | ENC | RFC |  | 22 | 2 | NAICS-22 Non-Cogen | BA | MWH | OTH | PJM | 0 | -293 | 2021
Vintage2016 | solar pv | TRUE | 59961 | N | . | Western Antelope Blue Sky B | AES Distributed Energy | 61012 | CA | PACC | WECC |  | 22 | 2 | NAICS-22 Non-Cogen | PV | SUN | SUN | CISO | 483519 | 54672 | 2021
Vintage2016 | solar pv | TRUE | 59962 | N | . | North Lancaster Ranch | AES Distributed Energy | 61012 | CA | PACC | WECC |  | 22 | 2 | NAICS-22 Non-Cogen | PV | SUN | SUN | CISO | 310946 | 35159 | 2021
Vintage2016 | solar pv | TRUE | 59963 | N | . | Central Antelope Dry Ranch C | AES Distributed Energy | 61012 | CA | PACC | WECC |  | 22 | 2 | NAICS-22 Non-Cogen | PV | SUN | SUN | CISO | 308788 | 34915 | 2021
Vintage2016 | solar pv | TRUE | 59964 | N | . | Elevation Solar C | AES Distributed Energy | 61012 | CA | PACC | WECC |  | 22 | 2 | NAICS-22 Non-Cogen | PV | SUN | SUN | CISO | 966473 | 109280 | 2021
Vintage2016 | onshore wind | TRUE | 59965 | N | . | Latigo Wind Park | AES Distributed Energy | 61012 | UT | MTN | WECC |  | 22 | 2 | NAICS-22 Non-Cogen | WT | WND | WND | PACE | 1421505 | 160731 | 2021
Vintage2015 | solar pv | TRUE | 59966 | N | . | Camp Lejeune Solar | Duke Energy Progress - (NC) | 3046 | NC | SAT | SERC |  | 22 | 1 | Electric Utility | PV | SUN | SUN | DUK | 160898 | 18193 | 2021
Vintage2016 | onshore wind | TRUE | 59968 | N | . | Desert Wind Farm, LLC | Avangrid Renewables LLC | 15399 | NC | SAT | SERC |  | 22 | 2 | NAICS-22 Non-Cogen | WT | WND | WND | PJM | 4467670 | 505164 | 2021
Vintage2018 | onshore wind | TRUE | 59972 | N | . | Bearkat | Bearkat Wind Energy 1, LLC | 63428 | TX | WSC | TRE |  | 22 | 2 | NAICS-22 Non-Cogen | WT | WND | WND | ERCO | 5275447 | 596500 | 2021
Vintage2016 | solar pv | TRUE | 59973 | N | . | Walt Disney World Solar Facility | Duke Energy Florida Solar Solutions | 60054 | FL | SAT | SERC |  | 22 | 2 | NAICS-22 Non-Cogen | PV | SUN | SUN | FPC | 72097 | 8152 | 2021
Vintage2015 | onshore wind | TRUE | 59974 | N | . | Golden West Power Partners LLC | Golden West Power Partners, LLC | 59729 | CO | MTN | WECC |  | 22 | 2 | NAICS-22 Non-Cogen | WT | WND | WND | PSCO | 7213148 | 815598 | 2021
Vintage2015 | onshore wind | TRUE | 59975 | N | . | Carousel Wind Farm LLC | Carousel Wind Farm, LLC | 59730 | CO | MTN | WECC |  | 22 | 2 | NAICS-22 Non-Cogen | WT | WND | WND | PSCO | 5360534 | 606121 | 2021
Vintage2016 | solar pv | TRUE | 59976 | N | . | RE Astoria | RE Astoria LLC | 59727 | CA | PACC | WECC |  | 22 | 2 | NAICS-22 Non-Cogen | PV | SUN | SUN | CISO | 2657870 | 300528 | 2021
Vintage2016 | solar pv | TRUE | 59977 | N | . | RE Astoria 2 | RE Astoria 2 LLC | 59728 | CA | PACC | WECC |  | 22 | 2 | NAICS-22 Non-Cogen | PV | SUN | SUN | CISO | 2032290 | 229793 | 2021
Vintage2016 | solar pv | TRUE | 59978 | N | . | Adapture CA2, LLC | Adapture Renewables, Inc. | 60496 | CA | PACC | WECC |  | 22 | 2 | NAICS-22 Non-Cogen | PV | SUN | SUN | PACW | 28505 | 3223 | 2021
Vintage2015 | solar pv | TRUE | 59979 | N | . | Columbia Solar Energy, LLC | Columbia Solar Energy LLC | 59736 | CA | PACC | WECC |  | 22 | 2 | NAICS-22 Non-Cogen | PV | SUN | SUN | CISO | 288005 | 32565 | 2021
Vintage2014 | solar pv | TRUE | 59980 | N | . | Mashpee Landfill Solar | Nautilus Solar Solutions | 61227 | MA | NEW | NPCC |  | 22 | 2 | NAICS-22 Non-Cogen | PV | SUN | SUN | ISNE | 20483 | 2316 | 2021
Vintage2016 | solar pv | TRUE | 59981 | N | . | New Castle Solar RES | Hoosier Energy R E C, Inc | 9267 | IN | ENC | RFC |  | 22 | 1 | Electric Utility | PV | SUN | SUN | MISO | 12461 | 1409 | 2021
Vintage2015 | solar pv | TRUE | 59982 | N | . | Scotland Solar RES | Hoosier Energy R E C, Inc | 9267 | IN | ENC | RFC |  | 22 | 1 | Electric Utility | PV | SUN | SUN | MISO | 7499 | 848 | 2021
Vintage2016 | solar pv | TRUE | 59983 | N | . | New Haven Solar RES | Hoosier Energy R E C, Inc | 9267 | IN | ENC | RFC |  | 22 | 1 | Electric Utility | PV | SUN | SUN | MISO | 16309 | 1844 | 2021
Vintage2015 | solar pv | TRUE | 59984 | N | . | Lanesville Solar RES | Hoosier Energy R E C, Inc | 9267 | IN | ENC | RFC |  | 22 | 1 | Electric Utility | PV | SUN | SUN | MISO | 8340 | 943 | 2021
Vintage2016 | solar pv | TRUE | 59985 | N | . | Ellettsville Solar RES | Hoosier Energy R E C, Inc | 9267 | IN | ENC | RFC |  | 22 | 1 | Electric Utility | PV | SUN | SUN | MISO | 11611 | 1313 | 2021
Vintage2016 | solar pv | TRUE | 59986 | N | . | Henryville Solar RES | Hoosier Energy R E C, Inc | 9267 | IN | ENC | RFC |  | 22 | 1 | Electric Utility | PV | SUN | SUN | MISO | 15397 | 1741 | 2021
Vintage2017 | solar pv | TRUE | 59987 | N | . | Spring Mill Solar RES | Hoosier Energy R E C, Inc | 9267 | IN | ENC | RFC |  | 22 | 1 | Electric Utility | PV | SUN | SUN | MISO | 14335 | 1621 | 2021
Vintage2017 | solar pv | TRUE | 59988 | N | . | Decatur Co. Solar RES (IN) | Hoosier Energy R E C, Inc | 9267 | IN | ENC | RFC |  | 22 | 1 | Electric Utility | PV | SUN | SUN | MISO | 14486 | 1638 | 2021
Vintage2017 | solar pv | TRUE | 59989 | N | . | Jackson Co. Solar RES | Hoosier Energy R E C, Inc | 9267 | IN | ENC | RFC |  | 22 | 1 | Electric Utility | PV | SUN | SUN | MISO | 16018 | 1811 | 2021
Vintage2016 | solar pv | TRUE | 59990 | N | . | Johnson Co. Solar RES | Hoosier Energy R E C, Inc | 9267 | IN | ENC | RFC |  | 22 | 1 | Electric Utility | PV | SUN | SUN | MISO | 14936 | 1689 | 2021
| other | FALSE | 59993 | N | . | Babcock Solar Energy Center Hybrid | Florida Power & Light Co | 6452 | FL | SAT | SERC |  | 22 | 1 | Electric Utility | BA | MWH | OTH | FPL | 0 | -1410 | 2021
Vintage2016 | solar pv | TRUE | 59993 | N | . | Babcock Solar Energy Center Hybrid | Florida Power & Light Co | 6452 | FL | SAT | SERC |  | 22 | 1 | Electric Utility | PV | SUN | SUN | FPL | 1397000 | 157960 | 2021
Vintage2016 | solar pv | TRUE | 59994 | N | . | RE Roserock | Southern Power Co | 17650 | TX | WSC | TRE |  | 22 | 2 | NAICS-22 Non-Cogen | PV | SUN | SUN | ERCO | 3075192 | 347715 | 2021
| other | FALSE | 59995 | N | . | AEP Milton NaS | Appalachian Power Co | 733 | WV | SAT | RFC |  | 22 | 1 | Electric Utility | BA | MWH | OTH | PJM | 0 | 0 | 2021
Vintage2020 | solar pv | TRUE | 59996 | N | . | Boykin PV1 | Ecoplexus, Inc | 58970 | NC | SAT | SERC |  | 22 | 2 | NAICS-22 Non-Cogen | PV | SUN | SUN | DUK | 312785 | 35367 | 2021
Vintage2015 | solar pv | TRUE | 59999 | N | . | Ouchchy PV1 | Ecoplexus, Inc | 58970 | NC | SAT | SERC |  | 22 | 2 | NAICS-22 Non-Cogen | PV | SUN | SUN | DUK | 46317 | 5237 | 2021
Vintage2017 | solar pv | TRUE | 60000 | N | . | Turkey Creek PV1 | Fresh Air Energy XXXV, LLC | 60507 | NC | SAT | SERC |  | 22 | 2 | NAICS-22 Non-Cogen | PV | SUN | SUN | DUK | 175969 | 19897 | 2021
Vintage2017 | solar pv | TRUE | 60001 | N | . | Vaughn Creek PV1 | Ecoplexus, Inc | 58970 | NC | SAT | SERC |  | 22 | 2 | NAICS-22 Non-Cogen | PV | SUN | SUN | DUK | 379726 | 42936 | 2021
Vintage2014 | solar pv | TRUE | 60004 | N | . | Clarkstown Landfill Solar Facility | Clarkstown Solar LLC | 60790 | NY | MAT | NPCC |  | 22 | 2 | NAICS-22 Non-Cogen | PV | SUN | SUN | NYIS | 23985 | 2712 | 2021
Vintage2016 | solar pv | TRUE | 60005 | N | . | Daytona International Speedway Solar | Florida Power & Light Co | 6452 | FL | SAT | SERC |  | 22 | 1 | Electric Utility | PV | SUN | SUN | FPL | 11736 | 1327 | 2021
Vintage2016 | solar pv | TRUE | 60006 | N | . | FIU Solar | Florida Power & Light Co | 6452 | FL | SAT | SERC |  | 22 | 1 | Electric Utility | PV | SUN | SUN | FPL | 5951 | 673 | 2021
Vintage2015 | solar pv | TRUE | 60007 | N | . | Morelos del Sol | Southern Power Co | 17650 | CA | PACC | WECC |  | 22 | 2 | NAICS-22 Non-Cogen | PV | SUN | SUN | CISO | 312778 | 35366 | 2021
Vintage2015 | solar pv | TRUE | 60008 | N | . | Hooper Solar | Solar Star Colorado III, LLC | 59744 | CO | MTN | WECC |  | 22 | 2 | NAICS-22 Non-Cogen | PV | SUN | SUN | PSCO | 940605 | 106355 | 2021
Vintage2017 | solar pv | TRUE | 60009 | N | . | Murphy Flat Solar | Murphy Flat Power, LLC | 59755 | ID | MTN | WECC |  | 22 | 2 | NAICS-22 Non-Cogen | PV | SUN | SUN | IPCO | 388226 | 43897 | 2021
Vintage2017 | solar pv | TRUE | 60010 | N | . | Orchard Ranch Solar | Orchard Ranch Solar, LLC | 59756 | ID | MTN | WECC |  | 22 | 2 | NAICS-22 Non-Cogen | PV | SUN | SUN | IPCO | 409451 | 46297 | 2021
Vintage2017 | solar pv | TRUE | 60011 | N | . | American Falls Solar | American Falls Solar LLC | 59757 | ID | MTN | WECC |  | 22 | 2 | NAICS-22 Non-Cogen | PV | SUN | SUN | IPCO | 401447 | 45392 | 2021
Vintage2017 | solar pv | TRUE | 60012 | N | . | American Falls Solar II | American Falls Solar II, LLC | 59758 | ID | MTN | WECC |  | 22 | 2 | NAICS-22 Non-Cogen | PV | SUN | SUN | IPCO | 413776 | 46786 | 2021
Vintage2016 | onshore wind | TRUE | 60013 | N | . | Grant Wind, LLC | Southern Power Co | 17650 | OK | WSC | MRO |  | 22 | 2 | NAICS-22 Non-Cogen | WT | WND | WND | SWPP | 4926142 | 557004 | 2021
| other | FALSE | 60014 | N | . | Manatee Solar Energy Center | Florida Power & Light Co | 6452 | FL | SAT | SERC |  | 22 | 1 | Electric Utility | BA | MWH | OTH | FPL | 0 | 0 | 2021
Vintage2016 | solar pv | TRUE | 60014 | N | . | Manatee Solar Energy Center | Florida Power & Light Co | 6452 | FL | SAT | SERC |  | 22 | 1 | Electric Utility | PV | SUN | SUN | FPL | 1425211 | 161150 | 2021
Vintage2015 | onshore wind | FALSE | 60015 | N | . | Findlay Wind Farm | Findlay Wind Farm | 59760 | OH | ENC | RFC |  | 326 | 6 | Industrial NAICS Non-Cogen | WT | WND | WND | PJM | 65445 | 7400 | 2021
| other | FALSE | 60016 | N | . | MESA 1 | PUD 1 of Snohomish County | 17470 | WA | PACC | WECC |  | 22 | 1 | Electric Utility | BA | MWH | OTH | BPAT | 0 | 0 | 2021
Vintage2015 | solar pv | TRUE | 60017 | N | . | Domino Farms Solar | DTE Electric Company | 5109 | MI | ENC | RFC |  | 22 | 1 | Electric Utility | PV | SUN | SUN | MISO | 12682 | 1434 | 2021
Vintage2015 | solar pv | TRUE | 60018 | N | . | Ford World Headquarters | DTE Electric Company | 5109 | MI | ENC | RFC |  | 22 | 1 | Electric Utility | PV | SUN | SUN | MISO | 6899 | 780 | 2021
Vintage2016 | solar pv | TRUE | 60019 | N | . | Greenwood Solar Farm | DTE Electric Company | 5109 | MI | ENC | RFC |  | 22 | 1 | Electric Utility | PV | SUN | SUN | MISO | 19723 | 2230 | 2021
Vintage2014 | solar pv | TRUE | 60022 | N | . | Oxford | CVI CleanCapital Solar 6 | 63621 | MA | NEW | NPCC |  | 22 | 2 | NAICS-22 Non-Cogen | PV | SUN | SUN | ISNE | 29884 | 3379 | 2021
Vintage2016 | solar pv | TRUE | 60023 | N | . | SR Jenkins Ft Lupton | SR Jenkins, LLC | 59766 | CO | MTN | WECC |  | 22 | 2 | NAICS-22 Non-Cogen | PV | SUN | SUN | PSCO | 286439 | 32388 | 2021
Vintage2019 | solar pv | TRUE | 60024 | N | . | Waipio Solar | Waipio PV, LLC | 59764 | HI | PACN |  |  | 22 | 2 | NAICS-22 Non-Cogen | PV | SUN | SUN | HECO | 702141 | 79392 | 2021
Vintage2016 | natural gas peaker | TRUE | 60025 | Y | . | Eight Flags Energy | Eight Flags Energy LLC | 59765 | FL | SAT | SERC |  | 22 | 3 | NAICS-22 Cogen | GT | NG | NG | JEA | 1679573 | 160083 | 2021
Vintage2015 | solar pv | TRUE | 60026 | N | . | Little Rock Pham Solar | Terraform Arcadia | 63249 | CA | PACC | WECC |  | 22 | 2 | NAICS-22 Non-Cogen | PV | SUN | SUN | LDWP | 69214 | 7826 | 2021
Vintage2015 | solar pv | TRUE | 60027 | N | . | Adera Solar | AES Distributed Energy | 61012 | CA | PACC | WECC |  | 22 | 2 | NAICS-22 Non-Cogen | PV | SUN | SUN | CISO | 239734 | 27107 | 2021
Vintage2015 | solar pv | TRUE | 60029 | N | . | CES VMT Solar | Consolidated Edison Solutions Inc | 57365 | MD | SAT | RFC |  | 22 | 2 | NAICS-22 Non-Cogen | PV | SUN | SUN | PJM | 13382 | 1513 | 2021
Vintage2018 | solar pv | TRUE | 60030 | N | . | Pecan Solar | Dominion Renewable Energy | 58468 | NC | SAT | SERC |  | 22 | 2 | NAICS-22 Non-Cogen | PV | SUN | SUN | PJM | 1444535 | 163335 | 2021
Vintage2016 | solar pv | TRUE | 60032 | N | . | SunE Rochester | SunE Solar XVI Lessor, LLC | 59773 | CA | PACC | WECC |  | 22 | 2 | NAICS-22 Non-Cogen | PV | SUN | SUN | CISO | 10349 | 1170 | 2021
Vintage2017 | solar pv | TRUE | 60033 | N | . | CA Flats Solar 130, LLC | California Flats Solar 130, LLC | 61423 | CA | PACC | WECC |  | 22 | 2 | NAICS-22 Non-Cogen | PV | SUN | SUN | CISO | 3041514 | 343907 | 2021
Vintage2019 | solar pv | TRUE | 60034 | N | . | CA Flats Solar 150, LLC | CD Arevon USA, Inc. | 61230 | CA | PACC | WECC |  | 22 | 2 | NAICS-22 Non-Cogen | PV | SUN | SUN | CISO | 3374878 | 381601 | 2021
Vintage2015 | solar pv | TRUE | 60035 | N | . | Tequesquite Landfill Solar PV Project | Solar Star California XXXI, LLC | 59775 | CA | PACC | WECC |  | 22 | 2 | NAICS-22 Non-Cogen | PV | SUN | SUN | CISO | 72991 | 8253 | 2021
Vintage2015 | solar pv | TRUE | 60036 | N | . | CCBC-Catonsville | Constellation Solar Holding, LLC | 58491 | MD | SAT | RFC |  | 22 | 2 | NAICS-22 Non-Cogen | PV | SUN | SUN | PJM | 24509 | 2771 | 2021
Vintage2015 | solar pv | TRUE | 60038 | N | . | Owens Corning Headquarters | Constellation Solar Holding, LLC | 58491 | OH | ENC | RFC |  | 22 | 2 | NAICS-22 Non-Cogen | PV | SUN | SUN | PJM | 13655 | 1544 | 2021
Vintage2016 | solar pv | TRUE | 60039 | N | . | Frontier Solar LLC | Frontier Solar, LLC | 59776 | CA | PACC | WECC |  | 22 | 2 | NAICS-22 Non-Cogen | PV | SUN | SUN | CISO | 454794 | 51424 | 2021
Vintage2015 | other | TRUE | 60040 | N | . | UI RCP New Haven Fuel Cell | United Illuminating Co | 19497 | CT | NEW | NPCC |  | 22 | 1 | Electric Utility | FC | NG | NG | ISNE | 157794 | 17684 | 2021
Vintage2017 | solar pv | TRUE | 60043 | N | . | Cuyama Solar, LLC | Cuyama Solar, LLC | 61112 | CA | PACC | WECC |  | 22 | 2 | NAICS-22 Non-Cogen | PV | SUN | SUN | CISO | 686604 | 77635 | 2021
Vintage2018 | solar pv | TRUE | 60044 | N | . | Buckthorn Westex | Buckthorn Westex, LLC | 59777 | TX | WSC | TRE |  | 22 | 2 | NAICS-22 Non-Cogen | PV | SUN | SUN | ERCO | 2955523 | 334184 | 2021
Vintage2018 | solar pv | TRUE | 60045 | N | . | Shoreham Solar Commons | Shoreham Solar Commons, LLC | 59779 | NY | MAT | NPCC |  | 22 | 2 | NAICS-22 Non-Cogen | PV | SUN | SUN | NYIS | 446232 | 50456 | 2021
Vintage2012 | solar pv | TRUE | 60046 | N | . | Portage Solar | Ecos Energy LLC | 58135 | IN | ENC | RFC |  | 22 | 2 | NAICS-22 Non-Cogen | PV | SUN | SUN | MISO | 20527 | 2321 | 2021
Vintage2012 | solar pv | TRUE | 60047 | N | . | Middlebury Solar | Ecos Energy LLC | 58135 | IN | ENC | RFC |  | 22 | 2 | NAICS-22 Non-Cogen | PV | SUN | SUN | MISO | 18509 | 2093 | 2021
Vintage2015 | solar pv | TRUE | 60048 | N | . | TWE Chocowinity Solar, LLC | Cypress Creek Renewables | 61060 | NC | SAT | SERC |  | 22 | 2 | NAICS-22 Non-Cogen | PV | SUN | SUN | DUK | 57380 | 6488 | 2021
Vintage2015 | onshore wind | TRUE | 60049 | N | . | Golden Hills Wind | Golden Hills Wind, LLC | 59780 | CA | PACC | WECC |  | 22 | 2 | NAICS-22 Non-Cogen | WT | WND | WND | CISO | 2460117 | 278168 | 2021
Vintage2015 | solar pv | TRUE | 60050 | N | . | Innovative Solar 10 | Cypress Creek Renewables | 61060 | NC | SAT | SERC |  | 22 | 2 | NAICS-22 Non-Cogen | PV | SUN | SUN | DUK | 20199 | 2284 | 2021
Vintage2015 | solar pv | TRUE | 60051 | N | . | Innovative Solar 18, LLC | Cypress Creek Renewables | 61060 | NC | SAT | SERC |  | 22 | 2 | NAICS-22 Non-Cogen | PV | SUN | SUN | DUK | 32122 | 3632 | 2021
Vintage2015 | solar pv | TRUE | 60052 | N | . | Innovative Solar 26, LLC | Cypress Creek Renewables | 61060 | NC | SAT | SERC |  | 22 | 2 | NAICS-22 Non-Cogen | PV | SUN | SUN | DUK | 31907 | 3608 | 2021
Vintage2016 | solar pv | TRUE | 60053 | N | . | Innovative Solar 63, LLC | Cypress Creek Renewables | 61060 | NC | SAT | SERC |  | 22 | 2 | NAICS-22 Non-Cogen | PV | SUN | SUN | DUK | 77560 | 8770 | 2021
Vintage2015 | other | TRUE | 60054 | N | . | UI RCP Bridgeport Seaside | United Illuminating Co | 19497 | CT | NEW | NPCC |  | 22 | 1 | Electric Utility | FC | NG | NG | ISNE | 163852 | 21615.73 | 2021
Vintage2016 | solar pv | TRUE | 60054 | N | . | UI RCP Bridgeport Seaside | United Illuminating Co | 19497 | CT | NEW | NPCC |  | 22 | 1 | Electric Utility | PV | SUN | SUN | ISNE | 21251 | 2403 | 2021
Vintage2015 | solar pv | TRUE | 60055 | N | . | Innovative Solar 16 | Cypress Creek Renewables | 61060 | NC | SAT | SERC |  | 22 | 2 | NAICS-22 Non-Cogen | PV | SUN | SUN | DUK | 30061 | 3399 | 2021
Vintage2015 | solar pv | TRUE | 60056 | N | . | Syncarpha Palmer, LLC | Syncarpha Palmer, LLC | 59785 | MA | NEW | NPCC |  | 22 | 2 | NAICS-22 Non-Cogen | PV | SUN | SUN | ISNE | 66233 | 7489 | 2021
Vintage2016 | solar pv | TRUE | 60057 | N | . | Steel Bridge Solar, LLC | Steel Bridge Solar. LLC | 59788 | OR | PACC | WECC |  | 22 | 2 | NAICS-22 Non-Cogen | PV | SUN | SUN | PGE | 36659 | 4145 | 2021
Vintage2016 | solar pv | TRUE | 60058 | N | . | River Bend Solar, LLC | River Bend Solar, LLC | 59790 | AL | ESC | SERC |  | 22 | 2 | NAICS-22 Non-Cogen | PV | SUN | SUN | TVA | 1329757 | 150357 | 2021
Vintage2015 | onshore wind | TRUE | 60059 | N | . | Los Vientos V Wind Power | Los Vientos Windpower V, LLC | 59792 | TX | WSC | TRE |  | 22 | 2 | NAICS-22 Non-Cogen | WT | WND | WND | ERCO | 2862724 | 323691 | 2021
Vintage2016 | solar pv | TRUE | 60060 | N | . | Lindberg FIeld Solar | Lindberg Field Solar I LLC | 59791 | CA | PACC | WECC |  | 22 | 2 | NAICS-22 Non-Cogen | PV | SUN | SUN | CISO | 35500 | 4014 | 2021
| other | FALSE | 60061 | N | . | Citrus Solar Energy Center Hybrid | Florida Power & Light Co | 6452 | FL | SAT | SERC |  | 22 | 1 | Electric Utility | BA | MWH | OTH | FPL | 0 | -128 | 2021
Vintage2016 | solar pv | TRUE | 60061 | N | . | Citrus Solar Energy Center Hybrid | Florida Power & Light Co | 6452 | FL | SAT | SERC |  | 22 | 1 | Electric Utility | PV | SUN | SUN | FPL | 1411539 | 159604 | 2021
Vintage2016 | solar pv | TRUE | 60062 | N | . | Avalon Solar II | Avalon Solar Partners II, LLC | 59789 | AZ | MTN | WECC |  | 22 | 2 | NAICS-22 Non-Cogen | PV | SUN | SUN | TEPC | 385305 | 43567 | 2021
Vintage2016 | solar pv | TRUE | 60063 | N | . | Live Oak Solar, LLC | Live Oak Solar, LLC | 59802 | GA | SAT | SERC |  | 22 | 2 | NAICS-22 Non-Cogen | PV | SUN | SUN | SOCO | 859454 | 97179 | 2021
Vintage2016 | solar pv | TRUE | 60064 | N | . | White Pine Solar, LLC | White Pine Solar, LLC | 59803 | GA | SAT | SERC |  | 22 | 2 | NAICS-22 Non-Cogen | PV | SUN | SUN | SOCO | 1715311 | 193952 | 2021
Vintage2015 | solar pv | TRUE | 60065 | N | . | Federal Road Solar 1, LLC CSG | Federal Road Solar 1, LLC | 59804 | MA | NEW | NPCC |  | 22 | 2 | NAICS-22 Non-Cogen | PV | SUN | SUN | ISNE | 63924 | 7228 | 2021
Vintage2015 | solar pv | TRUE | 60067 | N | . | BWC Swan Pond River CSG | BWC Swan Pond River, LLC | 59805 | MA | NEW | NPCC |  | 22 | 2 | NAICS-22 Non-Cogen | PV | SUN | SUN | ISNE | 19819 | 2241 | 2021
Vintage2016 | solar pv | TRUE | 60068 | N | . | Grand View Solar Two | Grand View PV Solar Two, LLC | 59806 | ID | MTN | WECC |  | 22 | 2 | NAICS-22 Non-Cogen | PV | SUN | SUN | IPCO | 1677355 | 189660 | 2021
Vintage2015 | onshore wind | TRUE | 60069 | N | . | Cedar Bluff Wind, LLC | Cedar Bluff Wind, LLC | 59817 | KS | WNC | MRO |  | 22 | 2 | NAICS-22 Non-Cogen | WT | WND | WND | SWPP | 7253919 | 820208 | 2021
Vintage2016 | solar pv | TRUE | 60071 | N | . | Perry Solar Facility | Duke Energy Florida, LLC | 6455 | FL | SAT | SERC |  | 22 | 1 | Electric Utility | PV | SUN | SUN | FPC | 56645 | 6405 | 2021
Vintage2015 | solar pv | TRUE | 60072 | N | . | Neisler Street Solar | Neisler Street Solar I, LLC | 59825 | NC | SAT | SERC |  | 22 | 2 | NAICS-22 Non-Cogen | PV | SUN | SUN | DUK | 30107 | 3404 | 2021
Vintage2015 | solar pv | TRUE | 60073 | N | . | Leominster | Syncarpha Massachusetts, LLC | 59822 | MA | NEW | NPCC |  | 22 | 2 | NAICS-22 Non-Cogen | PV | SUN | SUN | ISNE | 27071 | 3061 | 2021
Vintage2015 | solar pv | TRUE | 60074 | N | . | North Adams Landfill | Syncarpha North Adams, LLC | 59823 | MA | NEW | NPCC |  | 22 | 2 | NAICS-22 Non-Cogen | PV | SUN | SUN | ISNE | 29838 | 3374 | 2021
Vintage2015 | solar pv | TRUE | 60075 | N | . | Fisher Road Solar | Fisher Road Solar I, LLC | 59824 | MA | NEW | NPCC |  | 22 | 2 | NAICS-22 Non-Cogen | PV | SUN | SUN | ISNE | 69409 | 7848 | 2021
Vintage2016 | solar pv | TRUE | 60076 | N | . | Palmer Landfill | Syncarpha Bondsville, LLC | 59826 | MA | NEW | NPCC |  | 22 | 2 | NAICS-22 Non-Cogen | PV | SUN | SUN | ISNE | 54029 | 6109 | 2021
Vintage2017 | solar pv | TRUE | 60077 | N | . | CED Avenal | Consolidated Edison Development Inc. | 56769 | CA | PACC | WECC |  | 22 | 2 | NAICS-22 Non-Cogen | PV | SUN | SUN | CISO | 396921 | 44880 | 2021
Vintage2016 | solar pv | TRUE | 60078 | N | . | CED Ducor 1 | Consolidated Edison Development Inc. | 56769 | CA | PACC | WECC |  | 22 | 2 | NAICS-22 Non-Cogen | PV | SUN | SUN | CISO | 427024 | 48284 | 2021
Vintage2016 | solar pv | TRUE | 60079 | N | . | CED Ducor 2 | Consolidated Edison Development Inc. | 56769 | CA | PACC | WECC |  | 22 | 2 | NAICS-22 Non-Cogen | PV | SUN | SUN | CISO | 426236 | 48195 | 2021
Vintage2016 | solar pv | TRUE | 60080 | N | . | CED Ducor 3 | Consolidated Edison Development Inc. | 56769 | CA | PACC | WECC |  | 22 | 2 | NAICS-22 Non-Cogen | PV | SUN | SUN | CISO | 317810 | 35935 | 2021
Vintage2016 | solar pv | TRUE | 60081 | N | . | CED Ducor 4 | Consolidated Edison Development Inc. | 56769 | CA | PACC | WECC |  | 22 | 2 | NAICS-22 Non-Cogen | PV | SUN | SUN | CISO | 424193 | 47964 | 2021
Vintage2016 | solar pv | TRUE | 60082 | N | . | White Oak Solar, LLC | White Oak Solar, LLC | 59831 | GA | SAT | SERC |  | 22 | 2 | NAICS-22 Non-Cogen | PV | SUN | SUN | SOCO | 1274404 | 144098 | 2021
Vintage2015 | solar pv | TRUE | 60083 | N | . | Fresno Solar | Wellhead Services, Inc | 20323 | CA | PACC | WECC |  | 22 | 2 | NAICS-22 Non-Cogen | PV | SUN | SUN | CISO | 56957 | 6440 | 2021
Vintage2011 | biomass | TRUE | 60084 | Y | . | PCA-Valdosta Mill | PCA-Valdosta Mill | 59833 | GA | SAT | SERC |  | 32213 | 7 | Industrial NAICS Cogen | ST | BLQ | WWW | SOCO | 1299812 | 180975.72 | 2021
Vintage0 | natural gas steam turbine | FALSE | 60084 | Y | . | PCA-Valdosta Mill | PCA-Valdosta Mill | 59833 | GA | SAT | SERC |  | 32213 | 7 | Industrial NAICS Cogen | ST | NG | NG | SOCO | 111775 | 15562.553 | 2021
| biomass | FALSE | 60084 | Y | . | PCA-Valdosta Mill | PCA-Valdosta Mill | 59833 | GA | SAT | SERC |  | 32213 | 7 | Industrial NAICS Cogen | ST | OBL | ORW | SOCO | 0 | 0 | 2021
Vintage0 | petroleum | FALSE | 60084 | Y | . | PCA-Valdosta Mill | PCA-Valdosta Mill | 59833 | GA | SAT | SERC |  | 32213 | 7 | Industrial NAICS Cogen | ST | RFO | RFO | SOCO | 1016 | 141.606 | 2021
Vintage2011 | biomass | TRUE | 60084 | Y | . | PCA-Valdosta Mill | PCA-Valdosta Mill | 59833 | GA | SAT | SERC |  | 32213 | 7 | Industrial NAICS Cogen | ST | WDS | WWW | SOCO | 742235 | 103343.13 | 2021
Vintage2016 | solar pv | TRUE | 60085 | N | . | AVS Lancaster 1 | Tesla Inc. | 60947 | CA | PACC | WECC |  | 22 | 2 | NAICS-22 Non-Cogen | PV | SUN | SUN | CISO | 74432 | 8416 | 2021
Vintage2016 | solar pv | TRUE | 60086 | N | . | US-TOPCO (Soccer Center) | Tesla Inc. | 60947 | CA | PACC | WECC |  | 22 | 2 | NAICS-22 Non-Cogen | PV | SUN | SUN | CISO | 59565 | 6735 | 2021
Vintage2016 | onshore wind | TRUE | 60087 | N | . | South Plains II | Onward Energy | 60453 | TX | WSC | TRE |  | 22 | 2 | NAICS-22 Non-Cogen | WT | WND | WND | ERCO | 8545604 | 966260 | 2021
Vintage2016 | onshore wind | TRUE | 60088 | N | . | Sunflower Wind Project | Onward Energy | 60453 | ND | WNC | MRO |  | 22 | 2 | NAICS-22 Non-Cogen | WT | WND | WND | WACM | 3555357 | 402008 | 2021
Vintage2015 | solar pv | TRUE | 60089 | N | . | Elkton Solar | SunE DB27, LLC | 59838 | MD | SAT | RFC |  | 22 | 2 | NAICS-22 Non-Cogen | PV | SUN | SUN | PJM | 20325 | 2298 | 2021
Vintage2016 | solar pv | TRUE | 60091 | N | . | Kingbird B Solar, LLC | CD Arevon USA, Inc. | 61230 | CA | PACC | WECC |  | 22 | 2 | NAICS-22 Non-Cogen | PV | SUN | SUN | CISO | 517082 | 58467 | 2021
| other | FALSE | 60092 | N | . | Blythe Solar II, LLC | Blythe Solar II, LLC | 59843 | CA | PACC | WECC |  | 22 | 2 | NAICS-22 Non-Cogen | BA | MWH | OTH | CISO | 0 | -11227 | 2021
Vintage2016 | solar pv | TRUE | 60092 | N | . | Blythe Solar II, LLC | Blythe Solar II, LLC | 59843 | CA | PACC | WECC |  | 22 | 2 | NAICS-22 Non-Cogen | PV | SUN | SUN | CISO | 2768942 | 313087 | 2021
| other | FALSE | 60093 | N | . | Blythe Solar 110, LLC | Blythe Solar 110, LLC | 59842 | CA | PACC | WECC |  | 22 | 2 | NAICS-22 Non-Cogen | BA | MWH | OTH | CISO | 0 | -11225 | 2021
Vintage2016 | solar pv | TRUE | 60093 | N | . | Blythe Solar 110, LLC | Blythe Solar 110, LLC | 59842 | CA | PACC | WECC |  | 22 | 2 | NAICS-22 Non-Cogen | PV | SUN | SUN | CISO | 2662904 | 301097 | 2021
| other | FALSE | 60094 | N | . | Blythe Solar III, LLC Hybrid | Blythe Solar III, LLC | 59844 | CA | PACC | WECC |  | 22 | 2 | NAICS-22 Non-Cogen | BA | MWH | OTH | CISO | 0 | -3574 | 2021
Vintage2020 | solar pv | TRUE | 60094 | N | . | Blythe Solar III, LLC Hybrid | Blythe Solar III, LLC | 59844 | CA | PACC | WECC |  | 22 | 2 | NAICS-22 Non-Cogen | PV | SUN | SUN | CISO | 2910436 | 329086 | 2021
Vintage2020 | solar pv | TRUE | 60095 | N | . | Blythe Solar IV, LLC | Blythe Solar IV, LLC | 59845 | CA | PACC | WECC |  | 22 | 2 | NAICS-22 Non-Cogen | PV | SUN | SUN | CISO | 3308292 | 374072 | 2021
Vintage2015 | solar pv | TRUE | 60096 | N | . | Town of Chestertown- Chestertown WWTP | Tesla Inc. | 60947 | MD | SAT | RFC |  | 22 | 2 | NAICS-22 Non-Cogen | PV | SUN | SUN | PJM | 16413 | 1856 | 2021
Vintage2016 | solar pv | TRUE | 60097 | N | . | Onondaga County - Metro Water Board | Tesla Inc. | 60947 | NY | MAT | NPCC |  | 22 | 2 | NAICS-22 Non-Cogen | PV | SUN | SUN | NYIS | 10825 | 1224 | 2021
Vintage2017 | solar pv | TRUE | 60098 | N | . | Onondaga County - Oak Orchard WWTP | Tesla Inc. | 60947 | NY | MAT | NPCC |  | 22 | 2 | NAICS-22 Non-Cogen | PV | SUN | SUN | NYIS | 17563 | 1986 | 2021
Vintage2017 | solar pv | TRUE | 60099 | N | . | Hewlett-Packard (HP) - Andover, MA | Tesla Inc. | 60947 | MA | NEW | NPCC |  | 22 | 2 | NAICS-22 Non-Cogen | PV | SUN | SUN | ISNE | 20871 | 2360 | 2021
| biomass | FALSE | 60100 | N | . | Dinuba Energy | Dinuba Energy | 59849 | CA | PACC | WECC |  | 22 | 2 | NAICS-22 Non-Cogen | ST | AB | ORW | CISO | 0 | 0 | 2021
| natural gas steam turbine | FALSE | 60100 | N | . | Dinuba Energy | Dinuba Energy | 59849 | CA | PACC | WECC |  | 22 | 2 | NAICS-22 Non-Cogen | ST | NG | NG | CISO | 0 | 0 | 2021
| biomass | FALSE | 60100 | N | . | Dinuba Energy | Dinuba Energy | 59849 | CA | PACC | WECC |  | 22 | 2 | NAICS-22 Non-Cogen | ST | WDS | WWW | CISO | 0 | 0 | 2021
Vintage2015 | solar pv | TRUE | 60101 | N | . | Shelby Randolph Road Solar 1, LLC | SRE Utility Solar 1, LLC | 61119 | NC | SAT | SERC |  | 22 | 2 | NAICS-22 Non-Cogen | PV | SUN | SUN | DUK | 29841 | 3374 | 2021
Vintage1990 | natural gas peaker | FALSE | 60102 | Y | . | Lorin Industries | Lorin Industries | 59876 | MI | ENC | RFC |  | 332 | 7 | Industrial NAICS Cogen | IC | NG | NG | MISO | 49314 | 8781.78 | 2021
Vintage2015 | onshore wind | TRUE | 60104 | N | . | Javelina Wind Energy, LLC | Javelina Wind Energy, LLC | 59882 | TX | WSC | TRE |  | 22 | 2 | NAICS-22 Non-Cogen | WT | WND | WND | ERCO | 8201103 | 927307 | 2021
Vintage2015 | solar pv | TRUE | 60105 | N | . | Lafayette Solar I, LLC | SRE Utility Solar 1, LLC | 61119 | NC | SAT | SERC |  | 22 | 2 | NAICS-22 Non-Cogen | PV | SUN | SUN | DUK | 28168 | 3185 | 2021
Vintage2015 | solar pv | TRUE | 60106 | N | . | Rockingham Solar, LLC | SRE Utility Solar 1, LLC | 61119 | NC | SAT | SERC |  | 22 | 2 | NAICS-22 Non-Cogen | PV | SUN | SUN | DUK | 81939 | 9265 | 2021
Vintage2015 | solar pv | TRUE | 60107 | N | . | York Road Solar I, LLC | SRE Utility Solar 1, LLC | 61119 | NC | SAT | SERC |  | 22 | 2 | NAICS-22 Non-Cogen | PV | SUN | SUN | DUK | 28886 | 3266 | 2021
Vintage2015 | solar pv | TRUE | 60108 | N | . | SID Solar I, LLC | SRE Utility Solar 1, LLC | 61119 | NC | SAT | SERC |  | 22 | 2 | NAICS-22 Non-Cogen | PV | SUN | SUN | DUK | 73024 | 8257 | 2021
Vintage2016 | other | TRUE | 60109 | N | . | UDR Glastonbury Fuel Cell | UIL Distributed Resources, LLC | 59885 | CT | NEW | NPCC |  | 22 | 2 | NAICS-22 Non-Cogen | FC | NG | NG | ISNE | 176732 | 24028 | 2021
Vintage2016 | solar pv | TRUE | 60110 | N | . | Town of Needham VNEM CSG | Tesla Inc. | 60947 | MA | NEW | NPCC |  | 22 | 2 | NAICS-22 Non-Cogen | PV | SUN | SUN | ISNE | 35313 | 3993 | 2021
Vintage2016 | solar pv | TRUE | 60111 | N | . | Williamsburg Solar LLC VNEM CSG | Tesla Inc. | 60947 | MA | NEW | NPCC |  | 22 | 2 | NAICS-22 Non-Cogen | PV | SUN | SUN | ISNE | 27204 | 3076 | 2021
Vintage2016 | solar pv | TRUE | 60112 | N | . | Oregon Convention Center | Tesla Inc. | 60947 | OR | PACC | WECC |  | 22 | 2 | NAICS-22 Non-Cogen | PV | SUN | SUN | PACW | 16362 | 1850 | 2021
Vintage2016 | solar pv | TRUE | 60113 | N | . | Jackson Board of Education-Liberty HS | Tesla Inc. | 60947 | NJ | MAT | RFC |  | 22 | 2 | NAICS-22 Non-Cogen | PV | SUN | SUN | PJM | 15095 | 1707 | 2021
Vintage2017 | solar pv | TRUE | 60114 | N | . | Oneida County- DPW | Tesla Inc. | 60947 | NY | MAT | NPCC |  | 22 | 2 | NAICS-22 Non-Cogen | PV | SUN | SUN | ISNE | 16105 | 1821 | 2021
Vintage2017 | solar pv | TRUE | 60115 | N | . | Town of Halfmoon | Tesla Inc. | 60947 | NY | MAT | NPCC |  | 22 | 2 | NAICS-22 Non-Cogen | PV | SUN | SUN | ISNE | 13363 | 1511 | 2021
Vintage2017 | solar pv | TRUE | 60116 | N | . | BJ's Wholesale Club, Inc- Uxbridge | Tesla Inc. | 60947 | MA | NEW | NPCC |  | 22 | 2 | NAICS-22 Non-Cogen | PV | SUN | SUN | ISNE | 8720 | 986 | 2021
Vintage2016 | solar pv | TRUE | 60117 | N | . | Western Michigan Solar Gardens | Consumers Energy Co | 4254 | MI | ENC | RFC |  | 22 | 1 | Electric Utility | PV | SUN | SUN | MISO | 13142 | 1486 | 2021
Vintage2016 | solar pv | TRUE | 60118 | N | . | Grand Valley Solar Gardens | Consumers Energy Co | 4254 | MI | ENC | RFC |  | 22 | 1 | Electric Utility | PV | SUN | SUN | MISO | 35994 | 4070 | 2021
Vintage2016 | hydro | FALSE | 60119 | N | . | Granby Hydro | Northern Water Hydropower Enterprise | 59893 | CO | MTN | WECC |  | 22131 | 4 | Commercial NAICS Non-Cogen | HY | WAT | HYC | PSCO | 41504 | 4693 | 2021
Vintage2015 | other | TRUE | 60120 | Y | . | UCI Fuel Cell | UCI Fuel Cell, LLC | 59892 | CA | PACC | WECC |  | 22 | 3 | NAICS-22 Cogen | FC | NG | NG | CISO | 74822 | 11144 | 2021
Vintage2015 | solar pv | TRUE | 60121 | N | . | HCE Johnston I, LLC | HCE Johnston I, LLC | 59894 | NC | SAT | SERC |  | 22 | 2 | NAICS-22 Non-Cogen | PV | SUN | SUN | DUK | 29673 | 3355 | 2021
Vintage2017 | natural gas combined cycle | TRUE | 60122 | N | . | Colorado Bend II | Exelon Power | 6035 | TX | WSC | TRE |  | 22 | 2 | NAICS-22 Non-Cogen | CA | NG | NG | ERCO | 14821583 | 2145142 | 2021
Vintage2017 | natural gas combined cycle | TRUE | 60122 | N | . | Colorado Bend II | Exelon Power | 6035 | TX | WSC | TRE |  | 22 | 2 | NAICS-22 Non-Cogen | CT | NG | NG | ERCO | 27191687 | 4025853 | 2021
| other | FALSE | 60123 | N | . | Castle Gap Solar Hybrid | Upton County Solar 2 LLC | 61123 | TX | WSC | TRE |  | 22 | 2 | NAICS-22 Non-Cogen | BA | MWH | OTH | ERCO | 0 | -13810 | 2021
Vintage2018 | solar pv | TRUE | 60123 | N | . | Castle Gap Solar Hybrid | Upton County Solar 2 LLC | 61123 | TX | WSC | TRE |  | 22 | 2 | NAICS-22 Non-Cogen | PV | SUN | SUN | ERCO | 3903723 | 441398 | 2021
Vintage2016 | solar pv | TRUE | 60124 | N | . | Goldfinch | Goldfinch (Lakeland) | 64645 | FL | SAT | SERC |  | 22 | 2 | NAICS-22 Non-Cogen | PV | SUN | SUN | FMPP | 50314 | 5689 | 2021
Vintage2019 | solar pv | TRUE | 60125 | N | . | Kawailoa Solar | Kawailoa Solar, LLC | 59898 | HI | PACN |  |  | 22 | 2 | NAICS-22 Non-Cogen | PV | SUN | SUN | HECO | 691548 | 78194 | 2021
Vintage2016 | onshore wind | FALSE | 60126 | N | . | Harpster Wind | OEE XVII, LLC | 59899 | OH | ENC | RFC |  | 486 | 4 | Commercial NAICS Non-Cogen | WT | WND | WND | PJM | 28372 | 3208 | 2021
Vintage2016 | solar pv | TRUE | 60127 | N | . | Eastern Shore Solar, LLC | Dominion Renewable Energy | 58468 | VA | SAT | RFC |  | 22 | 2 | NAICS-22 Non-Cogen | PV | SUN | SUN | PJM | 1381681 | 156228 | 2021
Vintage2015 | onshore wind | FALSE | 60128 | N | . | Zephyr Wind | OEE XIX, LLC | 59905 | OH | ENC | RFC |  | 332 | 6 | Industrial NAICS Non-Cogen | WT | WND | WND | PJM | 91456 | 10341 | 2021
Vintage2015 | solar pv | TRUE | 60129 | N | . | Red Toad 1425 A Powatan Road, LLC | SRE Utility Solar 1, LLC | 61119 | NC | SAT | SERC |  | 22 | 2 | NAICS-22 Non-Cogen | PV | SUN | SUN | DUK | 34597 | 3912 | 2021
Vintage2015 | natural gas peaker | FALSE | 60130 | N | . | Big Sand Draw Plant | Denbury Inc | 64404 | WY | MTN | WECC |  | 211 | 6 | Industrial NAICS Non-Cogen | IC | NG | NG | WACM | 262617 | 25126 | 2021
Vintage2015 | solar pv | TRUE | 60131 | N | . | Durham Solar | SRE Utility Solar 1, LLC | 61119 | NC | SAT | SERC |  | 22 | 2 | NAICS-22 Non-Cogen | PV | SUN | SUN | DUK | 51287 | 5799 | 2021
Vintage2016 | onshore wind | TRUE | 60132 | N | . | New Creek Wind | New Creek Wind, LLC | 62967 | WV | SAT | SERC |  | 22 | 2 | NAICS-22 Non-Cogen | WT | WND | WND | PJM | 2682781 | 303345 | 2021
Vintage2015 | solar pv | TRUE | 60133 | N | . | Morgan Farm, LLC | SRE Utility Solar 1, LLC | 61119 | NC | SAT | SERC |  | 22 | 2 | NAICS-22 Non-Cogen | PV | SUN | SUN | DUK | 80372 | 9088 | 2021
Vintage2015 | solar pv | TRUE | 60134 | N | . | Nashville Farms, LLC | SRE Utility Solar 1, LLC | 61119 | NC | SAT | SERC |  | 22 | 2 | NAICS-22 Non-Cogen | PV | SUN | SUN | DUK | 30760 | 3478 | 2021
Vintage2015 | solar pv | TRUE | 60135 | N | . | Cedar Solar, LLC | SRE Utility Solar 1, LLC | 61119 | NC | SAT | SERC |  | 22 | 2 | NAICS-22 Non-Cogen | PV | SUN | SUN | DUK | 80516 | 9104 | 2021
Vintage2015 | solar pv | TRUE | 60136 | N | . | Elm Solar, LLC | SRE Utility Solar 1, LLC | 61119 | NC | SAT | SERC |  | 22 | 2 | NAICS-22 Non-Cogen | PV | SUN | SUN | DUK | 78324 | 8856 | 2021
Vintage2015 | biomass | TRUE | 60137 | N | . | Glasgow LFGTE | East Kentucky Power Coop, Inc | 5580 | KY | ESC | SERC |  | 22 | 1 | Electric Utility | IC | LFG | MLG | PJM | 70003 | 5639 | 2021
Vintage2016 | solar pv | TRUE | 60142 | N | . | Lemoore 1 | AES Distributed Energy | 61012 | CA | PACC | WECC |  | 22 | 2 | NAICS-22 Non-Cogen | PV | SUN | SUN | CISO | 21104 | 2386 | 2021
Vintage2016 | onshore wind | TRUE | 60143 | N | . | Peak View Wind Farm | Black Hills Colorado Electric, LLC | 56146 | CO | MTN | WECC |  | 22 | 1 | Electric Utility | WT | WND | WND | PSCO | 1803194 | 203889 | 2021
Vintage2017 | solar pv | TRUE | 60144 | N | . | Baltimore Church Solar, LLC | Baltimore Church Solar, LLC | 59935 | NC | SAT | SERC |  | 22 | 2 | NAICS-22 Non-Cogen | PV | SUN | SUN | DUK | 67479 | 7630 | 2021
Vintage2017 | onshore wind | TRUE | 60145 | N | . | Broadview Energy JN, LLC | Pattern Operators LP | 56545 | NM | MTN | WECC |  | 22 | 2 | NAICS-22 Non-Cogen | WT | WND | WND | GRIS | 6453795 | 729737 | 2021
Vintage2016 | solar pv | TRUE | 60146 | N | . | Cohen Farm Solar, LLC | Cypress Creek Renewables | 61060 | NC | SAT | SERC |  | 22 | 2 | NAICS-22 Non-Cogen | PV | SUN | SUN | DUK | 84699 | 9577 | 2021
Vintage2016 | solar pv | TRUE | 60147 | N | . | Floyd Solar, LLC | Cypress Creek Renewables | 61060 | NC | SAT | SERC |  | 22 | 2 | NAICS-22 Non-Cogen | PV | SUN | SUN | DUK | 79666 | 9008 | 2021
Vintage2016 | solar pv | TRUE | 60149 | N | . | Innovative Solar 43, LLC | Cypress Creek Renewables | 61060 | NC | SAT | SERC |  | 22 | 2 | NAICS-22 Non-Cogen | PV | SUN | SUN | DUK | 602694 | 68147 | 2021
Vintage2015 | solar pv | TRUE | 60150 | N | . | Cornell Geneva Solar Farm | Argos Solar LLC | 59942 | NY | MAT | NPCC |  | 22 | 2 | NAICS-22 Non-Cogen | PV | SUN | SUN | NYIS | 26620 | 3010 | 2021
Vintage2016 | solar pv | TRUE | 60151 | N | . | Building F | Golden Springs Development Company LLC | 57104 | CA | PACC | WECC |  | 22 | 2 | NAICS-22 Non-Cogen | PV | SUN | SUN | CISO | 17327 | 1959 | 2021
Vintage2017 | onshore wind | TRUE | 60152 | N | . | Broadview Energy KW, LLC | Pattern Operators LP | 56545 | NM | MTN | WECC |  | 22 | 2 | NAICS-22 Non-Cogen | WT | WND | WND | GRIS | 5171130 | 584705 | 2021
Vintage2016 | solar pv | TRUE | 60153 | N | . | Building G | Golden Springs Development Company LLC | 57104 | CA | PACC | WECC |  | 22 | 2 | NAICS-22 Non-Cogen | PV | SUN | SUN | CISO | 20623 | 2332 | 2021
Vintage2016 | solar pv | TRUE | 60154 | N | . | Buidling L | Golden Springs Development Company LLC | 57104 | CA | PACC | WECC |  | 22 | 2 | NAICS-22 Non-Cogen | PV | SUN | SUN | CISO | 13506 | 1527 | 2021
Vintage2018 | solar pv | TRUE | 60156 | N | . | Shelter Solar | Sol Systems | 61677 | NC | SAT | SERC |  | 22 | 2 | NAICS-22 Non-Cogen | PV | SUN | SUN | DUK | 85407 | 9657 | 2021
Vintage2018 | solar pv | TRUE | 60157 | N | . | Heedeh Solar | NES Rigel | 64877 | NC | SAT | SERC |  | 22 | 2 | NAICS-22 Non-Cogen | PV | SUN | SUN | DUK | 57310 | 6480 | 2021
Vintage2020 | solar pv | TRUE | 60160 | N | . | Tate Solar | NES Olympos | 63471 | NC | SAT | SERC |  | 22 | 2 | NAICS-22 Non-Cogen | PV | SUN | SUN | CPLE | 78214 | 8844 | 2021
Vintage2020 | solar pv | TRUE | 60161 | N | . | Eagle Solar | NES Olympos | 63471 | NC | SAT | SERC |  | 22 | 2 | NAICS-22 Non-Cogen | PV | SUN | SUN | CPLE | 66552 | 7525 | 2021
Vintage2021 | solar pv | TRUE | 60165 | N | . | Robin Solar | Robin Solar LLC | 64279 | NC | SAT | SERC |  | 22 | 2 | NAICS-22 Non-Cogen | PV | SUN | SUN | DUK | 62917 | 7114 | 2021
Vintage2020 | solar pv | TRUE | 60178 | N | . | Cash Solar | Cash Solar, LLC | 63768 | NC | SAT | SERC |  | 22 | 2 | NAICS-22 Non-Cogen | PV | SUN | SUN | DUK | 97585 | 11034 | 2021
Vintage2017 | solar pv | TRUE | 60179 | N | . | Daystar Solar | Daystar Solar, LLC | 63349 | NC | SAT | SERC |  | 22 | 2 | NAICS-22 Non-Cogen | PV | SUN | SUN | DUK | 84461 | 9550 | 2021
Vintage2018 | solar pv | TRUE | 60180 | N | . | Kathleen Solar | Sol Systems | 61677 | NC | SAT | SERC |  | 22 | 2 | NAICS-22 Non-Cogen | PV | SUN | SUN | DUK | 86672 | 9800 | 2021
Vintage2019 | solar pv | TRUE | 60181 | N | . | Grove Solar | Sol Systems | 61677 | NC | SAT | SERC |  | 22 | 2 | NAICS-22 Non-Cogen | PV | SUN | SUN | DUK | 117060 | 13236 | 2021
Vintage2016 | solar pv | TRUE | 60182 | N | . | Dulles | Golden Springs Development Company LLC | 57104 | CA | PACC | WECC |  | 22 | 2 | NAICS-22 Non-Cogen | PV | SUN | SUN | CISO | 26029 | 2943 | 2021
Vintage2016 | solar pv | TRUE | 60183 | N | . | Freeway Springs | Golden Springs Development Company LLC | 57104 | CA | PACC | WECC |  | 22 | 2 | NAICS-22 Non-Cogen | PV | SUN | SUN | CISO | 26672 | 3016 | 2021
Vintage2011 | biomass | TRUE | 60184 | N | . | ADS Renewable Energy-Wolf Creek LLC | ADS Renewable Energy- Wolf Creek, LLC | 59946 | GA | SAT | SERC |  | 22 | 2 | NAICS-22 Non-Cogen | IC | LFG | MLG | SOCO | 227525 | 20535 | 2021
Vintage2016 | solar pv | TRUE | 60185 | N | . | Solverde 1 | AES Distributed Energy | 61012 | CA | PACC | WECC |  | 22 | 2 | NAICS-22 Non-Cogen | PV | SUN | SUN | CISO | 1969434 | 222686 | 2021
Vintage2016 | solar pv | TRUE | 60186 | N | . | Antelope DSR 1 | AES Distributed Energy | 61012 | CA | PACC | WECC |  | 22 | 2 | NAICS-22 Non-Cogen | PV | SUN | SUN | CISO | 1160421 | 131210 | 2021
Vintage2016 | solar pv | TRUE | 60187 | N | . | Antelope DSR 2 | AES Distributed Energy | 61012 | CA | PACC | WECC |  | 22 | 2 | NAICS-22 Non-Cogen | PV | SUN | SUN | CISO | 125699 | 14213 | 2021
Vintage2015 | solar pv | TRUE | 60188 | N | . | Conetoe Solar | Conetoe Solar, LLC | 59951 | NC | SAT | SERC |  | 22 | 2 | NAICS-22 Non-Cogen | PV | SUN | SUN | PJM | 75626 | 8551 | 2021
Vintage2015 | solar pv | TRUE | 60189 | N | . | Sugar Run Solar | Sugar Run Solar, LLC | 59952 | NC | SAT | SERC |  | 22 | 2 | NAICS-22 Non-Cogen | PV | SUN | SUN | PJM | 84894 | 9599 | 2021
Vintage2015 | solar pv | TRUE | 60190 | N | . | HMW Minster PV I | Madison Energy Holdings LLC | 62915 | OH | ENC | SERC |  | 22 | 2 | NAICS-22 Non-Cogen | PV | SUN | SUN | PJM | 74190 | 8389 | 2021
Vintage2016 | solar pv | TRUE | 60191 | N | . | TWE New Bern Solar Project, LLC | Cypress Creek Renewables | 61060 | NC | SAT | SERC |  | 22 | 2 | NAICS-22 Non-Cogen | PV | SUN | SUN | DUK | 52595 | 5947 | 2021
Vintage2016 | solar pv | TRUE | 60193 | N | . | Whitethorn Solar LLC | Whitethorn Solar LLC | 59969 | CA | PACC | WECC |  | 22 | 2 | NAICS-22 Non-Cogen | PV | SUN | SUN | CISO | 54383 | 6149 | 2021
Vintage2015 | solar pv | TRUE | 60195 | N | . | South Valley Solar Energy Center | PNM Resources | 59300 | NM | MTN | WECC |  | 22 | 1 | Electric Utility | PV | SUN | SUN | PNM | 203987 | 23065 | 2021
Vintage2015 | solar pv | TRUE | 60196 | N | . | Santa Fe Solar Energy Center | PNM Resources | 59300 | NM | MTN | WECC |  | 22 | 1 | Electric Utility | PV | SUN | SUN | PNM | 200477 | 22668 | 2021
Vintage2015 | solar pv | TRUE | 60197 | N | . | Santolina Solar Energy Center | PNM Resources | 59300 | NM | MTN | WECC |  | 22 | 1 | Electric Utility | PV | SUN | SUN | PNM | 229580 | 25959 | 2021
Vintage2015 | solar pv | TRUE | 60198 | N | . | Rio Communities Solar Energy Center | PNM Resources | 59300 | NM | MTN | WECC |  | 22 | 1 | Electric Utility | PV | SUN | SUN | PNM | 209131 | 23647 | 2021
Vintage2016 | solar pv | TRUE | 60199 | N | . | County Home Solar Center, LLC | Heelstone Energy Holdings, LLC | 59462 | NC | SAT | SERC |  | 22 | 2 | NAICS-22 Non-Cogen | PV | SUN | SUN | DUK | 30831 | 3486 | 2021
Vintage2015 | solar pv | TRUE | 60200 | N | . | Laurinburg Solar, LLC (Heelstone) | SRE Utility Solar 1, LLC | 61119 | NC | SAT | SERC |  | 22 | 2 | NAICS-22 Non-Cogen | PV | SUN | SUN | DUK | 33636 | 3803 | 2021
Vintage2016 | solar pv | TRUE | 60201 | N | . | CES Cherry Hill Solar | Consolidated Edison Solutions Inc | 57365 | NJ | MAT | NPCC |  | 22 | 2 | NAICS-22 Non-Cogen | PV | SUN | SUN | PJM | 15346 | 1735 | 2021
Vintage2017 | solar pv | TRUE | 60207 | N | . | Hemlock Solar | Hemlock Solar LLC | 59977 | NC | SAT | SERC |  | 22 | 2 | NAICS-22 Non-Cogen | PV | SUN | SUN | PJM | 84717 | 9579 | 2021
Vintage2016 | solar pv | TRUE | 60208 | N | . | Long Farm 46 Solar, LLC | Long Farm 46 Solar, LLC | 59996 | NC | SAT | SERC |  | 22 | 2 | NAICS-22 Non-Cogen | PV | SUN | SUN | PJM | 81956 | 9267 | 2021
Vintage2017 | solar pv | TRUE | 60209 | N | . | HXNAir Solar One | HXNAir Solar One LLC | 59978 | NC | SAT | SERC |  | 22 | 2 | NAICS-22 Non-Cogen | PV | SUN | SUN | PJM | 81789 | 9248 | 2021
Vintage2017 | onshore wind | TRUE | 60210 | N | . | Cotton Plains Wind Farm | Cotton Plains Wind I, LLC | 59979 | TX | WSC | TRE |  | 22 | 2 | NAICS-22 Non-Cogen | WT | WND | WND | ERCO | 1727605 | 195342 | 2021
Vintage2017 | onshore wind | TRUE | 60217 | N | . | Rocksprings | Rocksprings Val Verde Wind, LLC | 59999 | TX | WSC | TRE |  | 22 | 2 | NAICS-22 Non-Cogen | WT | WND | WND | ERCO | 4172750 | 471817 | 2021
Vintage2016 | onshore wind | TRUE | 60218 | N | . | Frontier Windpower | Frontier Windpower, LLC | 59998 | OK | WSC | MRO |  | 22 | 2 | NAICS-22 Non-Cogen | WT | WND | WND | SPA | 4668764 | 527902 | 2021
Vintage2013 | solar pv | TRUE | 60219 | N | . | Strata Roof 1 | Strata Manager, LLC | 64778 | CA | PACC | WECC |  | 22 | 2 | NAICS-22 Non-Cogen | PV | SUN | SUN | BANC | 13989 | 1582 | 2021
Vintage2015 | biomass | TRUE | 60220 | Y | . | Zero Waste Energy Development Co LLC | Zero Waste Energy Development Company LLC | 60003 | CA | PACC | WECC |  | 22 | 3 | NAICS-22 Cogen | IC | OBG | ORW | CISO | 33219 | 5452 | 2021
Vintage0 | petroleum | FALSE | 60222 | N | . | Bristol Plant | Ingenco Renewable Development, LLC | 59452 | VA | SAT | RFC |  | 22 | 2 | NAICS-22 Non-Cogen | IC | DFO | DFO | TVA | 2258 | 147.268 | 2021
Vintage2016 | biomass | TRUE | 60222 | N | . | Bristol Plant | Ingenco Renewable Development, LLC | 59452 | VA | SAT | RFC |  | 22 | 2 | NAICS-22 Non-Cogen | IC | LFG | MLG | TVA | 63584 | 4146.732 | 2021
Vintage2015 | other | TRUE | 60223 | N | . | Equinix San Jose | Bloom Energy | 57128 | CA | PACC | WECC |  | 22 | 2 | NAICS-22 Non-Cogen | FC | NG | NG | CISO | 50274 | 6654 | 2021
Vintage2015 | other | TRUE | 60224 | N | . | Intel Santa Clara | Bloom Energy | 57128 | CA | PACC | WECC |  | 22 | 2 | NAICS-22 Non-Cogen | FC | NG | NG | CISO | 52276 | 7165 | 2021
Vintage2016 | solar pv | TRUE | 60225 | N | . | CMEEC - Bozrah | Tesla Inc. | 60947 | CT | NEW | NPCC |  | 22 | 2 | NAICS-22 Non-Cogen | PV | SUN | SUN | ISNE | 29318 | 3315 | 2021
Vintage2016 | solar pv | TRUE | 60226 | N | . | Rancho Seco Solar, LLC | Rancho Seco Solar, LLC | 60413 | CA | PACC | WECC |  | 22 | 2 | NAICS-22 Non-Cogen | PV | SUN | SUN | BANC | 197370 | 22317 | 2021
Vintage2016 | solar pv | TRUE | 60227 | N | . | BJ's Wholesale Club Inc Dist Center | Tesla Inc. | 60947 | NJ | MAT | NPCC |  | 22 | 2 | NAICS-22 Non-Cogen | PV | SUN | SUN | PJM | 19527 | 2208 | 2021
Vintage2016 | solar pv | TRUE | 60228 | N | . | Conn Mun Electric Energy Coop | Tesla Inc. | 60947 | CT | NEW | NPCC |  | 22 | 2 | NAICS-22 Non-Cogen | PV | SUN | SUN | ISNE | 11452 | 1295 | 2021
Vintage2017 | solar pv | TRUE | 60229 | N | . | Orange County Solar Farm (NY) | Tesla Inc. | 60947 | NY | MAT | NPCC |  | 22 | 2 | NAICS-22 Non-Cogen | PV | SUN | SUN | ISNE | 21074 | 2383 | 2021
Vintage2019 | solar pv | TRUE | 60230 | N | . | Estrella Mountain PV | Tesla Inc. | 60947 | AZ | MTN | WECC |  | 22 | 2 | NAICS-22 Non-Cogen | PV | SUN | SUN | AZPS | 35260 | 3987 | 2021
| other | FALSE | 60231 | N | . | Genentech-Oceanside Hybrid | Tesla Inc. | 60947 | CA | PACC | WECC |  | 22 | 2 | NAICS-22 Non-Cogen | BA | MWH | OTH | CISO | 0 | -204 | 2021
Vintage2016 | solar pv | TRUE | 60231 | N | . | Genentech-Oceanside Hybrid | Tesla Inc. | 60947 | CA | PACC | WECC |  | 22 | 2 | NAICS-22 Non-Cogen | PV | SUN | SUN | CISO | 57125 | 6459 | 2021
Vintage2018 | solar pv | TRUE | 60232 | N | . | Onondaga County- Jamesville | Tesla Inc. | 60947 | NY | MAT | NPCC |  | 22 | 2 | NAICS-22 Non-Cogen | PV | SUN | SUN | NYIS | 23950 | 2708 | 2021
| other | FALSE | 60233 | N | . | RE Garland | Southern Power Co | 17650 | CA | PACC | WECC |  | 22 | 2 | NAICS-22 Non-Cogen | BA | MWH | OTH | CISO | 0 | -4108 | 2021
Vintage2016 | solar pv | TRUE | 60233 | N | . | RE Garland | Southern Power Co | 17650 | CA | PACC | WECC |  | 22 | 2 | NAICS-22 Non-Cogen | PV | SUN | SUN | CISO | 4289897 | 485063 | 2021
Vintage2002 | petroleum | TRUE | 60234 | N | . | Belle Haven Diesel Generation Facility | Old Dominion Electric Coop | 40229 | VA | SAT | RFC |  | 22 | 1 | Electric Utility | IC | DFO | DFO | PJM | 4300 | 456 | 2021
Vintage2002 | petroleum | TRUE | 60235 | N | . | Perdue Diesel Generation Facility | Old Dominion Electric Coop | 40229 | VA | SAT | RFC |  | 22 | 1 | Electric Utility | IC | DFO | DFO | PJM | 4484 | 464 | 2021
Vintage2002 | petroleum | TRUE | 60236 | N | . | Onancock Diesel Generation Facility | Old Dominion Electric Coop | 40229 | VA | SAT | RFC |  | 22 | 1 | Electric Utility | IC | DFO | DFO | PJM | 4312 | 455 | 2021
Vintage2017 | solar pv | TRUE | 60237 | N | . | Midway Solar Farm II | Dominion Renewable Energy | 58468 | CA | PACC | WECC |  | 22 | 2 | NAICS-22 Non-Cogen | PV | SUN | SUN | IID | 649389 | 73427 | 2021
Vintage2015 | solar pv | TRUE | 60238 | N | . | McDonald Solar Farm, LLC | Cypress Creek Renewables | 61060 | IN | ENC | RFC |  | 22 | 2 | NAICS-22 Non-Cogen | PV | SUN | SUN | MISO | 76783 | 8682 | 2021
Vintage2015 | solar pv | TRUE | 60239 | N | . | Pastime Farm, LLC | Cypress Creek Renewables | 61060 | IN | ENC | RFC |  | 22 | 2 | NAICS-22 Non-Cogen | PV | SUN | SUN | MISO | 78908 | 8922 | 2021
Vintage2015 | solar pv | TRUE | 60240 | N | . | Yanceyville Farm 3, LLC | Strata Manager, LLC | 64778 | NC | SAT | SERC |  | 22 | 2 | NAICS-22 Non-Cogen | PV | SUN | SUN | DUK | 79497 | 8989 | 2021
Vintage2015 | biomass | TRUE | 60241 | N | . | Union Renewable Energy Facility | Lockhart Power Co | 11118 | SC | SAT | SERC |  | 22 | 1 | Electric Utility | IC | LFG | MLG | DUK | 187641 | 15859 | 2021
Vintage2017 | solar pv | TRUE | 60242 | N | . | Algonquin SKIC 10 Solar, LLC | Algonquin Power Co | 59050 | CA | PACC | WECC |  | 22 | 2 | NAICS-22 Non-Cogen | PV | SUN | SUN | CISO | 174960 | 19783 | 2021
Vintage2020 | petroleum | TRUE | 60243 | N | . | Ambler | Alaska Village Elec Coop, Inc | 221 | AK | PACN |  |  | 22 | 1 | Electric Utility | IC | DFO | DFO |  | 13419 | 1298 | 2021
Vintage2010 | petroleum | TRUE | 60244 | N | . | Marshall | Alaska Village Elec Coop, Inc | 221 | AK | PACN |  |  | 22 | 1 | Electric Utility | IC | DFO | DFO |  | 14508 | 1537 | 2021
Vintage2020 | petroleum | TRUE | 60245 | N | . | New Stuyahok | Alaska Village Elec Coop, Inc | 221 | AK | PACN |  |  | 22 | 1 | Electric Utility | IC | DFO | DFO |  | 19426 | 1879 | 2021
Vintage2015 | solar pv | TRUE | 60247 | N | . | Valley View Solar | SR Clinch | 60036 | CO | MTN | WECC |  | 22 | 2 | NAICS-22 Non-Cogen | PV | SUN | SUN | WACM | 86450 | 9775 | 2021
Vintage2015 | solar pv | TRUE | 60248 | N | . | Skylark | SR Clinch | 60036 | CO | MTN | WECC |  | 22 | 2 | NAICS-22 Non-Cogen | PV | SUN | SUN | WACM | 82073 | 9280 | 2021
| other | FALSE | 60249 | Y | . | Silicon Valley Clean Water | Silicon Valley Clean Water | 60038 | CA | PACC | WECC |  | 22 | 3 | NAICS-22 Cogen | BA | MWH | OTH | CISO | 0 | 0 | 2021
Vintage0 | natural gas peaker | FALSE | 60249 | Y | . | Silicon Valley Clean Water | Silicon Valley Clean Water | 60038 | CA | PACC | WECC |  | 22 | 3 | NAICS-22 Cogen | IC | NG | NG | CISO | 4836 | 836.507 | 2021
Vintage2015 | biomass | TRUE | 60249 | Y | . | Silicon Valley Clean Water | Silicon Valley Clean Water | 60038 | CA | PACC | WECC |  | 22 | 3 | NAICS-22 Cogen | IC | OBG | ORW | CISO | 35811 | 6193.493 | 2021
Vintage2015 | petroleum | TRUE | 60250 | N | . | Swampy Acres Microgrid | Kodiak Electric Assn Inc | 10433 | AK | PACN |  |  | 22 | 1 | Electric Utility | IC | DFO | DFO | NA | 3253 | 4 | 2021
Vintage2016 | solar pv | TRUE | 60251 | N | . | IMPA Huntingburg Solar Park | Indiana Municipal Power Agency | 9234 | IN | ENC | RFC |  | 22 | 1 | Electric Utility | PV | SUN | SUN | MISO | 22748 | 2572 | 2021
Vintage2016 | solar pv | TRUE | 60252 | N | . | IMPA Washington Solar Park | Indiana Municipal Power Agency | 9234 | IN | ENC | RFC |  | 22 | 1 | Electric Utility | PV | SUN | SUN | MISO | 43089 | 4872 | 2021
Vintage2017 | solar pv | TRUE | 60253 | N | . | IMPA Anderson Solar Park | Indiana Municipal Power Agency | 9234 | IN | ENC | RFC |  | 22 | 1 | Electric Utility | PV | SUN | SUN | PJM | 45493 | 5144 | 2021
Vintage2018 | natural gas peaker | TRUE | 60254 | N | . | Owatonna Energy Station | Southern Minnesota Mun P Agny | 40580 | MN | WNC | MRO |  | 22 | 1 | Electric Utility | IC | NG | NG | MISO | 319083 | 32424 | 2021
Vintage2016 | solar pv | TRUE | 60255 | N | . | Weymouth Solar Plant | Metropolitan Water District of S CA | 12397 | CA | PACC | WECC |  | 22 | 1 | Electric Utility | PV | SUN | SUN | CISO | 46678 | 5278 | 2021
Vintage2016 | onshore wind | TRUE | 60256 | N | . | Bluestem | Bluestem Wind Energy, LLC | 60044 | OK | WSC | MRO |  | 22 | 2 | NAICS-22 Non-Cogen | WT | WND | WND | SWPP | 7159944 | 809582.15 | 2021
Vintage2016 | solar pv | TRUE | 60257 | N | . | Stainback Solar Farm | Cypress Creek Renewables | 61060 | NC | SAT | SERC |  | 22 | 2 | NAICS-22 Non-Cogen | PV | SUN | SUN | DUK | 85414 | 9658 | 2021
Vintage2017 | solar pv | TRUE | 60258 | N | . | Alta Luna | TPE Alta Luna, LLC | 60046 | NM | MTN | WECC |  | 22 | 2 | NAICS-22 Non-Cogen | PV | SUN | SUN | PNM | 630479 | 71289 | 2021
Vintage2016 | onshore wind | TRUE | 60259 | N | . | Pioneer Wind Park, LLC | AES Distributed Energy | 61012 | WY | MTN | WECC |  | 22 | 2 | NAICS-22 Non-Cogen | WT | WND | WND | PACE | 2146810 | 242742 | 2021
Vintage2018 | petroleum | TRUE | 60260 | N | . | Brevig Mission | Alaska Village Elec Coop, Inc | 221 | AK | PACN |  |  | 22 | 1 | Electric Utility | IC | DFO | DFO | NA | 12183 | 1261 | 2021
Vintage2017 | solar pv | TRUE | 60261 | N | . | Playa Solar 2 | EDF Renewable Asset Holdings, Inc. | 57170 | NV | MTN | WECC |  | 22 | 2 | NAICS-22 Non-Cogen | PV | SUN | SUN | NEVP | 2518435 | 284762 | 2021
Vintage2015 | onshore wind | TRUE | 60262 | N | . | Prairie Breeze II | Invenergy Services LLC | 49893 | NE | WNC | MRO |  | 22 | 2 | NAICS-22 Non-Cogen | WT | WND | WND | SWPP | 2541155 | 287331 | 2021
Vintage2015 | biomass | TRUE | 60263 | Y | . | Durham AWTF | Clean Water Services | 60047 | OR | PACC | WECC |  | 22132 | 5 | Commercial NAICS Cogen | IC | OBG | ORW | PGE | 123588 | 11246 | 2021
Vintage2018 | natural gas peaker | TRUE | 60264 | N | . | Bacliff | PHR Holdings LLC | 60048 | TX | WSC | TRE |  | 22 | 2 | NAICS-22 Non-Cogen | GT | NG | NG | ERCO | 1965252 | 147638 | 2021
Vintage2016 | solar pv | TRUE | 60265 | N | . | Junction Road | NJR Clean Energy Ventures Corporation | 56990 | NJ | MAT | RFC |  | 22 | 2 | NAICS-22 Non-Cogen | PV | SUN | SUN | PJM | 62156 | 7028 | 2021
Vintage2016 | solar pv | TRUE | 60266 | N | . | Cedar Branch | NJR Clean Energy Ventures Corporation | 56990 | NJ | MAT | RFC |  | 22 | 2 | NAICS-22 Non-Cogen | PV | SUN | SUN | PJM | 88096 | 9961 | 2021
Vintage2016 | solar pv | TRUE | 60267 | N | . | Sharon Station | NJR Clean Energy Ventures Corporation | 56990 | NJ | MAT | RFC |  | 22 | 2 | NAICS-22 Non-Cogen | PV | SUN | SUN | PJM | 39931 | 4515 | 2021
Vintage2018 | onshore wind | TRUE | 60270 | N | . | Blue Cloud Wind Energy LLC | RWE Renewables Americas LLC | 56215 | TX | WSC | MRO |  | 22 | 2 | NAICS-22 Non-Cogen | WT | WND | WND | ERCO | 4965083 | 561407 | 2021
Vintage2016 | solar pv | TRUE | 60274 | N | . | CED Westfield Solar, LLC | Consolidated Edison Development Inc. | 56769 | MA | NEW | NPCC |  | 22 | 2 | NAICS-22 Non-Cogen | PV | SUN | SUN | ISNE | 28344 | 3205 | 2021
Vintage2016 | solar pv | TRUE | 60275 | N | . | Westside Solar Power PV1 | Westside Assets LLC | 60067 | CA | PACC | WECC |  | 22 | 2 | NAICS-22 Non-Cogen | PV | SUN | SUN | CISO | 44451 | 5026 | 2021
Vintage2015 | natural gas peaker | FALSE | 60276 | Y | . | West Groton CHP | Hollingsworth & Vose Co West Groton | 60058 | MA | NEW | NPCC |  | 322 | 7 | Industrial NAICS Cogen | GT | NG | NG | ISNE | 113653 | 23037 | 2021
Vintage2016 | solar pv | TRUE | 60277 | N | . | Castor Solar | ZGlobal Inc | 60059 | CA | PACC | WECC |  | 22 | 2 | NAICS-22 Non-Cogen | PV | SUN | SUN | CISO | 27603 | 3121 | 2021
Vintage2016 | solar pv | TRUE | 60278 | N | . | Southbridge Solar | AES Distributed Energy | 61012 | MA | NEW | NPCC |  | 22 | 2 | NAICS-22 Non-Cogen | PV | SUN | SUN | ISNE | 26073 | 2948 | 2021
Vintage2016 | solar pv | TRUE | 60279 | N | . | Antelope Big Sky Ranch | AES Distributed Energy | 61012 | CA | PACC | WECC |  | 22 | 2 | NAICS-22 Non-Cogen | PV | SUN | SUN | CISO | 451415 | 51042 | 2021
Vintage2016 | solar pv | TRUE | 60280 | N | . | Summer Solar LLC | AES Distributed Energy | 61012 | CA | PACC | WECC |  | 22 | 2 | NAICS-22 Non-Cogen | PV | SUN | SUN | CISO | 490726 | 55487 | 2021
Vintage2017 | solar pv | TRUE | 60281 | N | . | Central Antelope Dry Ranch B LLC | Central Antelope Dry Ranch B LLC | 63250 | CA | PACC | WECC |  | 22 | 2 | NAICS-22 Non-Cogen | PV | SUN | SUN | CISO | 74025 | 8370 | 2021
Vintage2016 | solar pv | TRUE | 60283 | N | . | SR Mavericks | SR Mavericks, LLC | 60060 | CO | MTN | WECC |  | 22 | 2 | NAICS-22 Non-Cogen | PV | SUN | SUN | WACM | 132156 | 14943 | 2021
Vintage2019 | solar pv | TRUE | 60284 | N | . | Organ Church Solar | NES Rigel | 64877 | NC | SAT | SERC |  | 22 | 2 | NAICS-22 Non-Cogen | PV | SUN | SUN | DUK | 88172 | 9970 | 2021
Vintage2016 | solar pv | TRUE | 60285 | N | . | Red Horse III | Red Horse III | 60068 | AZ | MTN | WECC |  | 22 | 2 | NAICS-22 Non-Cogen | PV | SUN | SUN | TEPC | 656604 | 74243 | 2021
Vintage2020 | solar pv | TRUE | 60287 | N | . | Willard Solar | NES Olympos | 63471 | NC | SAT | SERC |  | 22 | 2 | NAICS-22 Non-Cogen | PV | SUN | SUN | CPLE | 71653 | 8102 | 2021
Vintage2017 | solar pv | TRUE | 60288 | N | . | Ajax Solar | Cypress Creek Renewables | 61060 | NC | SAT | SERC |  | 22 | 2 | NAICS-22 Non-Cogen | PV | SUN | SUN | DUK | 34502 | 3901 | 2021
Vintage2020 | solar pv | TRUE | 60290 | N | . | Jester Solar | Sol Systems | 61677 | NC | SAT | SERC |  | 22 | 2 | NAICS-22 Non-Cogen | PV | SUN | SUN | DUK | 84131 | 9513 | 2021
Vintage2019 | solar pv | TRUE | 60291 | N | . | Trinity Solar | Capital Dynamics | 59503 | NC | SAT | SERC |  | 22 | 2 | NAICS-22 Non-Cogen | PV | SUN | SUN | DUK | 85511 | 9669 | 2021
Vintage2017 | solar pv | TRUE | 60293 | N | . | St. Matthews Solar | St. Matthews Solar, LLC | 60073 | SC | SAT | SERC |  | 22 | 2 | NAICS-22 Non-Cogen | PV | SUN | SUN | SCEG | 173608 | 19630 | 2021
| other | FALSE | 60297 | N | . | Clinton Battery | Clinton Battery Utility, LLC | 60094 | OH | ENC | RFC |  | 22 | 2 | NAICS-22 Non-Cogen | BA | MWH | OTH | PJM | 0 | -2566 | 2021
| other | FALSE | 60299 | N | . | HMV Minster Energy Storage System | Concord New Energy | 59209 | OH | ENC | RFC |  | 22 | 2 | NAICS-22 Non-Cogen | BA | MWH | OTH | PJM | 0 | 0 | 2021
Vintage2017 | solar pv | TRUE | 60300 | N | . | Montana Solar Facility | El Paso Electric Co | 5701 | TX | WSC | WECC |  | 22 | 1 | Electric Utility | PV | SUN | SUN | EPE | 70026 | 7918 | 2021
Vintage2018 | solar pv | TRUE | 60301 | N | . | Holloman Solar Facility | El Paso Electric Co | 5701 | NM | MTN | WECC |  | 22 | 1 | Electric Utility | PV | SUN | SUN | EPE | 80339 | 9084 | 2021
Vintage2018 | natural gas combined cycle | TRUE | 60302 | N | . | Keys Energy Center | PSEG Keys Energy Center, LLC | 60100 | MD | SAT | RFC |  | 22 | 2 | NAICS-22 Non-Cogen | CA | NG | NG | PJM | 3064225 | 1854717 | 2021
Vintage2018 | natural gas combined cycle | TRUE | 60302 | N | . | Keys Energy Center | PSEG Keys Energy Center, LLC | 60100 | MD | SAT | RFC |  | 22 | 2 | NAICS-22 Non-Cogen | CT | NG | NG | PJM | 32094941 | 3079663 | 2021
Vintage2017 | solar pv | TRUE | 60303 | N | . | Sumrall II Solar Farm | MS Solar 3, LLC | 60099 | MS | ESC | SERC |  | 22 | 2 | NAICS-22 Non-Cogen | PV | SUN | SUN | MISO | 904362 | 102257 | 2021
Vintage2016 | solar pv | TRUE | 60304 | N | . | San Isabel Solar, LLC | San Isabel Solar, LLC | 60097 | CO | MTN | WECC |  | 22 | 2 | NAICS-22 Non-Cogen | PV | SUN | SUN | PSCO | 670357 | 75798 | 2021
Vintage2017 | solar pv | TRUE | 60306 | N | . | Sumrall I Solar Farm | MS Solar 2, LLC | 60098 | MS | ESC | SERC |  | 22 | 2 | NAICS-22 Non-Cogen | PV | SUN | SUN | SOCO | 922315 | 104287 | 2021
Vintage2016 | solar pv | TRUE | 60307 | N | . | Mesquite Solar 2, LLC | Consolidated Edison Development Inc. | 56769 | AZ | MTN | WECC |  | 22 | 2 | NAICS-22 Non-Cogen | PV | SUN | SUN | CISO | 2265929 | 256211 | 2021
Vintage2016 | solar pv | TRUE | 60308 | N | . | Mesquite Solar 3, LLC | Consolidated Edison Development Inc. | 56769 | AZ | MTN | WECC |  | 22 | 2 | NAICS-22 Non-Cogen | PV | SUN | SUN | CISO | 3830353 | 433102 | 2021
Vintage2017 | solar pv | TRUE | 60310 | N | . | Portal Ridge Solar B, LLC | Portal Ridge Solar, LLC | 60412 | CA | PACC | WECC |  | 22 | 2 | NAICS-22 Non-Cogen | PV | SUN | SUN | CISO | 410796 | 46449 | 2021
Vintage2017 | solar pv | TRUE | 60311 | N | . | Portal Ridge Solar C, LLC | Portal Ridge Solar, LLC | 60412 | CA | PACC | WECC |  | 22 | 2 | NAICS-22 Non-Cogen | PV | SUN | SUN | CISO | 268116 | 30316 | 2021
Vintage2015 | solar pv | TRUE | 60312 | N | . | Howell Midland Farm, LLC | Strata Manager, LLC | 64778 | NC | SAT | SERC |  | 22 | 2 | NAICS-22 Non-Cogen | PV | SUN | SUN | DUK | 81594 | 9226 | 2021
Vintage2015 | solar pv | TRUE | 60313 | N | . | Augustus Farm, LLC | Strata Manager, LLC | 64778 | NC | SAT | SERC |  | 22 | 2 | NAICS-22 Non-Cogen | PV | SUN | SUN | DUK | 83825 | 9478 | 2021
Vintage2016 | onshore wind | TRUE | 60314 | N | . | Prairie Breeze III | Invenergy Services LLC | 49893 | NE | WNC | MRO |  | 22 | 2 | NAICS-22 Non-Cogen | WT | WND | WND | SWPP | 1131730 | 127966 | 2021
Vintage2018 | solar pv | TRUE | 60315 | N | . | Midway Solar Farm III | Greenbacker Renewable Energy Corporation | 60025 | CA | PACC | WECC |  | 22 | 2 | NAICS-22 Non-Cogen | PV | SUN | SUN | IID | 451019 | 50997 | 2021
Vintage2016 | solar pv | TRUE | 60316 | N | . | Scott Solar Farm | Virginia Electric & Power Co | 19876 | VA | SAT | SERC |  | 22 | 1 | Electric Utility | PV | SUN | SUN | PJM | 260730 | 29481 | 2021
Vintage2019 | onshore wind | TRUE | 60317 | N | . | Grady Wind Energy Center, LLC | Pattern Operators LP | 56545 | NM | MTN | WECC |  | 22 | 2 | NAICS-22 Non-Cogen | WT | WND | WND | PNM | 8073713 | 912903 | 2021
Vintage2016 | solar pv | TRUE | 60318 | N | . | Woodland Solar Farm | Virginia Electric & Power Co | 19876 | VA | SAT | SERC |  | 22 | 1 | Electric Utility | PV | SUN | SUN | PJM | 326909 | 36964 | 2021
Vintage2016 | solar pv | TRUE | 60319 | N | . | Whitehouse Solar Farm | Virginia Electric & Power Co | 19876 | VA | SAT | SERC |  | 22 | 1 | Electric Utility | PV | SUN | SUN | PJM | 330058 | 37320 | 2021
Vintage2016 | solar pv | TRUE | 60320 | N | . | Jeffco Community Solar Gardens LLC | SunShare Management | 60970 | CO | MTN | WECC |  | 22 | 2 | NAICS-22 Non-Cogen | PV | SUN | SUN | PSCO | 18510 | 2093 | 2021
Vintage2019 | solar pv | TRUE | 60324 | N | . | Willow Spring Solar, LLC | Willow Spring Solar LLC | 61672 | CA | PACC | WECC |  | 22 | 2 | NAICS-22 Non-Cogen | PV | SUN | SUN | CISO | 2343428 | 264974 | 2021
Vintage2016 | onshore wind | TRUE | 60326 | N | . | O'Brien Wind | MidAmerican Energy Co | 12341 | IA | WNC | MRO |  | 22 | 1 | Electric Utility | WT | WND | WND | MISO | 7269733 | 821996 | 2021
Vintage2016 | solar pv | TRUE | 60327 | N | . | East Amwell | NJR Clean Energy Ventures Corporation | 56990 | NJ | MAT | RFC |  | 22 | 2 | NAICS-22 Non-Cogen | PV | SUN | SUN | PJM | 23613 | 2670 | 2021
| petroleum | FALSE | 60328 | N | . | Schofield Generating Station | Hawaiian Electric Co Inc | 19547 | HI | PACN |  |  | 22 | 1 | Electric Utility | IC | DFO | DFO | HECO | 0 | 0 | 2021
Vintage2018 | biomass | TRUE | 60328 | N | . | Schofield Generating Station | Hawaiian Electric Co Inc | 19547 | HI | PACN |  |  | 22 | 1 | Electric Utility | IC | OBL | ORW | HECO | 204313 | 22654 | 2021
Vintage2016 | onshore wind | TRUE | 60329 | N | . | Ringer Hill Wind Farm, LLC | Ringer Hill Wind LLC | 62892 | PA | MAT | RFC |  | 22 | 2 | NAICS-22 Non-Cogen | WT | WND | WND | PJM | 932335 | 105420 | 2021
Vintage2016 | solar pv | TRUE | 60330 | N | . | Grove Solar Center, LLC | Cypress Creek Renewables | 61060 | OR | PACC | WECC |  | 22 | 2 | NAICS-22 Non-Cogen | PV | SUN | SUN | IPCO | 117050 | 13235 | 2021
Vintage2016 | solar pv | TRUE | 60331 | N | . | Hyline Solar Center, LLC | Cypress Creek Renewables | 61060 | OR | PACC | WECC |  | 22 | 2 | NAICS-22 Non-Cogen | PV | SUN | SUN | IPCO | 130714 | 14780 | 2021
Vintage2016 | solar pv | TRUE | 60332 | N | . | Open Range Solar Center, LLC | Cypress Creek Renewables | 61060 | OR | PACC | WECC |  | 22 | 2 | NAICS-22 Non-Cogen | PV | SUN | SUN | IPCO | 202182 | 22861 | 2021
Vintage2016 | solar pv | TRUE | 60333 | N | . | Railroad Solar Center, LLC | Cypress Creek Renewables | 61060 | OR | PACC | WECC |  | 22 | 2 | NAICS-22 Non-Cogen | PV | SUN | SUN | IPCO | 91873 | 10388 | 2021
Vintage2016 | solar pv | TRUE | 60334 | N | . | Thunderegg Solar Center, LLC | Cypress Creek Renewables | 61060 | OR | PACC | WECC |  | 22 | 2 | NAICS-22 Non-Cogen | PV | SUN | SUN | IPCO | 199336 | 22539 | 2021
Vintage2016 | solar pv | TRUE | 60335 | N | . | Vale Air Solar Center, LLC | Cypress Creek Renewables | 61060 | OR | PACC | WECC |  | 22 | 2 | NAICS-22 Non-Cogen | PV | SUN | SUN | IPCO | 200238 | 22641 | 2021
Vintage2018 | solar pv | TRUE | 60336 | N | . | Midway Solar Farm 1 | 83WI 8ME, LLC | 60118 | CA | PACC | WECC |  | 22 | 2 | NAICS-22 Non-Cogen | PV | SUN | SUN | IID | 1117802 | 126391 | 2021
Vintage2017 | solar pv | TRUE | 60337 | N | . | Providence Solar | Providence Solar Center, LLC | 60125 | TN | ESC | SERC |  | 22 | 2 | NAICS-22 Non-Cogen | PV | SUN | SUN | TVA | 268901 | 30405 | 2021
Vintage2016 | onshore wind | TRUE | 60338 | N | . | Electra Wind Farm | Electra Wind, LLC | 60128 | TX | WSC | TRE |  | 22 | 2 | NAICS-22 Non-Cogen | WT | WND | WND | ERCO | 7883929 | 891444 | 2021
Vintage2016 | onshore wind | TRUE | 60339 | N | . | Horse Creek Wind Farm | Horse Creek Wind, LLC | 60129 | TX | WSC | TRE |  | 22 | 2 | NAICS-22 Non-Cogen | WT | WND | WND | ERCO | 7305868 | 826082 | 2021
Vintage0 | natural gas steam turbine | FALSE | 60340 | Y | . | Albany Green Energy | Albany Green Energy, LLC | 60130 | GA | SAT | SERC |  | 22 | 3 | NAICS-22 Cogen | ST | NG | NG | SOCO | 16967 | 1435.507 | 2021
| biomass | FALSE | 60340 | Y | . | Albany Green Energy | Albany Green Energy, LLC | 60130 | GA | SAT | SERC |  | 22 | 3 | NAICS-22 Cogen | ST | OBS | ORW | SOCO | 0 | 0 | 2021
Vintage2017 | biomass | TRUE | 60340 | Y | . | Albany Green Energy | Albany Green Energy, LLC | 60130 | GA | SAT | SERC |  | 22 | 3 | NAICS-22 Cogen | ST | WDS | WWW | SOCO | 4277034 | 359195.49 | 2021
Vintage2015 | solar pv | TRUE | 60341 | N | . | Wal-Mart Truth or Consequences PV | SSA Solar of NM 3, LLC | 60127 | NM | MTN | WECC |  | 22 | 2 | NAICS-22 Non-Cogen | PV | SUN | SUN | PNM | 8041 | 909 | 2021
Vintage2016 | onshore wind | TRUE | 60342 | N | . | Ida Grove Wind | MidAmerican Energy Co | 12341 | IA | WNC | MRO |  | 22 | 1 | Electric Utility | WT | WND | WND | MISO | 9874231 | 1116489 | 2021
Vintage2016 | solar pv | TRUE | 60344 | N | . | Sudbury Solar | Ecos Energy LLC | 58135 | VT | NEW | NPCC |  | 22 | 2 | NAICS-22 Non-Cogen | PV | SUN | SUN | ISNE | 26098 | 2951 | 2021
| petroleum | FALSE | 60345 | N | . | Okeechobee Clean Energy Center | Florida Power & Light Co | 6452 | FL | SAT | SERC |  | 22 | 1 | Electric Utility | CA | DFO | DFO | FPL | 0 | 1686.455 | 2021
| natural gas combined cycle | FALSE | 60345 | N | . | Okeechobee Clean Energy Center | Florida Power & Light Co | 6452 | FL | SAT | SERC |  | 22 | 1 | Electric Utility | CA | NG | NG | FPL | 0 | 3039952.5 | 2021
Vintage0 | petroleum | FALSE | 60345 | N | . | Okeechobee Clean Energy Center | Florida Power & Light Co | 6452 | FL | SAT | SERC |  | 22 | 1 | Electric Utility | CT | DFO | DFO | FPL | 32691 | 3424.896 | 2021
Vintage2019 | natural gas combined cycle | TRUE | 60345 | N | . | Okeechobee Clean Energy Center | Florida Power & Light Co | 6452 | FL | SAT | SERC |  | 22 | 1 | Electric Utility | CT | NG | NG | FPL | 58367993 | 6130759.1 | 2021
Vintage2017 | solar pv | TRUE | 60346 | N | . | Demille Solar Farm | DTE Electric Company | 5109 | MI | ENC | RFC |  | 22 | 1 | Electric Utility | PV | SUN | SUN | MISO | 350956 | 39683 | 2021
Vintage2017 | solar pv | TRUE | 60347 | N | . | Turrill Solar Farm | DTE Electric Company | 5109 | MI | ENC | RFC |  | 22 | 1 | Electric Utility | PV | SUN | SUN | MISO | 236552 | 26747 | 2021
Vintage2017 | solar pv | TRUE | 60348 | N | . | O'Shea Solar Farm | DTE Electric Company | 5109 | MI | ENC | RFC |  | 22 | 1 | Electric Utility | PV | SUN | SUN | MISO | 27612 | 3122 | 2021
Vintage2008 | biomass | TRUE | 60349 | N | . | Hill AFB LFG Facility, Bldg #737 | Ameresco Federal Solutions | 60146 | UT | MTN | WECC |  | 928 | 4 | Commercial NAICS Non-Cogen | IC | LFG | MLG | PACE | 207424 | 14470 | 2021
Vintage2016 | solar pv | TRUE | 60350 | N | . | Solar Las Vegas MB 2, LLC | NRG Solar Las Vegas MB 2 | 60145 | NV | MTN | WECC |  | 22 | 2 | NAICS-22 Non-Cogen | PV | SUN | SUN | NEVP | 17219 | 1947 | 2021
Vintage2016 | solar pv | TRUE | 60351 | N | . | Bison Solar LLC | Bison Solar LLC | 60143 | CO | MTN | WECC |  | 22 | 2 | NAICS-22 Non-Cogen | PV | SUN | SUN | PSCO | 549673 | 62152 | 2021
Vintage2016 | solar pv | TRUE | 60352 | N | . | Boulder Solar Power, LLC | Southern Power Co | 17650 | NV | MTN | WECC |  | 22 | 2 | NAICS-22 Non-Cogen | PV | SUN | SUN | NEVP | 2303829 | 260496 | 2021
Vintage2015 | solar pv | TRUE | 60353 | N | . | Cecil County CCVT HS | SunE DB42, LLC | 60150 | MD | SAT | RFC |  | 22 | 2 | NAICS-22 Non-Cogen | PV | SUN | SUN | PJM | 24250 | 2742 | 2021
Vintage2016 | onshore wind | TRUE | 60354 | N | . | Brady II Wind Energy Center | Brady Wind II, LLC | 60149 | ND | WNC | MRO |  | 22 | 2 | NAICS-22 Non-Cogen | WT | WND | WND | SWPP | 5592990 | 632405 | 2021
Vintage2016 | onshore wind | TRUE | 60355 | N | . | Brady Wind Energy Center | Brady Wind, LLC | 60148 | ND | WNC | MRO |  | 22 | 2 | NAICS-22 Non-Cogen | WT | WND | WND | SWPP | 5616843 | 635102 | 2021
| petroleum | FALSE | 60356 | N | . | South Field Energy | South Field Energy, LLC | 60131 | OH | ENC | RFC |  | 22 | 2 | NAICS-22 Non-Cogen | CA | DFO | DFO | PJM | 0 | 0 | 2021
Vintage2021 | natural gas combined cycle | TRUE | 60356 | N | . | South Field Energy | South Field Energy, LLC | 60131 | OH | ENC | RFC |  | 22 | 2 | NAICS-22 Non-Cogen | CA | NG | NG | PJM | 1141580 | 774760 | 2021
| petroleum | FALSE | 60356 | N | . | South Field Energy | South Field Energy, LLC | 60131 | OH | ENC | RFC |  | 22 | 2 | NAICS-22 Non-Cogen | CT | DFO | DFO | PJM | 0 | 0 | 2021
Vintage2021 | natural gas combined cycle | TRUE | 60356 | N | . | South Field Energy | South Field Energy, LLC | 60131 | OH | ENC | RFC |  | 22 | 2 | NAICS-22 Non-Cogen | CT | NG | NG | PJM | 12181042 | 1423942 | 2021
Vintage2018 | natural gas combined cycle | TRUE | 60357 | N | . | Lackawanna Energy Center | Invenergy Services LLC | 49893 | PA | MAT | RFC |  | 22 | 2 | NAICS-22 Non-Cogen | CS | NG | NG | PJM | 68378088 | 10555322 | 2021
Vintage2018 | solar pv | TRUE | 60359 | N | . | Gastonia Solar Center | Adapture Renewables, Inc. | 60496 | NC | SAT | SERC |  | 22 | 2 | NAICS-22 Non-Cogen | PV | SUN | SUN | DUK | 73324 | 8291 | 2021
Vintage2016 | solar pv | TRUE | 60361 | N | . | Wortham Solar Farm | Cypress Creek Renewables | 61060 | NC | SAT | SERC |  | 22 | 2 | NAICS-22 Non-Cogen | PV | SUN | SUN | DUK | 78252 | 8848 | 2021
Vintage2016 | solar pv | TRUE | 60363 | N | . | White Farm Solar, LLC | Cypress Creek Renewables | 61060 | NC | SAT | SERC |  | 22 | 2 | NAICS-22 Non-Cogen | PV | SUN | SUN | PJM | 86468 | 9777 | 2021
Vintage2019 | biomass | TRUE | 60364 | N | . | White Street Renewables | White Street Renewables LLC | 60154 | NC | SAT | SERC |  | 22 | 2 | NAICS-22 Non-Cogen | IC | LFG | MLG | DUK | 174545 | 12050 | 2021
Vintage2020 | solar pv | TRUE | 60364 | N | . | White Street Renewables | White Street Renewables LLC | 60154 | NC | SAT | SERC |  | 22 | 2 | NAICS-22 Non-Cogen | PV | SUN | SUN | DUK | 60492 | 6840 | 2021
Vintage2013 | solar pv | TRUE | 60365 | N | . | Vulcraft Solar | Soltage VUL 1600 Chemung, LLC | 60800 | NY | MAT | NPCC |  | 22 | 2 | NAICS-22 Non-Cogen | PV | SUN | SUN | NYIS | 16752 | 1894 | 2021
Vintage2017 | onshore wind | TRUE | 60366 | N | . | Old Settler Wind | Old Settler Wind, LLC | 60155 | TX | WSC | TRE |  | 22 | 2 | NAICS-22 Non-Cogen | WT | WND | WND | ERCO | 4165799 | 471031 | 2021
Vintage2016 | solar pv | TRUE | 60367 | N | . | Snow Camp Solar, LLC | Cypress Creek Renewables | 61060 | NC | SAT | SERC |  | 22 | 2 | NAICS-22 Non-Cogen | PV | SUN | SUN | CPLE | 92555 | 10465 | 2021
Vintage2018 | natural gas combined cycle | TRUE | 60368 | N | . | Hummel Station LLC | Hummel Station, LLC | 60162 | PA | MAT | RFC |  | 22 | 2 | NAICS-22 Non-Cogen | CA | NG | NG | PJM | 304387 | 2560016 | 2021
Vintage2018 | natural gas combined cycle | TRUE | 60368 | N | . | Hummel Station LLC | Hummel Station, LLC | 60162 | PA | MAT | RFC |  | 22 | 2 | NAICS-22 Non-Cogen | CT | NG | NG | PJM | 50878497 | 4980521 | 2021
Vintage2016 | solar pv | TRUE | 60369 | N | . | Battleboro Farm | Oppidum Renewables USA, LLC | 63026 | NC | SAT | SERC |  | 22 | 2 | NAICS-22 Non-Cogen | PV | SUN | SUN | PJM | 79438 | 8982 | 2021
Vintage2016 | solar pv | TRUE | 60370 | N | . | Flint Hill Solar, LLC | Cypress Creek Renewables | 61060 | NC | SAT | SERC |  | 22 | 2 | NAICS-22 Non-Cogen | PV | SUN | SUN | CPLE | 79119 | 8946 | 2021
Vintage2016 | solar pv | TRUE | 60371 | N | . | Legoland Solar | Tampa Electric Co | 18454 | FL | SAT | SERC |  | 22 | 1 | Electric Utility | PV | SUN | SUN | TEC | 20042 | 2266 | 2021
Vintage2017 | solar pv | TRUE | 60372 | N | . | Lamesa Solar | Southern Power Co | 17650 | TX | WSC | TRE |  | 22 | 2 | NAICS-22 Non-Cogen | PV | SUN | SUN | ERCO | 1879237 | 212487 | 2021
Vintage2016 | solar pv | TRUE | 60375 | N | . | ILR Landfill | ILR Landfill | 60164 | NJ | MAT | RFC |  | 22 | 2 | NAICS-22 Non-Cogen | PV | SUN | SUN | PJM | 85009 | 9612 | 2021
Vintage2018 | natural gas combined cycle | TRUE | 60376 | N | . | Clean Energy Future-Lordstown, LLC | Clean Energy Future-Lordstown, LLC | 60170 | OH | ENC | RFC |  | 22 | 2 | NAICS-22 Non-Cogen | CA | NG | NG | PJM | 1132001 | 2177442 | 2021
Vintage2018 | natural gas combined cycle | TRUE | 60376 | N | . | Clean Energy Future-Lordstown, LLC | Clean Energy Future-Lordstown, LLC | 60170 | OH | ENC | RFC |  | 22 | 2 | NAICS-22 Non-Cogen | CT | NG | NG | PJM | 38112590 | 3789000 | 2021
Vintage2016 | solar pv | TRUE | 60378 | N | . | NHA at Mansfield NJ | Constellation Solar New Jersey, LLC | 57044 | NJ | MAT | RFC |  | 22 | 2 | NAICS-22 Non-Cogen | PV | SUN | SUN | PJM | 58555 | 6621 | 2021
Vintage2017 | solar pv | TRUE | 60380 | N | . | Shoe Creek Solar, LLC | Cypress Creek Renewables | 61060 | NC | SAT | SERC |  | 22 | 2 | NAICS-22 Non-Cogen | PV | SUN | SUN | DUK | 1283344 | 145109 | 2021
Vintage2016 | solar pv | TRUE | 60381 | N | . | Sulphur Springs | Goldman Sachs Renewable Power LLC | 61944 | AZ | MTN | WECC |  | 22 | 2 | NAICS-22 Non-Cogen | PV | SUN | SUN | WALC | 473338 | 53521 | 2021
Vintage2017 | solar pv | TRUE | 60383 | N | . | Monroe Solar Facility | Duke Energy Carolinas, LLC | 5416 | NC | SAT | SERC |  | 22 | 1 | Electric Utility | PV | SUN | SUN | DUK | 918440 | 103849 | 2021
Vintage2016 | solar pv | TRUE | 60384 | N | . | Hertford Solar Farm | SolNCPower10, LLC | 60183 | NC | SAT | SERC |  | 22 | 2 | NAICS-22 Non-Cogen | PV | SUN | SUN | PJM | 79039 | 8937 | 2021
Vintage2016 | other | TRUE | 60385 | Y | . | Santa Rita Jail Fuel Cell | SRJFC, LLC | 60182 | CA | PACC | WECC |  | 22 | 3 | NAICS-22 Cogen | FC | NG | NG | CISO | 84744 | 9505 | 2021
Vintage2016 | solar pv | TRUE | 60386 | N | . | RE Garland A | Southern Power Co | 17650 | CA | PACC | WECC |  | 22 | 2 | NAICS-22 Non-Cogen | PV | SUN | SUN | CISO | 490781 | 55493 | 2021
Vintage2016 | biomass | TRUE | 60388 | N | . | Morgantown | EDL Inc | 55858 | PA | MAT | RFC |  | 22 | 2 | NAICS-22 Non-Cogen | IC | LFG | MLG | PJM | 53659 | 5478.2 | 2021
Vintage2016 | solar pv | TRUE | 60389 | N | . | RE Barren Ridge 1 | RE Barren Ridge 1, LLC | 60191 | CA | PACC | WECC |  | 22 | 2 | NAICS-22 Non-Cogen | PV | SUN | SUN | LDWP | 1514844 | 171285 | 2021
| other | FALSE | 60390 | N | . | Beech Ridge Energy Storage | Invenergy Services LLC | 49893 | WV | SAT | RFC |  | 22 | 2 | NAICS-22 Non-Cogen | BA | MWH | OTH | PJM | 0 | -12339 | 2021
Vintage2016 | solar pv | TRUE | 60391 | N | . | SJA Solar LLC-Solterra Monastery CSG | SJA Solar, LLC | 60189 | MA | NEW | RFC |  | 22 | 2 | NAICS-22 Non-Cogen | PV | SUN | SUN | ISNE | 232802 | 26323 | 2021
Vintage2016 | other | TRUE | 60392 | Y | . | Pfizer Groton Fuel Cell | Groton Fuel Cell 1 LLC | 62093 | CT | NEW | NPCC |  | 22 | 3 | NAICS-22 Cogen | FC | NG | NG | ISNE | 486209 | 40077 | 2021
Vintage2021 | solar pv | TRUE | 60393 | N | . | Warbler Holdings | SolRiver Capital LLC | 64994 | NC | SAT | SERC |  | 22 | 2 | NAICS-22 Non-Cogen | PV | SUN | SUN | DUK | 18378 | 2078 | 2021
Vintage2019 | solar pv | TRUE | 60394 | N | . | Tamworth Holdings | RWE Renewables Americas LLC | 56215 | NC | SAT | SERC |  | 22 | 2 | NAICS-22 Non-Cogen | PV | SUN | SUN | DUK | 96029 | 10858 | 2021
Vintage2016 | solar pv | TRUE | 60395 | N | . | MC1 Solar | MC1 Solar Farm, LLC | 60190 | NC | SAT | SERC |  | 22 | 2 | NAICS-22 Non-Cogen | PV | SUN | SUN | PJM | 78482 | 8874 | 2021
Vintage2017 | solar pv | TRUE | 60396 | N | . | St. Pauls Solar 1, LLC | Cypress Creek Renewables | 61060 | NC | SAT | SERC |  | 22 | 2 | NAICS-22 Non-Cogen | PV | SUN | SUN | DUK | 79844 | 9028 | 2021
Vintage2017 | solar pv | TRUE | 60397 | N | . | Kennedy Solar, LLC | Cypress Creek Renewables | 61060 | NC | SAT | SERC |  | 22 | 2 | NAICS-22 Non-Cogen | PV | SUN | SUN | DUK | 72672 | 8217 | 2021
Vintage2016 | solar pv | TRUE | 60398 | N | . | Innovative Solar 65 | Cypress Creek Renewables | 61060 | NC | SAT | SERC |  | 22 | 2 | NAICS-22 Non-Cogen | PV | SUN | SUN | DUK | 77474 | 8760 | 2021
Vintage2016 | solar pv | TRUE | 60399 | N | . | Lincoln Solar, LLC (NC) | Cypress Creek Renewables | 61060 | NC | SAT | SERC |  | 22 | 2 | NAICS-22 Non-Cogen | PV | SUN | SUN | DUK | 79958 | 9041 | 2021
Vintage2016 | solar pv | TRUE | 60400 | N | . | Exum Farm Solar, LLC | Cypress Creek Renewables | 61060 | NC | SAT | SERC |  | 22 | 2 | NAICS-22 Non-Cogen | PV | SUN | SUN | DUK | 73193 | 8276 | 2021
Vintage2015 | solar pv | TRUE | 60401 | N | . | Bizzell Church Solar 1, LLC | Cypress Creek Renewables | 61060 | NC | SAT | SERC |  | 22 | 2 | NAICS-22 Non-Cogen | PV | SUN | SUN | DUK | 83009 | 9386 | 2021
Vintage2016 | solar pv | TRUE | 60402 | N | . | CB Bladen Solar, LLC | Cypress Creek Renewables | 61060 | NC | SAT | SERC |  | 22 | 2 | NAICS-22 Non-Cogen | PV | SUN | SUN | DUK | 84919 | 9602 | 2021
Vintage2015 | solar pv | TRUE | 60403 | N | . | Currin Solar, LLC | Cypress Creek Renewables | 61060 | NC | SAT | SERC |  | 22 | 2 | NAICS-22 Non-Cogen | PV | SUN | SUN | DUK | 68427 | 7737 | 2021
Vintage2016 | onshore wind | TRUE | 60404 | N | . | Pisgah Mountain Wind | Pisgah Mountain, LLC | 60207 | ME | NEW | NPCC |  | 22 | 2 | NAICS-22 Non-Cogen | WT | WND | WND | ISNE | 261447 | 29562 | 2021
Vintage2016 | solar pv | TRUE | 60405 | N | . | Chaves Solar, LLC | Chaves Solar LLC | 60208 | NM | MTN | MRO |  | 22 | 2 | NAICS-22 Non-Cogen | PV | SUN | SUN | SWPP | 1442456 | 163100 | 2021
Vintage2016 | solar pv | TRUE | 60406 | N | . | Roswell Solar, LLC | Roswell Solar, LLC | 60209 | NM | MTN | MRO |  | 22 | 2 | NAICS-22 Non-Cogen | PV | SUN | SUN | SWPP | 1421461 | 160726 | 2021
Vintage2016 | solar pv | TRUE | 60408 | N | . | Nash 97 Solar, LLC | Cypress Creek Renewables | 61060 | NC | SAT | SERC |  | 22 | 2 | NAICS-22 Non-Cogen | PV | SUN | SUN | DUK | 82746 | 9356 | 2021
Vintage2016 | solar pv | TRUE | 60409 | N | . | South Winston Farm, LLC | Cypress Creek Renewables | 61060 | NC | SAT | SERC |  | 22 | 2 | NAICS-22 Non-Cogen | PV | SUN | SUN | DUK | 77801 | 8797 | 2021
Vintage2016 | solar pv | TRUE | 60410 | N | . | Sullivan Solar, LLC | Cypress Creek Renewables | 61060 | IN | ENC | RFC |  | 22 | 2 | NAICS-22 Non-Cogen | PV | SUN | SUN | PJM | 79454 | 8984 | 2021
Vintage2014 | solar pv | TRUE | 60411 | N | . | Coventry Photovoltaic, LLC | Coventry Photovoltaic, LLC | 60801 | VT | NEW | NPCC |  | 22 | 2 | NAICS-22 Non-Cogen | PV | SUN | SUN | ISNE | 23189 | 2622 | 2021
Vintage2016 | solar pv | TRUE | 60412 | N | . | Munro Valley Solar | Ecos Energy LLC | 58135 | CA | PACC | WECC |  | 22 | 2 | NAICS-22 Non-Cogen | PV | SUN | SUN | CISO | 82958 | 9380 | 2021
Vintage2016 | solar pv | TRUE | 60413 | N | . | Bonnybrooke PV | Apple, Inc | 57369 | AZ | MTN | WECC |  | 22 | 2 | NAICS-22 Non-Cogen | PV | SUN | SUN | SRP | 1193602 | 134962 | 2021
Vintage2017 | onshore wind | TRUE | 60414 | N | . | Bethel Wind Farm LLC | Southern Power Co | 17650 | TX | WSC | MRO |  | 22 | 2 | NAICS-22 Non-Cogen | WT | WND | WND | SWPP | 10161546 | 1148976 | 2021
Vintage2016 | solar pv | TRUE | 60415 | N | . | Hardison Farm Solar, LLC | Cypress Creek Renewables | 61060 | NC | SAT | SERC |  | 22 | 2 | NAICS-22 Non-Cogen | PV | SUN | SUN | PJM | 86893 | 9825 | 2021
Vintage2016 | solar pv | TRUE | 60416 | N | . | Maxton Solar, LLC | Cypress Creek Renewables | 61060 | NC | SAT | SERC |  | 22 | 2 | NAICS-22 Non-Cogen | PV | SUN | SUN | DUK | 82719 | 9353 | 2021
Vintage2016 | solar pv | TRUE | 60417 | N | . | Modlin Solar Farm | Cypress Creek Renewables | 61060 | NC | SAT | SERC |  | 22 | 2 | NAICS-22 Non-Cogen | PV | SUN | SUN | PJM | 83302 | 9419 | 2021
Vintage2018 | hydro | TRUE | 60418 | N | . | Calligan Creek Hydroelectric Project | PUD 1 of Snohomish County | 17470 | WA | PACC | WECC |  | 22 | 1 | Electric Utility | HY | WAT | HYC | PSEI | 172291 | 19481 | 2021
Vintage2015 | geothermal | TRUE | 60419 | N | . | Don A Campbell 2 Geothermal | ORNI 37 LLC | 60227 | NV | MTN | WECC |  | 22 | 2 | NAICS-22 Non-Cogen | BT | GEO | GEO | NEVP | 1004018 | 113525 | 2021
Vintage2016 | other | TRUE | 60421 | N | . | Veyo Heat Recovery Project | Utah Associated Mun Power Sys | 40575 | UT | MTN | WECC |  | 22 | 1 | Electric Utility | ST | WH | OTH | PACE | 280488 | 31715 | 2021
Vintage2015 | solar pv | TRUE | 60422 | N | . | Morgan's Corner | Virginia Electric & Power Co | 19876 | NC | SAT | SERC |  | 22 | 1 | Electric Utility | PV | SUN | SUN | PJM | 273173 | 30888 | 2021
Vintage2017 | solar pv | TRUE | 60423 | N | . | Fairhaven C CSG | Goldman Sachs Renewable Power LLC | 61944 | MA | NEW | NPCC |  | 22 | 2 | NAICS-22 Non-Cogen | PV | SUN | SUN | ISNE | 22932 | 2593 | 2021
Vintage2017 | solar pv | TRUE | 60424 | N | . | West Bridgewater AB CSG | Goldman Sachs Renewable Power LLC | 61944 | MA | NEW | NPCC |  | 22 | 2 | NAICS-22 Non-Cogen | PV | SUN | SUN | ISNE | 23747 | 2685 | 2021
Vintage2014 | solar pv | TRUE | 60425 | N | . | Skidmore College | Terraform Arcadia | 63249 | NY | MAT | NPCC |  | 22 | 2 | NAICS-22 Non-Cogen | PV | SUN | SUN | NYIS | 20758 | 2347 | 2021
Vintage2016 | solar pv | TRUE | 60426 | N | . | RCWD PV Project | Goldman Sachs Renewable Power LLC | 61944 | CA | PACC | WECC |  | 22 | 2 | NAICS-22 Non-Cogen | PV | SUN | SUN | CISO | 74529 | 8427 | 2021
Vintage2015 | solar pv | TRUE | 60427 | N | . | CoServ Community Solar Station | CoServ Electric | 60228 | TX | WSC | TRE |  | 22 | 2 | NAICS-22 Non-Cogen | PV | SUN | SUN | ERCO | 26479 | 2994 | 2021
Vintage2017 | solar pv | TRUE | 60428 | N | . | CA Dept of Public Health at Richmond | California PV Energy LLC | 58540 | CA | PACC | WECC |  | 22 | 2 | NAICS-22 Non-Cogen | PV | SUN | SUN | CISO | 38204 | 4320 | 2021
Vintage2019 | solar pv | TRUE | 60429 | N | . | Tides Lane Farm | Strata Manager, LLC | 64778 | NC | SAT | SERC |  | 22 | 2 | NAICS-22 Non-Cogen | PV | SUN | SUN | CPLE | 53398 | 6038 | 2021
Vintage2015 | solar pv | TRUE | 60431 | N | . | Tompkins Cortland Community College | SEC LHNY Solar One, LLC | 60231 | NY | MAT | NPCC |  | 22 | 2 | NAICS-22 Non-Cogen | PV | SUN | SUN | NYIS | 17309 | 1957 | 2021
Vintage2016 | solar pv | TRUE | 60432 | N | . | Three Peaks Power | Three Peaks Power LLC | 60245 | UT | MTN | WECC |  | 22 | 2 | NAICS-22 Non-Cogen | PV | SUN | SUN | PACE | 1986956 | 224667 | 2021
Vintage2017 | solar pv | TRUE | 60435 | N | . | Crane Solar Facility | Duke Energy Indiana, LLC | 15470 | IN | ENC | RFC |  | 22 | 1 | Electric Utility | PV | SUN | SUN | MISO | 195832 | 22143 | 2021
Vintage2017 | solar pv | TRUE | 60436 | N | . | East Pecos Solar | Southern Power Co | 17650 | TX | WSC | TRE |  | 22 | 2 | NAICS-22 Non-Cogen | PV | SUN | SUN | ERCO | 2524556 | 285454 | 2021
Vintage2016 | solar pv | TRUE | 60437 | N | . | Bernards Solar | NJR Clean Energy Ventures Corporation | 56990 | NJ | MAT | RFC |  | 22 | 2 | NAICS-22 Non-Cogen | PV | SUN | SUN | PJM | 39437 | 4459 | 2021
Vintage2016 | solar pv | TRUE | 60438 | N | . | Whitakers Farm (Fisher Rd) | Strata Manager, LLC | 64778 | NC | SAT | SERC |  | 22 | 2 | NAICS-22 Non-Cogen | PV | SUN | SUN | PJM | 56283 | 6364 | 2021
Vintage2019 | solar pv | TRUE | 60440 | N | . | McGrigor Farm Solar | Carolina Solar Energy LLC | 58508 | NC | SAT | SERC |  | 22 | 2 | NAICS-22 Non-Cogen | PV | SUN | SUN | CPLE | 87796 | 9927 | 2021
| other | FALSE | 60441 | N | . | Salem Smart Power Center | Portland General Electric Co | 15248 | OR | PACC | WECC |  | 22 | 1 | Electric Utility | BA | MWH | OTH | PGE | 0 | -276 | 2021
Vintage2016 | solar pv | TRUE | 60442 | N | . | Carver MA 1 Community Solar | Navisun LLC | 62836 | MA | NEW | NPCC |  | 22 | 2 | NAICS-22 Non-Cogen | PV | SUN | SUN | ISNE | 26116 | 2953 | 2021
Vintage2016 | solar pv | TRUE | 60443 | N | . | Wareham MA 1 Community Solar | Navisun LLC | 62836 | MA | NEW | NPCC |  | 22 | 2 | NAICS-22 Non-Cogen | PV | SUN | SUN | ISNE | 28009 | 3167 | 2021
| other | FALSE | 60444 | N | . | Glacier Battery Storage | Puget Sound Energy Inc | 15500 | WA | PACC | WECC |  | 22 | 1 | Electric Utility | BA | MWH | OTH | PSEI | 0 | -106 | 2021
Vintage2016 | solar pv | TRUE | 60445 | N | . | ID Solar | AES Distributed Energy | 61012 | ID | MTN | WECC |  | 22 | 2 | NAICS-22 Non-Cogen | PV | SUN | SUN | IPCO | 835005 | 94415 | 2021
| solar pv | FALSE | 60446 | N | . | E&B Resources | Terraform Arcadia | 63249 | CA | PACC | WECC |  | 22 | 2 | NAICS-22 Non-Cogen | PV | SUN | SUN | CISO | 0 | 0 | 2021
Vintage2013 | solar pv | TRUE | 60447 | N | . | Presbyterian Senior Living Service | Terraform Arcadia | 63249 | MD | SAT | RFC |  | 22 | 2 | NAICS-22 Non-Cogen | PV | SUN | SUN | PJM | 12364 | 1398 | 2021
Vintage2013 | solar pv | TRUE | 60448 | N | . | Valdosta | Terraform Arcadia | 63249 | GA | SAT | SERC |  | 22 | 2 | NAICS-22 Non-Cogen | PV | SUN | SUN | SOCO | 9605 | 1086 | 2021
Vintage2016 | solar pv | TRUE | 60449 | N | . | Pavant Solar II LLC | Pavant Solar II LLC | 60238 | UT | MTN | WECC |  | 22 | 2 | NAICS-22 Non-Cogen | PV | SUN | SUN | PACE | 1045167 | 118178 | 2021
Vintage2014 | solar pv | TRUE | 60450 | N | . | Corcoran | Terraform Arcadia | 63249 | CA | PACC | WECC |  | 22 | 2 | NAICS-22 Non-Cogen | PV | SUN | SUN | CISO | 18086 | 2045 | 2021
Vintage2015 | solar pv | TRUE | 60451 | N | . | Brookside | Terraform Arcadia | 63249 | RI | NEW | NPCC |  | 22 | 2 | NAICS-22 Non-Cogen | PV | SUN | SUN | ISNE | 12922 | 1461 | 2021
| solar pv | FALSE | 60452 | N | . | Calverton | Terraform Arcadia | 63249 | NY | MAT | NPCC |  | 22 | 2 | NAICS-22 Non-Cogen | PV | SUN | SUN | NYIS | 0 | 0 | 2021
| solar pv | FALSE | 60453 | N | . | Cummins, Inc | Terraform Arcadia | 63249 | NY | MAT | NPCC |  | 22 | 2 | NAICS-22 Non-Cogen | PV | SUN | SUN | NYIS | 0 | 0 | 2021
| solar pv | FALSE | 60454 | N | . | Houghton | Terraform Arcadia | 63249 | NY | MAT | NPCC |  | 22 | 2 | NAICS-22 Non-Cogen | PV | SUN | SUN | NYIS | 0 | 0 | 2021
Vintage2015 | solar pv | TRUE | 60455 | N | . | Oneida - South | Oneida DG Solar, LLC | 60239 | NY | MAT | NPCC |  | 22 | 2 | NAICS-22 Non-Cogen | PV | SUN | SUN | NYIS | 23164 | 2619 | 2021
Vintage2015 | solar pv | TRUE | 60456 | N | . | Oneida - West | Oneida DG Solar, LLC | 60239 | NY | MAT | NPCC |  | 22 | 2 | NAICS-22 Non-Cogen | PV | SUN | SUN | NYIS | 23164 | 2619 | 2021
Vintage2016 | biomass | TRUE | 60457 | N | . | Athens Energy | Athens Energy, LLC | 60242 | ME | NEW | NPCC |  | 22 | 2 | NAICS-22 Non-Cogen | OT | WDS | WWW | ISNE | 971340 | 59221 | 2021
Vintage2015 | solar pv | TRUE | 60458 | N | . | Hardwick-Athol & Eagle Hill | SEC CRSD Solar One, LLC | 60240 | MA | NEW | NPCC |  | 22 | 2 | NAICS-22 Non-Cogen | PV | SUN | SUN | ISNE | 35135 | 3973 | 2021
Vintage2017 | natural gas peaker | TRUE | 60459 | N | . | Port Comfort Power LLC | Peaker Power, LLC | 61199 | TX | WSC | TRE |  | 22 | 2 | NAICS-22 Non-Cogen | GT | NG | NG | ERCO | 672316 | 62309.001 | 2021
Vintage2017 | natural gas peaker | TRUE | 60460 | N | . | Chamon Power LLC | Peaker Power, LLC | 61199 | TX | WSC | TRE |  | 22 | 2 | NAICS-22 Non-Cogen | GT | NG | NG | ERCO | 702083 | 65665.998 | 2021
Vintage2016 | solar pv | TRUE | 60461 | N | . | The Clorox Company | Tesla Inc. | 60947 | MD | SAT | RFC |  | 22 | 2 | NAICS-22 Non-Cogen | PV | SUN | SUN | PJM | 23109 | 2613 | 2021
Vintage2017 | solar pv | TRUE | 60462 | N | . | Onondaga County- Clearwater | Tesla Inc. | 60947 | NY | MAT | NPCC |  | 22 | 2 | NAICS-22 Non-Cogen | PV | SUN | SUN | ISNE | 26460 | 2992 | 2021
Vintage2018 | solar pv | TRUE | 60463 | N | . | Greene County Meter #1 | Tesla Inc. | 60947 | NY | MAT | NPCC |  | 22 | 2 | NAICS-22 Non-Cogen | PV | SUN | SUN | ISNE | 17459 | 1974 | 2021
Vintage2018 | natural gas combined cycle | TRUE | 60464 | N | . | Tenaska Westmoreland Generating Station | Tenaska Pennsylvania Partners, LLC | 60249 | PA | MAT | RFC |  | 22 | 2 | NAICS-22 Non-Cogen | CA | NG | NG | PJM | 1823595 | 2392375 | 2021
Vintage2018 | natural gas combined cycle | TRUE | 60464 | N | . | Tenaska Westmoreland Generating Station | Tenaska Pennsylvania Partners, LLC | 60249 | PA | MAT | RFC |  | 22 | 2 | NAICS-22 Non-Cogen | CT | NG | NG | PJM | 44900674 | 4723387 | 2021
Vintage2016 | solar pv | TRUE | 60465 | N | . | Chesapeake College | Tesla Inc. | 60947 | MD | SAT | RFC |  | 22 | 2 | NAICS-22 Non-Cogen | PV | SUN | SUN | PJM | 22179 | 2508 | 2021
Vintage2017 | solar pv | TRUE | 60467 | N | . | Red Rock | Arizona Public Service Co | 803 | AZ | MTN | WECC |  | 22 | 1 | Electric Utility | PV | SUN | SUN | AZPS | 1047015 | 118387 | 2021
Vintage2018 | natural gas peaker | TRUE | 60468 | N | . | Friendswood Energy | Tejas Power Generation LLC | 34623 | TX | WSC | TRE |  | 22 | 2 | NAICS-22 Non-Cogen | GT | NG | NG | ERCO | 688098 | 52071.001 | 2021
Vintage2016 | solar pv | TRUE | 60469 | N | . | Solar Glynn | Cypress Creek Renewables | 61060 | GA | SAT | SERC |  | 22 | 2 | NAICS-22 Non-Cogen | PV | SUN | SUN | SOCO | 248719 | 28123 | 2021
Vintage2016 | onshore wind | TRUE | 60470 | N | . | Paulding Wind Farm III | Paulding Wind Farm III LLC | 60258 | OH | ENC | RFC |  | 22 | 2 | NAICS-22 Non-Cogen | WT | WND | WND | PJM | 2732796 | 309000 | 2021
Vintage2019 | onshore wind | TRUE | 60471 | N | . | Green River Wind Farm | Green River Wind Farm Phase 1, LLC | 60259 | IL | ENC | RFC |  | 22 | 2 | NAICS-22 Non-Cogen | WT | WND | WND | PJM | 4809678 | 543835 | 2021
Vintage2016 | solar pv | TRUE | 60472 | N | . | CPS 1 Community Solar | City of San Antonio - (TX) | 16604 | TX | WSC | TRE |  | 22 | 1 | Electric Utility | PV | SUN | SUN | ERCO | 15795 | 1786 | 2021
Vintage2016 | solar pv | TRUE | 60473 | N | . | Westport MA 1 Community Solar | Navisun LLC | 62836 | MA | NEW | NPCC |  | 22 | 2 | NAICS-22 Non-Cogen | PV | SUN | SUN | ISNE | 18069 | 2043 | 2021
Vintage2017 | solar pv | TRUE | 60474 | N | . | Bayshore Solar B, LLC | AES Distributed Energy | 61012 | CA | PACC | WECC |  | 22 | 2 | NAICS-22 Non-Cogen | PV | SUN | SUN | CISO | 477814 | 54027 | 2021
Vintage2017 | solar pv | TRUE | 60475 | N | . | Bayshore Solar C, LLC | AES Distributed Energy | 61012 | CA | PACC | WECC |  | 22 | 2 | NAICS-22 Non-Cogen | PV | SUN | SUN | CISO | 472747 | 53454 | 2021
Vintage2016 | solar pv | TRUE | 60476 | N | . | Westport MA 2 Community Solar | Navisun LLC | 62836 | MA | NEW | NPCC |  | 22 | 2 | NAICS-22 Non-Cogen | PV | SUN | SUN | ISNE | 15981 | 1807 | 2021
Vintage2016 | solar pv | TRUE | 60477 | N | . | Bethlehem - East | DG Bethlehem Solar, LLC | 60250 | NY | MAT | NPCC |  | 22 | 2 | NAICS-22 Non-Cogen | PV | SUN | SUN | NYIS | 18564 | 2099 | 2021
Vintage2016 | solar pv | TRUE | 60478 | N | . | Bethlehem - West | DG Bethlehem Solar, LLC | 60250 | NY | MAT | NPCC |  | 22 | 2 | NAICS-22 Non-Cogen | PV | SUN | SUN | NYIS | 18564 | 2099 | 2021
Vintage2015 | solar pv | TRUE | 60480 | N | . | Germantown Solar, LLC | Cypress Creek Renewables | 61060 | NC | SAT | SERC |  | 22 | 2 | NAICS-22 Non-Cogen | PV | SUN | SUN | DUK | 25966 | 2936 | 2021
Vintage2017 | solar pv | TRUE | 60481 | N | . | Bayshore Solar A, LLC | AES Distributed Energy | 61012 | CA | PACC | WECC |  | 22 | 2 | NAICS-22 Non-Cogen | PV | SUN | SUN | CISO | 490886 | 55505 | 2021
Vintage2016 | solar pv | TRUE | 60484 | N | . | Williamston West Farm, LLC | Strata Manager, LLC | 64778 | NC | SAT | SERC |  | 22 | 2 | NAICS-22 Non-Cogen | PV | SUN | SUN | PJM | 76678 | 8670 | 2021
Vintage2016 | solar pv | TRUE | 60485 | N | . | Longboat Solar, LLC | Longboat Solar, LLC | 60271 | CA | PACC | WECC |  | 22 | 2 | NAICS-22 Non-Cogen | PV | SUN | SUN | CISO | 455112 | 51460 | 2021
Vintage2016 | onshore wind | TRUE | 60486 | N | . | Greenfield Wind - MT | Greenbacker Renewable Energy Corporation | 60025 | MT | MTN | WECC |  | 22 | 2 | NAICS-22 Non-Cogen | WT | WND | WND | NWMT | 754696 | 85334 | 2021
Vintage2016 | solar pv | TRUE | 60487 | N | . | River Road Solar, LLC | River Road Solar, LLC | 60280 | NC | SAT | SERC |  | 22 | 2 | NAICS-22 Non-Cogen | PV | SUN | SUN | PJM | 76661 | 8668 | 2021
Vintage2011 | solar pv | TRUE | 60489 | N | . | Hamilton Solar-Crosswicks | Hartz Solar Hamilton, LLC | 60267 | NJ | MAT | RFC |  | 22 | 2 | NAICS-22 Non-Cogen | PV | SUN | SUN | PJM | 81084 | 9168 | 2021
Vintage2017 | solar pv | TRUE | 60490 | N | . | Redwood 4 Solar Farm | 54 KR 8me LLC | 60277 | CA | PACC | WECC |  | 22 | 2 | NAICS-22 Non-Cogen | PV | SUN | SUN | CISO | 426112 | 48181 | 2021
| other | FALSE | 60491 | N | . | Springbok 3 Solar Farm Hybrid | 64KT 8me LLC | 60278 | CA | PACC | WECC |  | 22 | 2 | NAICS-22 Non-Cogen | BA | MWH | OTH | LDWP | 0 | -6 | 2021
Vintage2019 | solar pv | TRUE | 60491 | N | . | Springbok 3 Solar Farm Hybrid | 64KT 8me LLC | 60278 | CA | PACC | WECC |  | 22 | 2 | NAICS-22 Non-Cogen | PV | SUN | SUN | LDWP | 2111390 | 238737 | 2021
Vintage2016 | solar pv | TRUE | 60492 | N | . | Rail Trail | Altus Power America Management, LLC | 60281 | MA | NEW | NPCC |  | 22 | 2 | NAICS-22 Non-Cogen | PV | SUN | SUN | ISNE | 28405 | 3212 | 2021
Vintage2016 | solar pv | TRUE | 60493 | N | . | Rising Paper | Altus Power America Management, LLC | 60281 | MA | NEW | NPCC |  | 22 | 2 | NAICS-22 Non-Cogen | PV | SUN | SUN | ISNE | 29829 | 3373 | 2021
Vintage2015 | solar pv | TRUE | 60494 | N | . | Hampden | Altus Power America Management, LLC | 60281 | MA | NEW | NPCC |  | 22 | 2 | NAICS-22 Non-Cogen | PV | SUN | SUN | ISNE | 42725 | 4831 | 2021
Vintage2014 | solar pv | TRUE | 60495 | N | . | Little Bay | Altus Power America Management, LLC | 60281 | RI | NEW | NPCC |  | 22 | 2 | NAICS-22 Non-Cogen | PV | SUN | SUN | ISNE | 14804 | 1674 | 2021
Vintage2014 | solar pv | TRUE | 60496 | N | . | MEBA | Altus Power America Management, LLC | 60281 | MD | SAT | RFC |  | 22 | 2 | NAICS-22 Non-Cogen | PV | SUN | SUN | PJM | 21491 | 2430 | 2021
Vintage2016 | solar pv | TRUE | 60497 | N | . | SR Skylark B | SR Skylark B, LLC | 60263 | CO | MTN | WECC |  | 22 | 2 | NAICS-22 Non-Cogen | PV | SUN | SUN | WACM | 38877 | 4396 | 2021
Vintage2016 | solar pv | TRUE | 60498 | N | . | Shirley Water | Altus Power America Management, LLC | 60281 | MA | NEW | NPCC |  | 22 | 2 | NAICS-22 Non-Cogen | PV | SUN | SUN | ISNE | 26630 | 3011 | 2021
Vintage2009 | solar pv | FALSE | 60499 | N | . | Jefferson Avenue | Hartz Solar, LLC | 60268 | NJ | MAT | RFC |  | 421 | 4 | Commercial NAICS Non-Cogen | PV | SUN | SUN | PJM | 18252 | 2064 | 2021
Vintage2011 | solar pv | FALSE | 60500 | N | . | Westside Avenue | Hartz Solar, LLC | 60268 | NJ | MAT | RFC |  | 421 | 4 | Commercial NAICS Non-Cogen | PV | SUN | SUN | PJM | 3785 | 428 | 2021
Vintage2010 | solar pv | FALSE | 60501 | N | . | Hartz Way | Hartz Solar, LLC | 60268 | NJ | MAT | RFC |  | 421 | 4 | Commercial NAICS Non-Cogen | PV | SUN | SUN | PJM | 10374 | 1173 | 2021
Vintage2016 | onshore wind | TRUE | 60502 | N | . | Tyler Bluff Wind Project, LLC | Southern Power Co | 17650 | TX | WSC | TRE |  | 22 | 2 | NAICS-22 Non-Cogen | WT | WND | WND | ERCO | 3135764 | 354564 | 2021
Vintage2019 | onshore wind | TRUE | 60503 | N | . | Crowned Ridge Wind Energy Center | Crowned Ridge Wind, LLC | 61416 | SD | WNC | MRO |  | 22 | 2 | NAICS-22 Non-Cogen | WT | WND | WND | MISO | 6343210 | 717233 | 2021
Vintage2020 | onshore wind | TRUE | 60504 | N | . | Blazing Star Wind Farm 1 | Northern States Power Co - Minnesota | 13781 | MN | WNC | MRO |  | 22 | 2 | NAICS-22 Non-Cogen | WT | WND | WND | MISO | 7125045 | 805636 | 2021
Vintage2019 | onshore wind | TRUE | 60505 | N | . | Crocker Wind Farm | Crocker Wind Farm, LLC | 60290 | SD | WNC | MRO |  | 22 | 2 | NAICS-22 Non-Cogen | WT | WND | WND | MISO | 7270770 | 822113 | 2021
| other | FALSE | 60506 | N | . | ETT Presidio NaS Battery | Electric Transmission Texas LLC | 50174 | TX | WSC | TRE |  | 22 | 1 | Electric Utility | BA | MWH | OTH | ERCO | 0 | -52 | 2021
Vintage2018 | solar pv | TRUE | 60507 | N | . | Broome County | Tesla Inc. | 60947 | NY | MAT | NPCC |  | 22 | 2 | NAICS-22 Non-Cogen | PV | SUN | SUN | NYIS | 51055 | 5773 | 2021
Vintage2016 | solar pv | TRUE | 60509 | N | . | Valley Center | Heelstone Energy Holdings, LLC | 59462 | CA | PACC | WECC |  | 22 | 2 | NAICS-22 Non-Cogen | PV | SUN | SUN | CISO | 51329 | 5804 | 2021
Vintage2019 | solar pv | TRUE | 60510 | N | . | Two Mile Desert Project | Citizens Enterprises Corporation | 58871 | NC | SAT | SERC |  | 22 | 2 | NAICS-22 Non-Cogen | PV | SUN | SUN | PJM | 251495 | 28437 | 2021
Vintage2016 | solar pv | TRUE | 60511 | N | . | Clear Spring Ranch PV Project | DG Colorado Solar, LLC | 60293 | CO | MTN | WECC |  | 22 | 2 | NAICS-22 Non-Cogen | PV | SUN | SUN | WACM | 197256 | 22304 | 2021
Vintage2014 | solar pv | TRUE | 60512 | N | . | Greenville | Terraform Arcadia | 63249 | GA | SAT | SERC |  | 22 | 2 | NAICS-22 Non-Cogen | PV | SUN | SUN | SOCO | 18192 | 2057 | 2021
Vintage2014 | solar pv | TRUE | 60513 | N | . | Richland | Terraform Arcadia | 63249 | GA | SAT | SERC |  | 22 | 2 | NAICS-22 Non-Cogen | PV | SUN | SUN | SOCO | 14894 | 1684 | 2021
Vintage2014 | solar pv | TRUE | 60514 | N | . | Seminole | Terraform Arcadia | 63249 | GA | SAT | SERC |  | 22 | 2 | NAICS-22 Non-Cogen | PV | SUN | SUN | SOCO | 11524 | 1303 | 2021
Vintage2014 | solar pv | TRUE | 60515 | N | . | Vidalia Water Treatment Plant | Terraform Arcadia | 63249 | GA | SAT | SERC |  | 22 | 2 | NAICS-22 Non-Cogen | PV | SUN | SUN | SOCO | 19749 | 2233 | 2021
Vintage2016 | solar pv | TRUE | 60516 | N | . | NLP Granger | Heelstone Energy Holdings, LLC | 59462 | CA | PACC | WECC |  | 22 | 2 | NAICS-22 Non-Cogen | PV | SUN | SUN | CISO | 64047 | 7242 | 2021
Vintage2018 | hydro | TRUE | 60517 | N | . | Hancock Creek Hydroelectric Project | PUD 1 of Snohomish County | 17470 | WA | PACC | WECC |  | 22 | 1 | Electric Utility | HY | WAT | HYC | PSEI | 174332 | 19712 | 2021
| other | FALSE | 60518 | N | . | Stafford Hill Solar Hybrid | Green Mountain Power Corp | 7601 | VT | NEW | NPCC |  | 22 | 1 | Electric Utility | BA | MWH | OTH | ISNE | 0 | 2 | 2021
Vintage2015 | solar pv | TRUE | 60518 | N | . | Stafford Hill Solar Hybrid | Green Mountain Power Corp | 7601 | VT | NEW | NPCC |  | 22 | 1 | Electric Utility | PV | SUN | SUN | ISNE | 14213 | 1607 | 2021
Vintage2016 | solar pv | TRUE | 60519 | N | . | Albany Solar | Enel Green Power NA, Inc. | 59380 | MN | WNC | MRO |  | 22 | 2 | NAICS-22 Non-Cogen | PV | SUN | SUN | MISO | 185952 | 21026 | 2021
Vintage2016 | solar pv | TRUE | 60520 | N | . | Annandale Solar | Enel Green Power NA, Inc. | 59380 | MN | WNC | MRO |  | 22 | 2 | NAICS-22 Non-Cogen | PV | SUN | SUN | MISO | 99990 | 11306 | 2021
Vintage2016 | solar pv | TRUE | 60521 | N | . | Atwater Solar | Enel Green Power NA, Inc. | 59380 | MN | WNC | MRO |  | 22 | 2 | NAICS-22 Non-Cogen | PV | SUN | SUN | MISO | 70417 | 7962 | 2021
Vintage2016 | solar pv | TRUE | 60522 | N | . | Chisago Solar | Enel Green Power NA, Inc. | 59380 | MN | WNC | MRO |  | 22 | 2 | NAICS-22 Non-Cogen | PV | SUN | SUN | MISO | 99070 | 11202 | 2021
Vintage2016 | solar pv | TRUE | 60523 | N | . | Dodge Center Solar | Enel Green Power NA, Inc. | 59380 | MN | WNC | MRO |  | 22 | 2 | NAICS-22 Non-Cogen | PV | SUN | SUN | MISO | 114443 | 12940 | 2021
Vintage2016 | solar pv | TRUE | 60524 | N | . | Eastwood Solar | Enel Green Power NA, Inc. | 59380 | MN | WNC | MRO |  | 22 | 2 | NAICS-22 Non-Cogen | PV | SUN | SUN | MISO | 93535 | 10576 | 2021
Vintage2016 | solar pv | TRUE | 60525 | N | . | Hastings Solar | Enel Green Power NA, Inc. | 59380 | MN | WNC | MRO |  | 22 | 2 | NAICS-22 Non-Cogen | PV | SUN | SUN | MISO | 67986 | 7687 | 2021
Vintage2016 | solar pv | TRUE | 60526 | N | . | Lake Emily Solar | Enel Green Power NA, Inc. | 59380 | MN | WNC | MRO |  | 22 | 2 | NAICS-22 Non-Cogen | PV | SUN | SUN | MISO | 76085 | 8603 | 2021
Vintage2016 | solar pv | TRUE | 60527 | N | . | Lake Pulaski Solar | Enel Green Power NA, Inc. | 59380 | MN | WNC | MRO |  | 22 | 2 | NAICS-22 Non-Cogen | PV | SUN | SUN | MISO | 112912 | 12767 | 2021
Vintage2016 | solar pv | TRUE | 60528 | N | . | Lawrence Creek Solar | Enel Green Power NA, Inc. | 59380 | MN | WNC | MRO |  | 22 | 2 | NAICS-22 Non-Cogen | PV | SUN | SUN | MISO | 54380 | 6149 | 2021
Vintage2016 | solar pv | TRUE | 60529 | N | . | Montrose Solar | Enel Green Power NA, Inc. | 59380 | MN | WNC | MRO |  | 22 | 2 | NAICS-22 Non-Cogen | PV | SUN | SUN | MISO | 57528 | 6505 | 2021
Vintage2016 | solar pv | TRUE | 60530 | N | . | Paynesville Solar | Enel Green Power NA, Inc. | 59380 | MN | WNC | MRO |  | 22 | 2 | NAICS-22 Non-Cogen | PV | SUN | SUN | MISO | 187793 | 21234 | 2021
Vintage2016 | solar pv | TRUE | 60531 | N | . | Pine Island Solar | Enel Green Power NA, Inc. | 59380 | MN | WNC | MRO |  | 22 | 2 | NAICS-22 Non-Cogen | PV | SUN | SUN | MISO | 70045 | 7920 | 2021
Vintage2016 | solar pv | TRUE | 60532 | N | . | Waseca Solar | Enel Green Power NA, Inc. | 59380 | MN | WNC | MRO |  | 22 | 2 | NAICS-22 Non-Cogen | PV | SUN | SUN | MISO | 141080 | 15952 | 2021
Vintage2016 | solar pv | TRUE | 60533 | N | . | West Faribault Solar | Enel Green Power NA, Inc. | 59380 | MN | WNC | MRO |  | 22 | 2 | NAICS-22 Non-Cogen | PV | SUN | SUN | MISO | 86829 | 9818 | 2021
Vintage2016 | solar pv | TRUE | 60534 | N | . | West Waconia Solar | Enel Green Power NA, Inc. | 59380 | MN | WNC | MRO |  | 22 | 2 | NAICS-22 Non-Cogen | PV | SUN | SUN | MISO | 128637 | 14545 | 2021
Vintage2016 | solar pv | TRUE | 60535 | N | . | Saluda Solar, LLC | Cypress Creek Renewables | 61060 | SC | SAT | SERC |  | 22 | 2 | NAICS-22 Non-Cogen | PV | SUN | SUN | SCEG | 117388 | 13273 | 2021
Vintage2016 | natural gas peaker | FALSE | 60536 | Y | . | UA Central Utility Plant | University Of Arkansas | 60295 | AR | WSC | SERC |  | 611 | 5 | Commercial NAICS Cogen | GT | NG | NG | SWPP | 477463 | 41981 | 2021
Vintage2013 | solar pv | TRUE | 60537 | N | . | Limerick Road Solar Farm | Limerick Road Solar, LLC | 60297 | VT | NEW | NPCC |  | 22 | 2 | NAICS-22 Non-Cogen | PV | SUN | SUN | ISNE | 28682 | 3243 | 2021
Vintage2015 | solar pv | TRUE | 60538 | N | . | Langdon Solar Farm, LLC | Strata Manager, LLC | 64778 | NC | SAT | SERC |  | 22 | 2 | NAICS-22 Non-Cogen | PV | SUN | SUN | DUK | 73590 | 8321 | 2021
Vintage2017 | solar pv | TRUE | 60539 | N | . | Innovative Solar 42 | Innovative Solar 42, LLC | 60303 | NC | SAT | SERC |  | 22 | 2 | NAICS-22 Non-Cogen | PV | SUN | SUN | DUK | 1241627 | 140392 | 2021
Vintage2017 | solar pv | TRUE | 60540 | N | . | Innovative Solar 31 | US Funding 1 | 64875 | NC | SAT | SERC |  | 22 | 2 | NAICS-22 Non-Cogen | PV | SUN | SUN | DUK | 570563 | 64514 | 2021
Vintage2015 | onshore wind | TRUE | 60541 | N | . | Wind GEM | Wind GEM, LLC | 60302 | IA | WNC | MRO |  | 22 | 2 | NAICS-22 Non-Cogen | WT | WND | WND | MISO | 40540 | 4584 | 2021
Vintage2011 | solar pv | TRUE | 60542 | N | . | 158th Fighter Wing Solar Farm | 158th Fighter Wing | 60301 | VT | NEW | NPCC |  | 22 | 2 | NAICS-22 Non-Cogen | PV | SUN | SUN | ISNE | 7800 | 882 | 2021
Vintage2016 | solar pv | TRUE | 60544 | N | . | Tri-County Solar Facility | Georgia Power Co | 7140 | GA | SAT | SERC |  | 22 | 1 | Electric Utility | PV | SUN | SUN | SOCO | 15343 | 1735 | 2021
Vintage2016 | onshore wind | TRUE | 60545 | N | . | Grant Plains Wind, LLC | Southern Power Co | 17650 | OK | WSC | MRO |  | 22 | 2 | NAICS-22 Non-Cogen | WT | WND | WND | SWPP | 4729569 | 534777 | 2021
| other | FALSE | 60546 | N | . | KIUC Kapaia PV and BA Storage Project Hybrid | Tesla Inc. | 60947 | HI | PACN |  |  | 22 | 2 | NAICS-22 Non-Cogen | BA | MWH | OTH | NA | 0 | -1811 | 2021
Vintage2017 | solar pv | TRUE | 60546 | N | . | KIUC Kapaia PV and BA Storage Project Hybrid | Tesla Inc. | 60947 | HI | PACN |  |  | 22 | 2 | NAICS-22 Non-Cogen | PV | SUN | SUN | NA | 212018 | 23973 | 2021
Vintage2016 | solar pv | TRUE | 60547 | N | . | GMP Solar - Richmond | Green Mountain Power Corp | 7601 | VT | NEW | NPCC |  | 22 | 1 | Electric Utility | PV | SUN | SUN | ISNE | 24940 | 2820 | 2021
Vintage2016 | solar pv | TRUE | 60548 | N | . | NorWest Energy 2, LLC | Cypress Creek Renewables | 61060 | OR | PACC | WECC |  | 22 | 2 | NAICS-22 Non-Cogen | PV | SUN | SUN | PACW | 196796 | 22252 | 2021
Vintage2016 | solar pv | TRUE | 60549 | N | . | ZV Solar 3, LLC | SRE Utility Solar 1, LLC | 61119 | NC | SAT | SERC |  | 22 | 2 | NAICS-22 Non-Cogen | PV | SUN | SUN | DUK | 80445 | 9096 | 2021
Vintage2019 | biomass | TRUE | 60550 | N | . | GRP Franklin Renewable Energy Facility | GRP Franklin Renewable Energy Facility, LLC | 60251 | GA | SAT | SERC |  | 22 | 2 | NAICS-22 Non-Cogen | ST | WDS | WWW | SOCO | 6083701 | 367014 | 2021
Vintage2019 | onshore wind | TRUE | 60551 | N | . | Big Level Wind | Big Level Wind LLC | 60328 | PA | MAT | RFC |  | 22 | 2 | NAICS-22 Non-Cogen | WT | WND | WND | PJM | 2256300 | 255122 | 2021
Vintage2017 | solar pv | TRUE | 60552 | N | . | Hattiesburg Solar Farm | Hattiesburg Farm, LLC | 60326 | MS | ESC | SERC |  | 22 | 2 | NAICS-22 Non-Cogen | PV | SUN | SUN | SOCO | 782385 | 88465 | 2021
Vintage2016 | solar pv | TRUE | 60553 | N | . | Southerland Farm Solar | Strata Manager, LLC | 64778 | NC | SAT | SERC |  | 22 | 2 | NAICS-22 Non-Cogen | PV | SUN | SUN | CPLE | 85565 | 9675 | 2021
Vintage2016 | solar pv | TRUE | 60554 | N | . | Hazlehurst II | SR South Loving, LLC | 60330 | GA | SAT | SERC |  | 22 | 2 | NAICS-22 Non-Cogen | PV | SUN | SUN | SOCO | 1017344 | 115032 | 2021
Vintage2016 | solar pv | TRUE | 60555 | N | . | Selmer I | Selmer North Solar I, LLC | 60331 | TN | ESC | SERC |  | 22 | 2 | NAICS-22 Non-Cogen | PV | SUN | SUN | TVA | 271776 | 30730 | 2021
Vintage2016 | solar pv | TRUE | 60556 | N | . | Selmer II | Selmer North Solar II, LLC | 60332 | TN | ESC | SERC |  | 22 | 2 | NAICS-22 Non-Cogen | PV | SUN | SUN | TVA | 132785 | 15014 | 2021
Vintage2017 | solar pv | TRUE | 60558 | N | . | Solar Blythe 2 | NRG Solar Blythe II LLC | 60307 | CA | PACC | WECC |  | 22 | 2 | NAICS-22 Non-Cogen | PV | SUN | SUN | CISO | 409292 | 46279 | 2021
Vintage0 | petroleum | FALSE | 60559 | N | . | Marquette Energy Center | City of Marquette - (MI) | 11701 | MI | ENC | RFC |  | 22 | 1 | Electric Utility | IC | DFO | DFO | MISO | 31801 | 3594.615 | 2021
Vintage2017 | natural gas peaker | TRUE | 60559 | N | . | Marquette Energy Center | City of Marquette - (MI) | 11701 | MI | ENC | RFC |  | 22 | 1 | Electric Utility | IC | NG | NG | MISO | 1415206 | 159965.39 | 2021
Vintage2018 | solar pv | TRUE | 60560 | N | . | Millington Solar Farm | SR Millington, LLC | 60334 | TN | ESC | SERC |  | 22 | 2 | NAICS-22 Non-Cogen | PV | SUN | SUN | TVA | 957682 | 108286 | 2021
| other | FALSE | 60561 | N | . | Cedartown Battery Energy Storage Project | Georgia Power Co | 7140 | GA | SAT | SERC |  | 22 | 1 | Electric Utility | BA | MWH | OTH | SOCO | 0 | 0 | 2021
| other | FALSE | 60562 | N | . | GMP Solar - Panton Hybrid | Green Mountain Power Corp | 7601 | VT | NEW | NPCC |  | 22 | 1 | Electric Utility | BA | MWH | OTH | ISNE | 0 | 172 | 2021
Vintage2016 | solar pv | TRUE | 60562 | N | . | GMP Solar - Panton Hybrid | Green Mountain Power Corp | 7601 | VT | NEW | NPCC |  | 22 | 1 | Electric Utility | PV | SUN | SUN | ISNE | 69548 | 7864 | 2021
| other | FALSE | 60563 | N | . | Flywheel Energy Storage System Microgrid | Kodiak Electric Assn Inc | 10433 | AK | PACN |  |  | 22 | 1 | Electric Utility | FW | MWH | OTH |  | 0 | -291 | 2021
Vintage2018 | natural gas peaker | TRUE | 60564 | N | . | Westside Energy Station | Rochester Public Utilities | 16181 | MN | WNC | MRO |  | 22 | 1 | Electric Utility | IC | NG | NG | MISO | 475400 | 55548 | 2021
| other | FALSE | 60565 | N | . | Borrego Springs Energy Storage | SDGE Batteries | 60336 | CA | PACC | WECC |  | 22 | 1 | Electric Utility | BA | MWH | OTH | CISO | 0 | -26 | 2021
| other | FALSE | 60566 | N | . | Pala Energy Storage Yard | SDGE Batteries | 60336 | CA | PACC | WECC |  | 22 | 1 | Electric Utility | BA | MWH | OTH | CISO | 0 | 0 | 2021
| other | FALSE | 60567 | N | . | Ortega Highway Energy Storage | SDGE Batteries | 60336 | CA | PACC | WECC |  | 22 | 1 | Electric Utility | BA | MWH | OTH | CISO | 0 | 0 | 2021
| other | FALSE | 60568 | N | . | Canyon Crest Academy | SDGE Batteries | 60336 | CA | PACC | WECC |  | 22 | 1 | Electric Utility | BA | MWH | OTH | CISO | 0 | -25 | 2021
| other | FALSE | 60569 | N | . | El Cajon Energy Storage | San Diego Gas & Electric Co | 16609 | CA | PACC | WECC |  | 22 | 1 | Electric Utility | BA | MWH | OTH | CISO | 0 | -783 | 2021
| other | FALSE | 60570 | N | . | Escondido Energy Storage | San Diego Gas & Electric Co | 16609 | CA | PACC | WECC |  | 22 | 1 | Electric Utility | BA | MWH | OTH | CISO | 0 | -3875 | 2021
Vintage2013 | biomass | TRUE | 60571 | N | . | North City - Landfill Gas Engine North | City of San Diego | 16764 | CA | PACC | WECC |  | 22132 | 4 | Commercial NAICS Non-Cogen | IC | LFG | MLG | CISO | 106742 | 7861 | 2021
Vintage2016 | solar pv | TRUE | 60573 | N | . | HQC Rock River Solar Power Gen Station | HQC Rock River Solar Power Generation Station LLC | 60338 | WI | ENC | MRO |  | 22 | 2 | NAICS-22 Non-Cogen | PV | SUN | SUN | MISO | 26453 | 2991 | 2021
Vintage2016 | onshore wind | TRUE | 60574 | N | . | Great Western Wind Energy, LLC | EDF Renewable Asset Holdings, Inc. | 57170 | OK | WSC | MRO |  | 22 | 2 | NAICS-22 Non-Cogen | WT | WND | WND | SWPP | 8181037 | 925038 | 2021
Vintage2016 | solar pv | TRUE | 60575 | N | . | Wadesboro Farm 2 | Strata Manager, LLC | 64778 | NC | SAT | SERC |  | 22 | 2 | NAICS-22 Non-Cogen | PV | SUN | SUN | CPLE | 82471 | 9325 | 2021
Vintage2016 | solar pv | TRUE | 60576 | N | . | Wadesboro Farm 3 | Strata Manager, LLC | 64778 | NC | SAT | SERC |  | 22 | 2 | NAICS-22 Non-Cogen | PV | SUN | SUN | CPLE | 84141 | 9514 | 2021
Vintage2017 | solar pv | TRUE | 60577 | N | . | Hector Farm | Strata Manager, LLC | 64778 | NC | SAT | SERC |  | 22 | 2 | NAICS-22 Non-Cogen | PV | SUN | SUN | CPLE | 84178 | 9518 | 2021
Vintage2016 | solar pv | TRUE | 60578 | N | . | Kojak Farm | Strata Manager, LLC | 64778 | NC | SAT | SERC |  | 22 | 2 | NAICS-22 Non-Cogen | PV | SUN | SUN | CPLE | 79605 | 9001 | 2021
Vintage2016 | solar pv | TRUE | 60579 | N | . | Meriwether Farm | Strata Manager, LLC | 64778 | NC | SAT | SERC |  | 22 | 2 | NAICS-22 Non-Cogen | PV | SUN | SUN | CPLE | 81895 | 9260 | 2021
Vintage2015 | solar pv | TRUE | 60580 | N | . | Soluga Farms III | Strata Manager, LLC | 64778 | NC | SAT | SERC |  | 22 | 2 | NAICS-22 Non-Cogen | PV | SUN | SUN | CPLE | 82832 | 9366 | 2021
Vintage2017 | solar pv | TRUE | 60581 | N | . | Upton County Solar | Consolidated Edison Development Inc. | 56769 | TX | WSC | TRE |  | 22 | 2 | NAICS-22 Non-Cogen | PV | SUN | SUN | ERCO | 3144767 | 355582 | 2021
Vintage2017 | solar pv | TRUE | 60582 | N | . | CoTAL Solar Farm | FL Solar 1, LLC | 60348 | FL | SAT | SERC |  | 22 | 2 | NAICS-22 Non-Cogen | PV | SUN | SUN | TAL | 330172 | 37333 | 2021
Vintage2017 | solar pv | TRUE | 60583 | N | . | LaFayette Solar Farm | AL Solar A, LLC | 60347 | AL | ESC | SERC |  | 22 | 2 | NAICS-22 Non-Cogen | PV | SUN | SUN | SOCO | 1396024 | 157850 | 2021
Vintage2017 | solar pv | TRUE | 60584 | N | . | Oceana Solar | Virginia Electric & Power Co | 19876 | VA | SAT | SERC |  | 22 | 1 | Electric Utility | PV | SUN | SUN | PJM | 298053 | 33701 | 2021
Vintage2015 | solar pv | TRUE | 60585 | N | . | Mount Vernon Solar | Walton Electric Member Corp | 20065 | GA | SAT | SERC |  | 22 | 1 | Electric Utility | PV | SUN | SUN | SOCO | 16476 | 1863 | 2021
Vintage2016 | solar pv | TRUE | 60586 | N | . | Pleasant Valley Solar | Walton Electric Member Corp | 20065 | GA | SAT | SERC |  | 22 | 1 | Electric Utility | PV | SUN | SUN | SOCO | 38948 | 4404 | 2021
Vintage2016 | onshore wind | TRUE | 60587 | N | . | Kelly Creek Wind Project | EDF Renewable Asset Holdings, Inc. | 57170 | IL | ENC | RFC |  | 22 | 2 | NAICS-22 Non-Cogen | WT | WND | WND | PJM | 5485040 | 620199 | 2021
Vintage2019 | natural gas combined cycle | TRUE | 60589 | N | . | CPV Fairview Energy Center | CPV Fairview, LLC | 60350 | PA | MAT | RFC |  | 22 | 2 | NAICS-22 Non-Cogen | CA | NG | NG | PJM | 2691852 | 2662546 | 2021
| other | FALSE | 60589 | N | . | CPV Fairview Energy Center | CPV Fairview, LLC | 60350 | PA | MAT | RFC |  | 22 | 2 | NAICS-22 Non-Cogen | CA | OG | OOG | PJM | 0 | 0 | 2021
Vintage2019 | natural gas combined cycle | TRUE | 60589 | N | . | CPV Fairview Energy Center | CPV Fairview, LLC | 60350 | PA | MAT | RFC |  | 22 | 2 | NAICS-22 Non-Cogen | CT | NG | NG | PJM | 48322722 | 5236655 | 2021
| other | FALSE | 60589 | N | . | CPV Fairview Energy Center | CPV Fairview, LLC | 60350 | PA | MAT | RFC |  | 22 | 2 | NAICS-22 Non-Cogen | CT | OG | OOG | PJM | 0 | 0 | 2021
Vintage2016 | solar pv | TRUE | 60590 | N | . | Golden Fields Solar I, LLC | Golden Fields Solar I, LLC | 60352 | CA | PACC | WECC |  | 22 | 2 | NAICS-22 Non-Cogen | PV | SUN | SUN | CISO | 1084425 | 122617 | 2021
Vintage2016 | solar pv | TRUE | 60591 | N | . | Solar Star California, XLI, LLC | Solar Star California, XLI, LLC | 60353 | CA | PACC | WECC |  | 22 | 2 | NAICS-22 Non-Cogen | PV | SUN | SUN | CISO | 977183 | 110491 | 2021
Vintage2016 | onshore wind | TRUE | 60592 | N | . | Rush Springs Wind | Rush Springs Wind Project | 60819 | OK | WSC | MRO |  | 22 | 2 | NAICS-22 Non-Cogen | WT | WND | WND | SWPP | 8506307 | 961817 | 2021
Vintage2016 | other | TRUE | 60593 | N | . | UI RCP Woodbridge FC | United Illuminating Co | 19497 | CT | NEW | NPCC |  | 22 | 1 | Electric Utility | FC | NG | NG | ISNE | 172021 | 17511 | 2021
Vintage2019 | onshore wind | TRUE | 60594 | N | . | Voyager Wind I | Terra-Gen Operating Co-Wind | 2770 | CA | PACC | WECC |  | 22 | 2 | NAICS-22 Non-Cogen | WT | WND | WND | CISO | 3662061 | 414073 | 2021
Vintage2014 | solar pv | TRUE | 60597 | N | . | Wayne Solar III LLC | Wayne Solar III, LLC | 60802 | NC | SAT | SERC |  | 22 | 2 | NAICS-22 Non-Cogen | PV | SUN | SUN | DUK | 72201 | 8164 | 2021
Vintage2014 | solar pv | TRUE | 60598 | N | . | Wayne Solar II LLC | Wayne Solar II, LLC | 60803 | NC | SAT | SERC |  | 22 | 2 | NAICS-22 Non-Cogen | PV | SUN | SUN | DUK | 73324 | 8291 | 2021
Vintage2014 | solar pv | TRUE | 60599 | N | . | Duplin Solar I LLC (160 Houston Lane) | Duplin Solar I, LLC | 60804 | NC | SAT | SERC |  | 22 | 2 | NAICS-22 Non-Cogen | PV | SUN | SUN | DUK | 72290 | 8174 | 2021
Vintage2015 | solar pv | TRUE | 60600 | N | . | Old Pageland Monroe Road Solar Farm | Cypress Creek Renewables | 61060 | NC | SAT | SERC |  | 22 | 2 | NAICS-22 Non-Cogen | PV | SUN | SUN | DUK | 79755 | 9018 | 2021
Vintage2018 | solar pv | TRUE | 60601 | N | . | Bay Branch Solar | Sol Systems | 61677 | NC | SAT | SERC |  | 22 | 2 | NAICS-22 Non-Cogen | PV | SUN | SUN | CPLE | 94295 | 10662 | 2021
Vintage2014 | solar pv | TRUE | 60602 | N | . | Wayne Solar I LLC | Wayne Solar I, LLC | 60805 | NC | SAT | SERC |  | 22 | 2 | NAICS-22 Non-Cogen | PV | SUN | SUN | DUK | 70408 | 7961 | 2021
Vintage2017 | solar pv | TRUE | 60603 | N | . | Jacobson 5 MW Solar | UNS Electric, Inc | 19728 | AZ | MTN | WECC |  | 22 | 1 | Electric Utility | PV | SUN | SUN | TEPC | 82895 | 9373 | 2021
Vintage2016 | solar pv | TRUE | 60604 | N | . | Wye Mills VNEM CSG | Tesla Inc. | 60947 | MD | SAT | RFC |  | 22 | 2 | NAICS-22 Non-Cogen | PV | SUN | SUN | PJM | 168222 | 19021 | 2021
Vintage2017 | solar pv | TRUE | 60605 | N | . | CMEEC - Rogers Rd Solar | Tesla Inc. | 60947 | CT | NEW | NPCC |  | 22 | 2 | NAICS-22 Non-Cogen | PV | SUN | SUN | ISNE | 15901 | 1798 | 2021
| other | FALSE | 60607 | N | . | CMEEC - Polaris Park Solar Hybrid | Tesla Inc. | 60947 | CT | NEW | NPCC |  | 22 | 2 | NAICS-22 Non-Cogen | BA | MWH | OTH | ISNE | 0 | -31 | 2021
Vintage2017 | solar pv | TRUE | 60607 | N | . | CMEEC - Polaris Park Solar Hybrid | Tesla Inc. | 60947 | CT | NEW | NPCC |  | 22 | 2 | NAICS-22 Non-Cogen | PV | SUN | SUN | ISNE | 36101 | 4082 | 2021
Vintage2017 | solar pv | TRUE | 60608 | N | . | CMEEC - Navy NE Trident | Tesla Inc. | 60947 | CT | NEW | NPCC |  | 22 | 2 | NAICS-22 Non-Cogen | PV | SUN | SUN | ISNE | 12065 | 1364 | 2021
| other | FALSE | 60609 | N | . | CMEEC - Norwich Stott St Solar Hybrid | Tesla Inc. | 60947 | CT | NEW | NPCC |  | 22 | 2 | NAICS-22 Non-Cogen | BA | MWH | OTH | ISNE | 0 | -39 | 2021
Vintage2016 | solar pv | TRUE | 60609 | N | . | CMEEC - Norwich Stott St Solar Hybrid | Tesla Inc. | 60947 | CT | NEW | NPCC |  | 22 | 2 | NAICS-22 Non-Cogen | PV | SUN | SUN | ISNE | 65897 | 7451 | 2021
Vintage0 | other | FALSE | 60610 | N | . | St. Mary Clean Energy Center | Cleco Power LLC | 3265 | LA | WSC | SERC |  | 22 | 1 | Electric Utility | OT | WH | OTH | MISO | 1822395 | 206060 | 2021
| other | FALSE | 60610 | N | . | St. Mary Clean Energy Center | Cleco Power LLC | 3265 | LA | WSC | SERC |  | 22 | 1 | Electric Utility | ST | WH | OTH | MISO | 0 | 0 | 2021
Vintage2017 | solar pv | TRUE | 60611 | N | . | Summit Farms Solar | Summit Farms Solar, LLC | 60359 | NC | SAT | SERC |  | 22 | 2 | NAICS-22 Non-Cogen | PV | SUN | SUN | PJM | 982482 | 111090 | 2021
Vintage2013 | solar pv | TRUE | 60612 | N | . | Morin Solar 2013 LLC | CVI CleanCapital Solar 6 | 63621 | MA | NEW | NPCC |  | 22 | 2 | NAICS-22 Non-Cogen | PV | SUN | SUN | ISNE | 56293 | 6365 | 2021
Vintage2013 | solar pv | TRUE | 60613 | N | . | Brookfield Solar 2013 LLC | CVI CleanCapital Solar 6 | 63621 | MA | NEW | NPCC |  | 22 | 2 | NAICS-22 Non-Cogen | PV | SUN | SUN | ISNE | 27497 | 3109 | 2021
Vintage2013 | solar pv | TRUE | 60614 | N | . | WYM 1250 Palmer LLC | CVI CleanCapital Solar 6 | 63621 | MA | NEW | NPCC |  | 22 | 2 | NAICS-22 Non-Cogen | PV | SUN | SUN | ISNE | 13107 | 1482 | 2021
Vintage2014 | solar pv | TRUE | 60615 | N | . | Southern Sky Renew Energy Berkley LLC | Southern Sky Renewable Energy Berkley, LLC | 60809 | MA | NEW | NPCC |  | 22 | 2 | NAICS-22 Non-Cogen | PV | SUN | SUN | ISNE | 37241 | 4211 | 2021
Vintage2016 | solar pv | TRUE | 60616 | N | . | BC Solar | BC Solar | 60358 | OR | PACC | WECC |  | 22 | 2 | NAICS-22 Non-Cogen | PV | SUN | SUN | PACW | 158096 | 17876 | 2021
| other | FALSE | 60617 | N | . | AEP Churubusco NaS | Indiana Michigan Power Co | 9324 | IN | ENC | RFC |  | 22 | 1 | Electric Utility | BA | MWH | OTH | PJM | 0 | 0 | 2021
| other | FALSE | 60618 | N | . | AEP Bluffton NaS | Ohio Power Co | 14006 | OH | ENC | RFC |  | 22 | 1 | Electric Utility | BA | MWH | OTH | PJM | 0 | -203 | 2021
Vintage2018 | onshore wind | TRUE | 60619 | N | . | Rush Creek Wind | Public Service Co of Colorado | 15466 | CO | MTN | WECC |  | 22 | 1 | Electric Utility | WT | WND | WND | PSCO | 18822986 | 2128334 | 2021
Vintage2016 | onshore wind | TRUE | 60620 | N | . | Ninnescah Wind Energy, LLC | Ninnescah Wind Energy LLC | 60364 | KS | WNC | MRO |  | 22 | 2 | NAICS-22 Non-Cogen | WT | WND | WND | SWPP | 7355688 | 831715 | 2021
Vintage2017 | solar pv | TRUE | 60621 | N | . | Worcester Landfill | City of Worcester DPW | 60369 | MA | NEW | NPCC |  | 22 | 2 | NAICS-22 Non-Cogen | PV | SUN | SUN | ISNE | 55168 | 6238 | 2021
Vintage2017 | solar pv | TRUE | 60622 | N | . | DG AMP Solar Bowling Green | DG AMP Solar, LLC | 60370 | OH | ENC | RFC |  | 22 | 2 | NAICS-22 Non-Cogen | PV | SUN | SUN | PJM | 354458 | 40079 | 2021
Vintage2018 | solar pv | TRUE | 60623 | N | . | Brantley Solar | John Laing US Solar Corp. | 61694 | NC | SAT | SERC |  | 22 | 2 | NAICS-22 Non-Cogen | PV | SUN | SUN | DUK | 921049 | 104144 | 2021
Vintage2018 | solar pv | TRUE | 60624 | N | . | Fox Creek Solar | John Laing US Solar Corp. | 61694 | NC | SAT | SERC |  | 22 | 2 | NAICS-22 Non-Cogen | PV | SUN | SUN | DUK | 837598 | 94708 | 2021
Vintage2017 | solar pv | TRUE | 60625 | N | . | Renew Canal 1 CSG LLC | NRG Renew Canal 1 LLC | 60365 | MA | NEW | NPCC |  | 22 | 2 | NAICS-22 Non-Cogen | PV | SUN | SUN | ISNE | 19465 | 2201 | 2021
| solar pv | FALSE | 60627 | N | . | BRE NC Solar 3 | BRE NC Solar 3, LLC | 60367 | NC | SAT | SERC |  | 22 | 2 | NAICS-22 Non-Cogen | PV | SUN | SUN | CPLE | 0 | 0 | 2021
Vintage2016 | solar pv | TRUE | 60629 | N | . | Perkins Solar, LLC | Cypress Creek Renewables | 61060 | NC | SAT | SERC |  | 22 | 2 | NAICS-22 Non-Cogen | PV | SUN | SUN | DUK | 33024 | 3734 | 2021
Vintage2016 | solar pv | TRUE | 60631 | N | . | Empire Solar | Cypress Creek Renewables | 61060 | MN | WNC | MRO |  | 22 | 2 | NAICS-22 Non-Cogen | PV | SUN | SUN | MISO | 75087 | 8490 | 2021
Vintage2016 | solar pv | TRUE | 60632 | N | . | Blue Lake Solar | Cypress Creek Renewables | 61060 | MN | WNC | MRO |  | 22 | 2 | NAICS-22 Non-Cogen | PV | SUN | SUN | MISO | 40442 | 4573 | 2021
Vintage2016 | solar pv | TRUE | 60633 | N | . | Gainey Solar, LLC | Cypress Creek Renewables | 61060 | NC | SAT | SERC |  | 22 | 2 | NAICS-22 Non-Cogen | PV | SUN | SUN | DUK | 34007 | 3845 | 2021
Vintage2017 | solar pv | TRUE | 60634 | N | . | Auten Road Farm, LLC | Cypress Creek Renewables | 61060 | NC | SAT | SERC |  | 22 | 2 | NAICS-22 Non-Cogen | PV | SUN | SUN | DUK | 83373 | 9427 | 2021
Vintage2016 | solar pv | TRUE | 60635 | N | . | Creech Solar 2, LLC | Cypress Creek Renewables | 61060 | NC | SAT | SERC |  | 22 | 2 | NAICS-22 Non-Cogen | PV | SUN | SUN | DUK | 80798 | 9136 | 2021
Vintage2016 | solar pv | TRUE | 60636 | N | . | Bunn Level Farm, LLC | Strata Manager, LLC | 64778 | NC | SAT | SERC |  | 22 | 2 | NAICS-22 Non-Cogen | PV | SUN | SUN | DUK | 83382 | 9428 | 2021
Vintage2017 | solar pv | TRUE | 60637 | N | . | Cork Oak Solar | Cork Oak Solar, LLC | 60380 | NC | SAT | SERC |  | 22 | 2 | NAICS-22 Non-Cogen | PV | SUN | SUN | PJM | 318384 | 36000 | 2021
Vintage2017 | solar pv | TRUE | 60638 | N | . | Sunflower Solar | Sunflower Solar, LLC | 60381 | NC | SAT | SERC |  | 22 | 2 | NAICS-22 Non-Cogen | PV | SUN | SUN | PJM | 286874 | 32437 | 2021
Vintage2016 | onshore wind | TRUE | 60639 | N | . | Kingman Wind | Kingman Wind Energy, LLC | 60371 | KS | WNC | MRO |  | 22 | 2 | NAICS-22 Non-Cogen | WT | WND | WND | SWPP | 7442419 | 841522 | 2021
Vintage2017 | solar pv | TRUE | 60640 | N | . | Solar Mule, LLC | Solar Mule, LLC | 64658 | ME | NEW | NPCC |  | 22 | 2 | NAICS-22 Non-Cogen | PV | SUN | SUN | ISNE | 19668 | 2224 | 2021
Vintage2016 | solar pv | TRUE | 60644 | N | . | West Brookfield Solar, LLC | CVI CleanCapital Solar 7 | 63622 | MA | NEW | NPCC |  | 22 | 2 | NAICS-22 Non-Cogen | PV | SUN | SUN | ISNE | 16740 | 1893 | 2021
Vintage2016 | onshore wind | TRUE | 60645 | N | . | Javelina Wind Energy II, LLC | Javelina Wind Energy II, LLC | 60384 | TX | WSC | TRE |  | 22 | 2 | NAICS-22 Non-Cogen | WT | WND | WND | ERCO | 6765289 | 764958 | 2021
Vintage2017 | natural gas peaker | TRUE | 60647 | Y | . | Shakopee Energy Park | Minnesota Municipal Power Agny | 12667 | MN | WNC | MRO |  | 22 | 1 | Electric Utility | IC | NG | NG | MISO | 390314 | 46013 | 2021
| other | FALSE | 60649 | N | . | Rabbit Hill Energy Storage Project | Rabbit Hill Energy Storage Project | 60389 | TX | WSC | TRE |  | 22 | 2 | NAICS-22 Non-Cogen | BA | MWH | OTH | ERCO | 0 | -769 | 2021
Vintage2015 | solar pv | TRUE | 60651 | N | . | North Nash Farm, LLC | Strata Manager, LLC | 64778 | NC | SAT | SERC |  | 22 | 2 | NAICS-22 Non-Cogen | PV | SUN | SUN | CPLE | 83249 | 9413 | 2021
Vintage2016 | solar pv | TRUE | 60652 | N | . | Dickinson Solar Array | Great River Energy | 7570 | MN | WNC | MRO |  | 22 | 1 | Electric Utility | PV | SUN | SUN | MISO | 26620 | 3010 | 2021
Vintage2015 | solar pv | TRUE | 60653 | N | . | Belchertown | Altus Power America Management, LLC | 60281 | MA | NEW | NPCC |  | 22 | 2 | NAICS-22 Non-Cogen | PV | SUN | SUN | ISNE | 12921 | 1461 | 2021
| other | FALSE | 60654 | N | . | Townsite Solar Project Hybrid | Townsite Solar, LLC | 60387 | NV | MTN | WECC |  | 22 | 2 | NAICS-22 Non-Cogen | BA | MWH | OTH | WALC | 0 | 0 | 2021
Vintage2021 | solar pv | TRUE | 60654 | N | . | Townsite Solar Project Hybrid | Townsite Solar, LLC | 60387 | NV | MTN | WECC |  | 22 | 2 | NAICS-22 Non-Cogen | PV | SUN | SUN | WALC | 166196 | 18792 | 2021
Vintage2017 | onshore wind | TRUE | 60655 | N | . | Rock Creek Wind Project | Enel Green Power NA, Inc. | 59380 | MO | WNC | MRO |  | 22 | 2 | NAICS-22 Non-Cogen | WT | WND | WND | SWPP | 9485959 | 1072587 | 2021
| other | FALSE | 60656 | N | . | McHenry Battery Storage | EDF Renewable Asset Holdings, Inc. | 57170 | IL | ENC | SERC |  | 22 | 2 | NAICS-22 Non-Cogen | BA | MWH | OTH | PJM | 0 | 0 | 2021
Vintage2016 | onshore wind | TRUE | 60657 | N | . | Salt Fork Wind Project, LLC | Southern Power Co | 17650 | TX | WSC | TRE |  | 22 | 2 | NAICS-22 Non-Cogen | WT | WND | WND | ERCO | 6127857 | 692883 | 2021
Vintage2017 | solar pv | TRUE | 60658 | N | . | Moffett Solar Project | Moffett Solar 1, LLC | 60392 | SC | SAT | SERC |  | 22 | 2 | NAICS-22 Non-Cogen | PV | SUN | SUN | SCEG | 1140406 | 128947 | 2021
Vintage2017 | solar pv | TRUE | 60659 | N | . | Ridgeland Solar Project | Ridgeland Solar Farm I, LLC | 60393 | SC | SAT | SERC |  | 22 | 2 | NAICS-22 Non-Cogen | PV | SUN | SUN | SCEG | 156990 | 17751 | 2021
| other | FALSE | 60660 | N | . | Willey Battery Utility | Willey Battery Utility, LLC | 60394 | OH | ENC | RFC |  | 22 | 2 | NAICS-22 Non-Cogen | BA | MWH | OTH | PJM | 0 | -1332 | 2021
| other | FALSE | 60661 | N | . | Mira Loma Energy Storage Facility | Southern California Edison Co | 17609 | CA | PACC | WECC |  | 22 | 1 | Electric Utility | BA | MWH | OTH | CISO | 0 | 0 | 2021
Vintage2015 | solar pv | TRUE | 60662 | N | . | Archdiocese of Baltimore J | Constellation Solar MC, LLC | 61419 | MD | SAT | RFC |  | 22 | 2 | NAICS-22 Non-Cogen | PV | SUN | SUN | PJM | 30697 | 3471 | 2021
Vintage2015 | solar pv | TRUE | 60663 | N | . | Archdiocese of Baltimore L | Constellation Solar MC, LLC | 61419 | MD | SAT | RFC |  | 22 | 2 | NAICS-22 Non-Cogen | PV | SUN | SUN | PJM | 30955 | 3500 | 2021
Vintage2015 | solar pv | TRUE | 60664 | N | . | Baltimore City B | Constellation Solar MC, LLC | 61419 | MD | SAT | RFC |  | 22 | 2 | NAICS-22 Non-Cogen | PV | SUN | SUN | PJM | 29079 | 3288 | 2021
Vintage2015 | solar pv | TRUE | 60665 | N | . | Baltimore City D | Constellation Solar MC, LLC | 61419 | MD | SAT | RFC |  | 22 | 2 | NAICS-22 Non-Cogen | PV | SUN | SUN | PJM | 28407 | 3212 | 2021
Vintage2015 | solar pv | TRUE | 60666 | N | . | Baltimore City F | Constellation Solar MC, LLC | 61419 | MD | SAT | RFC |  | 22 | 2 | NAICS-22 Non-Cogen | PV | SUN | SUN | PJM | 28195 | 3188 | 2021
Vintage2015 | solar pv | TRUE | 60667 | N | . | Baltimore City G | Constellation Solar MC, LLC | 61419 | MD | SAT | RFC |  | 22 | 2 | NAICS-22 Non-Cogen | PV | SUN | SUN | PJM | 28521 | 3225 | 2021
Vintage2015 | solar pv | TRUE | 60668 | N | . | City of Havre De Grace C | Constellation Solar MC, LLC | 61419 | MD | SAT | RFC |  | 22 | 2 | NAICS-22 Non-Cogen | PV | SUN | SUN | PJM | 26850 | 3036 | 2021
Vintage2015 | solar pv | TRUE | 60669 | N | . | Sod Run WTP A | Constellation Solar MC, LLC | 61419 | MD | SAT | RFC |  | 22 | 2 | NAICS-22 Non-Cogen | PV | SUN | SUN | PJM | 30493 | 3448 | 2021
Vintage2016 | onshore wind | TRUE | 60672 | N | . | Osborn Wind Energy | Osborn Wind Energy LLC | 60397 | MO | WNC | MRO |  | 22 | 2 | NAICS-22 Non-Cogen | WT | WND | WND | SWPP | 6369262 | 720179 | 2021
Vintage2017 | solar pv | TRUE | 60673 | N | . | Nixa Solar, LLC | Nixa Solar, LLC | 60398 | MO | WNC | SERC |  | 22 | 2 | NAICS-22 Non-Cogen | PV | SUN | SUN | SWPP | 127521 | 14419 | 2021
Vintage2016 | solar pv | FALSE | 60677 | N | . | Tannery Road Landfill | Tannery Road Solar, LLC | 60401 | NY | MAT | RFC |  | 562212 | 4 | Commercial NAICS Non-Cogen | PV | SUN | SUN | NYIS | 25259 | 2856 | 2021
Vintage2019 | solar pv | TRUE | 60678 | N | . | San Joaquin Solar | GASNA 6P, LLC | 60399 | CA | PACC | WECC |  | 22 | 2 | NAICS-22 Non-Cogen | PV | SUN | SUN | CISO | 250073 | 28276 | 2021
Vintage2017 | solar pv | TRUE | 60679 | N | . | Fort Rucker Solar Array | Alabama Power Co | 195 | AL | ESC | SERC |  | 22 | 1 | Electric Utility | PV | SUN | SUN | SOCO | 113221 | 12802 | 2021
Vintage2017 | solar pv | TRUE | 60680 | N | . | ANAD Solar Array | Alabama Power Co | 195 | AL | ESC | SERC |  | 22 | 1 | Electric Utility | PV | SUN | SUN | SOCO | 101626 | 11491 | 2021
Vintage2018 | solar pv | TRUE | 60681 | N | . | Annapolis Solar Park, LLC | Annapolis Solar Park, LLC | 61827 | MD | SAT | RFC |  | 22 | 2 | NAICS-22 Non-Cogen | PV | SUN | SUN | PJM | 203057 | 22960 | 2021
Vintage2017 | solar pv | TRUE | 60682 | N | . | Pearl Solar | BHE Renewables, LLC | 59359 | TX | WSC | TRE |  | 22 | 2 | NAICS-22 Non-Cogen | PV | SUN | SUN | ERCO | 746292 | 84384 | 2021
| other | FALSE | 60683 | Y | . | TRS Fuel Cell | TRS Fuel Cell, LLC | 60403 | CT | NEW | NPCC |  | 22 | 3 | NAICS-22 Cogen | FC | NG | NG | ISNE | 0 | 0 | 2021
Vintage2016 | solar pv | TRUE | 60684 | N | . | Amphitheater High School Solar | Constellation Solar Arizona 2, LLC | 60404 | AZ | MTN | WECC |  | 22 | 2 | NAICS-22 Non-Cogen | PV | SUN | SUN | TEPC | 19397 | 2193 | 2021
Vintage2016 | solar pv | TRUE | 60685 | N | . | Canyon Del Oro High School Solar | Constellation Solar Arizona 2, LLC | 60404 | AZ | MTN | WECC |  | 22 | 2 | NAICS-22 Non-Cogen | PV | SUN | SUN | TEPC | 23170 | 2620 | 2021
Vintage2016 | solar pv | TRUE | 60686 | N | . | Pierre Solar | Pierre Solar | 60408 | SD | WNC | MRO |  | 22 | 2 | NAICS-22 Non-Cogen | PV | SUN | SUN | MISO | 17748 | 2007 | 2021
Vintage2016 | onshore wind | TRUE | 60687 | N | . | Cimarron Bend Wind Project I, LLC | Cimarron Bend Wind Project I, LLC | 60406 | KS | WNC | MRO |  | 22 | 2 | NAICS-22 Non-Cogen | WT | WND | WND | SWPP | 7094623 | 802196 | 2021
Vintage2017 | onshore wind | TRUE | 60688 | N | . | Cimarron Bend Wind Project II, LLC | Cimarron Bend Wind Project II, LLC | 60407 | KS | WNC | MRO |  | 22 | 2 | NAICS-22 Non-Cogen | WT | WND | WND | SWPP | 7123488 | 805460 | 2021
Vintage2017 | onshore wind | TRUE | 60689 | N | . | Western Plains Wind Farm | Evergy Kansas Central, Inc | 22500 | KS | WNC | MRO |  | 22 | 1 | Electric Utility | WT | WND | WND | SWPP | 9727258 | 1099871 | 2021
| other | FALSE | 60690 | N | . | Blue Summit Storage, LLC | Blue Summit Storage, LLC | 60409 | TX | WSC | TRE |  | 22 | 2 | NAICS-22 Non-Cogen | BA | MWH | OTH | ERCO | 0 | -3492 | 2021
Vintage2019 | solar pv | TRUE | 60691 | N | . | Tanager Holdings | RWE Renewables Americas LLC | 56215 | NC | SAT | SERC |  | 22 | 2 | NAICS-22 Non-Cogen | PV | SUN | SUN | CPLE | 74396 | 8412 | 2021
Vintage2017 | solar pv | TRUE | 60694 | N | . | WakeSun LLC | SunShare Management | 60970 | MN | WNC | MRO |  | 22 | 2 | NAICS-22 Non-Cogen | PV | SUN | SUN | MISO | 47211 | 5338 | 2021
Vintage2016 | solar pv | TRUE | 60695 | N | . | BentonSun LLC | SunShare Management | 60970 | MN | WNC | MRO |  | 22 | 2 | NAICS-22 Non-Cogen | PV | SUN | SUN | MISO | 78702 | 8899 | 2021
Vintage2008 | biomass | TRUE | 60696 | N | . | Four Peaks Camino Real | ENERGYneering Solutions, Inc | 59370 | NM | MTN | WECC |  | 22 | 2 | NAICS-22 Non-Cogen | IC | LFG | MLG | EPE | 211338 | 17682 | 2021
| other | FALSE | 60698 | N | . | Stanton Energy Reliability Center Hybrid | Wellhead Services, Inc | 20323 | CA | PACC | WECC |  | 22 | 2 | NAICS-22 Non-Cogen | BA | MWH | OTH | CISO | 0 | -1134 | 2021
Vintage2020 | natural gas peaker | TRUE | 60698 | N | . | Stanton Energy Reliability Center Hybrid | Wellhead Services, Inc | 20323 | CA | PACC | WECC |  | 22 | 2 | NAICS-22 Non-Cogen | GT | NG | NG | CISO | 48356 | 4505 | 2021
| other | FALSE | 60699 | N | . | DESI-1 Battery Energy Storage Facility | Southern California Edison Co | 17609 | CA | PACC | WECC |  | 22 | 1 | Electric Utility | BA | MWH | OTH | CISO | 0 | 0 | 2021
Vintage2015 | onshore wind | TRUE | 60700 | N | . | Wind Colebrook South | Wind Colebrook South | 60430 | CT | NEW | NPCC |  | 22 | 2 | NAICS-22 Non-Cogen | WT | WND | WND | ISNE | 112829 | 12758 | 2021
Vintage2017 | biomass | TRUE | 60701 | N | . | JED Solid Waste Mgmt Renewable Energy | Sims Metals | 64784 | FL | SAT | SERC |  | 22 | 2 | NAICS-22 Non-Cogen | IC | LFG | MLG | FPC | 631250 | 49481 | 2021
Vintage2016 | solar pv | TRUE | 60702 | N | . | Rincon Solar I | AES Distributed Energy | 61012 | GA | SAT | SERC |  | 22 | 2 | NAICS-22 Non-Cogen | PV | SUN | SUN | SOCO | 270326 | 30566 | 2021
Vintage2019 | biomass | TRUE | 60703 | N | . | Green City Recovery, LLC | Green City Recovery, LLC | 60428 | KY | ESC | SERC |  | 22 | 2 | NAICS-22 Non-Cogen | IC | LFG | MLG | LGEE | 51115 | 3812 | 2021
Vintage2015 | solar pv | TRUE | 60704 | N | . | Trenton Solar Farm (MO) | MC Power Companies Inc | 58822 | MO | WNC | SERC |  | 22 | 2 | NAICS-22 Non-Cogen | PV | SUN | SUN | SWPP | 37231 | 4210 | 2021
Vintage2016 | solar pv | TRUE | 60705 | N | . | Rolla Solar Farm (MO) | MC Power Companies Inc | 58822 | MO | WNC | SERC |  | 22 | 2 | NAICS-22 Non-Cogen | PV | SUN | SUN | SWPP | 36543 | 4132 | 2021
Vintage2016 | solar pv | TRUE | 60706 | N | . | Waynesville Solar Farm (MO) | MC Power Companies Inc | 58822 | MO | WNC | SERC |  | 22 | 2 | NAICS-22 Non-Cogen | PV | SUN | SUN | SWPP | 36838 | 4165 | 2021
Vintage2016 | solar pv | TRUE | 60707 | N | . | Marshall Solar Farm (MO) | MC Power Companies Inc | 58822 | MO | WNC | SERC |  | 22 | 2 | NAICS-22 Non-Cogen | PV | SUN | SUN | SWPP | 35959 | 4066 | 2021
Vintage2016 | solar pv | TRUE | 60708 | N | . | Havre de Grace II - E at Perryman | Constellation Solar MC, LLC | 61419 | MD | SAT | RFC |  | 22 | 2 | NAICS-22 Non-Cogen | PV | SUN | SUN | PJM | 17927 | 2027 | 2021
Vintage2014 | solar pv | TRUE | 60709 | N | . | IFF Hazlet | Goldman Sachs Renewable Power LLC | 61944 | NJ | MAT | RFC |  | 22 | 2 | NAICS-22 Non-Cogen | PV | SUN | SUN | PJM | 42735 | 4832 | 2021
Vintage2014 | solar pv | TRUE | 60710 | N | . | Stone Hill Solar CSG | Goldman Sachs Renewable Power LLC | 61944 | MA | NEW | NPCC |  | 22 | 2 | NAICS-22 Non-Cogen | PV | SUN | SUN | ISNE | 28211 | 3190 | 2021
Vintage2016 | solar pv | TRUE | 60711 | N | . | Chisago Community Solar | Chisago Community Solar | 60434 | MN | WNC | MRO |  | 22 | 2 | NAICS-22 Non-Cogen | PV | SUN | SUN | MISO | 56752 | 6417 | 2021
Vintage2017 | solar pv | TRUE | 60712 | N | . | Ursa Community Solar | Ursa Community Solar | 60435 | MN | WNC | MRO |  | 22 | 2 | NAICS-22 Non-Cogen | PV | SUN | SUN | MISO | 74112 | 8380 | 2021
Vintage2016 | solar pv | TRUE | 60713 | N | . | Sunrise Community Solar | Sunrise Community Solar | 60436 | MN | WNC | MRO |  | 22 | 2 | NAICS-22 Non-Cogen | PV | SUN | SUN | MISO | 71813 | 8120 | 2021
Vintage2016 | solar pv | TRUE | 60714 | N | . | Rosemount Community Solar | Rosemount Community Solar | 60437 | MN | WNC | MRO |  | 22 | 2 | NAICS-22 Non-Cogen | PV | SUN | SUN | MISO | 74493 | 8423 | 2021
Vintage2017 | solar pv | TRUE | 60715 | N | . | Paynesville Community Solar | Paynesville Community Solar | 60438 | MN | WNC | MRO |  | 22 | 2 | NAICS-22 Non-Cogen | PV | SUN | SUN | MISO | 75626 | 8551 | 2021
Vintage2017 | solar pv | TRUE | 60716 | N | . | Orion Community Solar | Orion Community Solar | 60439 | MN | WNC | MRO |  | 22 | 2 | NAICS-22 Non-Cogen | PV | SUN | SUN | MISO | 35739 | 4041 | 2021
Vintage2016 | solar pv | TRUE | 60717 | N | . | Northfield Community Solar | Northfield Community Solar | 60440 | MN | WNC | MRO |  | 22 | 2 | NAICS-22 Non-Cogen | PV | SUN | SUN | MISO | 70806 | 8006 | 2021
Vintage2017 | solar pv | TRUE | 60720 | N | . | Weld 1 Community Solar Array | Goldman Sachs Renewable Power LLC | 61944 | CO | MTN | WECC |  | 22 | 2 | NAICS-22 Non-Cogen | PV | SUN | SUN | PSCO | 29947 | 3386 | 2021
Vintage2021 | biomass | TRUE | 60721 | N | . | Green Cow Power | Green Cow Power LLC | 60441 | IN | ENC | RFC |  | 112 | 6 | Industrial NAICS Non-Cogen | IC | OBG | ORW | MISO | 284321 | 23805 | 2021
Vintage2017 | solar pv | TRUE | 60722 | N | . | Logan 1 Community Solar Array | Goldman Sachs Renewable Power LLC | 61944 | CO | MTN | WECC |  | 22 | 2 | NAICS-22 Non-Cogen | PV | SUN | SUN | PSCO | 30398 | 3437 | 2021
Vintage2017 | solar pv | TRUE | 60723 | N | . | Conejos 1 Community Solar Array | Goldman Sachs Renewable Power LLC | 61944 | CO | MTN | WECC |  | 22 | 2 | NAICS-22 Non-Cogen | PV | SUN | SUN | PSCO | 37094 | 4194 | 2021
Vintage2017 | solar pv | TRUE | 60724 | N | . | Arapahoe 3 Community Solar Array | Goldman Sachs Renewable Power LLC | 61944 | CO | MTN | WECC |  | 22 | 2 | NAICS-22 Non-Cogen | PV | SUN | SUN | PSCO | 32545 | 3680 | 2021
Vintage2017 | solar pv | TRUE | 60725 | N | . | Xcel Adams 2 Community Solar Array | Goldman Sachs Renewable Power LLC | 61944 | CO | MTN | WECC |  | 22 | 2 | NAICS-22 Non-Cogen | PV | SUN | SUN | PSCO | 32624 | 3689 | 2021
Vintage2017 | solar pv | TRUE | 60726 | N | . | Xcel Adams 1 Community Solar Array | Goldman Sachs Renewable Power LLC | 61944 | CO | MTN | WECC |  | 22 | 2 | NAICS-22 Non-Cogen | PV | SUN | SUN | PSCO | 31911 | 3608 | 2021
Vintage2015 | solar pv | TRUE | 60727 | N | . | East Orange Solar | Goldman Sachs Renewable Power LLC | 61944 | NJ | MAT | RFC |  | 22 | 2 | NAICS-22 Non-Cogen | PV | SUN | SUN | PJM | 54036 | 6110 | 2021
Vintage2016 | solar pv | TRUE | 60728 | N | . | Howell Solar | Goldman Sachs Renewable Power LLC | 61944 | NJ | MAT | RFC |  | 22 | 2 | NAICS-22 Non-Cogen | PV | SUN | SUN | PJM | 103963 | 11755 | 2021
Vintage2016 | solar pv | TRUE | 60729 | N | . | Raritan Solar | Goldman Sachs Renewable Power LLC | 61944 | NJ | MAT | RFC |  | 22 | 2 | NAICS-22 Non-Cogen | PV | SUN | SUN | PJM | 107311 | 12134 | 2021
Vintage2015 | solar pv | TRUE | 60730 | N | . | Bridgewater Solar CSG | Goldman Sachs Renewable Power LLC | 61944 | MA | NEW | NPCC |  | 22 | 2 | NAICS-22 Non-Cogen | PV | SUN | SUN | ISNE | 36792 | 4160 | 2021
Vintage2015 | solar pv | TRUE | 60731 | N | . | Holliston Solar CSG | Goldman Sachs Renewable Power LLC | 61944 | MA | NEW | NPCC |  | 22 | 2 | NAICS-22 Non-Cogen | PV | SUN | SUN | ISNE | 13787 | 1559 | 2021
Vintage2012 | solar pv | TRUE | 60732 | N | . | Frankford Solar | Goldman Sachs Renewable Power LLC | 61944 | NJ | MAT | RFC |  | 22 | 2 | NAICS-22 Non-Cogen | PV | SUN | SUN | PJM | 89777 | 10151 | 2021
Vintage2015 | solar pv | TRUE | 60733 | N | . | Brickyard Solar | Goldman Sachs Renewable Power LLC | 61944 | NJ | MAT | RFC |  | 22 | 2 | NAICS-22 Non-Cogen | PV | SUN | SUN | PJM | 16318 | 1845 | 2021
Vintage2015 | solar pv | TRUE | 60734 | N | . | Bordentown Solar | Goldman Sachs Renewable Power LLC | 61944 | NJ | MAT | RFC |  | 22 | 2 | NAICS-22 Non-Cogen | PV | SUN | SUN | PJM | 87448 | 9888 | 2021
Vintage2016 | solar pv | TRUE | 60735 | N | . | Longview Solar | Goldman Sachs Renewable Power LLC | 61944 | MD | SAT | RFC |  | 22 | 2 | NAICS-22 Non-Cogen | PV | SUN | SUN | PJM | 225237 | 25468 | 2021
Vintage2015 | solar pv | TRUE | 60736 | N | . | Wilmington Solar | Goldman Sachs Renewable Power LLC | 61944 | MA | NEW | NPCC |  | 22 | 2 | NAICS-22 Non-Cogen | PV | SUN | SUN | ISNE | 25471 | 2880 | 2021
Vintage2016 | solar pv | TRUE | 60737 | N | . | Church Hill | Goldman Sachs Renewable Power LLC | 61944 | MD | SAT | RFC |  | 22 | 2 | NAICS-22 Non-Cogen | PV | SUN | SUN | PJM | 84566 | 9562 | 2021
Vintage2013 | solar pv | TRUE | 60738 | N | . | Fall River Solar CSG | Goldman Sachs Renewable Power LLC | 61944 | MA | NEW | NPCC |  | 22 | 2 | NAICS-22 Non-Cogen | PV | SUN | SUN | ISNE | 23807 | 2692 | 2021
Vintage2014 | solar pv | TRUE | 60739 | N | . | DSM Solar | Goldman Sachs Renewable Power LLC | 61944 | NJ | MAT | RFC |  | 22 | 2 | NAICS-22 Non-Cogen | PV | SUN | SUN | PJM | 50676 | 5730 | 2021
Vintage2014 | solar pv | TRUE | 60740 | N | . | Pittsgrove Solar | Goldman Sachs Renewable Power LLC | 61944 | NJ | MAT | RFC |  | 22 | 2 | NAICS-22 Non-Cogen | PV | SUN | SUN | PJM | 26382 | 2983 | 2021
Vintage2016 | solar pv | TRUE | 60741 | N | . | Old Midville Solar | Citizens Enterprises Corporation | 58871 | GA | SAT | SERC |  | 22 | 2 | NAICS-22 Non-Cogen | PV | SUN | SUN | SOCO | 346623 | 39193 | 2021
Vintage2016 | natural gas peaker | TRUE | 60742 | Y | . | Argonne National Laboratory CHP | Argonne National Laboratory | 60444 | IL | ENC | RFC |  | 22 | 3 | NAICS-22 Cogen | GT | NG | NG | PJM | 369883 | 32051 | 2021
Vintage2018 | onshore wind | TRUE | 60743 | N | . | Rattlesnake Power, LLC | Rattlesnake Power, LLC | 60443 | TX | WSC | TRE |  | 22 | 2 | NAICS-22 Non-Cogen | WT | WND | WND | ERCO | 4852790 | 548710 | 2021
Vintage2016 | solar pv | TRUE | 60744 | N | . | SEPV Imperial Dixieland West | AES Distributed Energy | 61012 | CA | PACC | WECC |  | 22 | 2 | NAICS-22 Non-Cogen | PV | SUN | SUN | IID | 69859 | 7899 | 2021
Vintage2016 | solar pv | TRUE | 60745 | N | . | SEPV Imperial Dixieland East | AES Distributed Energy | 61012 | CA | PACC | WECC |  | 22 | 2 | NAICS-22 Non-Cogen | PV | SUN | SUN | IID | 49278 | 5572 | 2021
Vintage2016 | solar pv | TRUE | 60746 | N | . | Silvi Gibraltar Rock | CVI CleanCapital Solar 5 LLC | 63069 | NJ | MAT | RFC |  | 22 | 2 | NAICS-22 Non-Cogen | PV | SUN | SUN | PJM | 32857 | 3715 | 2021
Vintage2016 | solar pv | TRUE | 60747 | N | . | Seabrook Village | CVI CleanCapital Solar 5 LLC | 63069 | NJ | MAT | RFC |  | 22 | 2 | NAICS-22 Non-Cogen | PV | SUN | SUN | PJM | 35428 | 4006 | 2021
Vintage2017 | solar pv | TRUE | 60748 | N | . | Simcoe Solar | Simcoe Solar | 60448 | ID | MTN | WECC |  | 22 | 2 | NAICS-22 Non-Cogen | PV | SUN | SUN | IPCO | 427828 | 48375 | 2021
Vintage2017 | petroleum | TRUE | 60750 | N | . | Osawatomie Power Plant South Sub | City of Osawatomie - (KS) | 14203 | KS | WNC | MRO |  | 22 | 1 | Electric Utility | IC | DFO | DFO | SWPP | 218 | 20 | 2021
Vintage2018 | petroleum | TRUE | 60751 | N | . | Osawatomie Power Plant North Sub | City of Osawatomie - (KS) | 14203 | KS | WNC | MRO |  | 22 | 1 | Electric Utility | IC | DFO | DFO | SWPP | 1457 | 134 | 2021
Vintage2014 | solar pv | TRUE | 60752 | N | . | Gloucester Community College Solar | Goldman Sachs Renewable Power LLC | 61944 | NJ | MAT | RFC |  | 22 | 2 | NAICS-22 Non-Cogen | PV | SUN | SUN | PJM | 32396 | 3663 | 2021
Vintage2017 | solar pv | TRUE | 60753 | N | . | Shirley Landfill | Altus Power America Management, LLC | 60281 | MA | NEW | NPCC |  | 22 | 2 | NAICS-22 Non-Cogen | PV | SUN | SUN | ISNE | 13505 | 1527 | 2021
Vintage2017 | solar pv | TRUE | 60754 | N | . | DDR Shoppers World | Altus Power America Management, LLC | 60281 | MA | NEW | NPCC |  | 22 | 2 | NAICS-22 Non-Cogen | PV | SUN | SUN | ISNE | 16866 | 1907 | 2021
Vintage2017 | solar pv | TRUE | 60755 | N | . | Spartan | Altus Power America Management, LLC | 60281 | NJ | MAT | RFC |  | 22 | 2 | NAICS-22 Non-Cogen | PV | SUN | SUN | PJM | 123816 | 14000 | 2021
Vintage2016 | solar pv | TRUE | 60756 | N | . | Meadow Solar | Altus Power America Management, LLC | 60281 | MA | NEW | NPCC |  | 22 | 2 | NAICS-22 Non-Cogen | PV | SUN | SUN | ISNE | 37904 | 4286 | 2021
Vintage2017 | solar pv | TRUE | 60757 | N | . | Cedarville CSG | Altus Power America Management, LLC | 60281 | MA | NEW | NPCC |  | 22 | 2 | NAICS-22 Non-Cogen | PV | SUN | SUN | ISNE | 38401 | 4342 | 2021
Vintage2013 | solar pv | TRUE | 60759 | N | . | Freeze Solar | Marina Energy LLC | 56997 | NJ | MAT | RFC |  | 22 | 2 | NAICS-22 Non-Cogen | PV | SUN | SUN | PJM | 18129 | 2050 | 2021
| other | FALSE | 60760 | N | . | Millikan BESS | esVolta LP | 61198 | CA | PACC | WECC |  | 22 | 2 | NAICS-22 Non-Cogen | BA | MWH | OTH | CISO | 0 | -300 | 2021
Vintage2015 | solar pv | TRUE | 60761 | N | . | Roper Farm, LLC | Strata Manager, LLC | 64778 | NC | SAT | SERC |  | 22 | 2 | NAICS-22 Non-Cogen | PV | SUN | SUN | DUK | 86027 | 9727 | 2021
Vintage2016 | solar pv | TRUE | 60762 | N | . | Pfizer Peapack Solar | CVI CleanCapital Solar 5 LLC | 63069 | NJ | MAT | RFC |  | 22 | 2 | NAICS-22 Non-Cogen | PV | SUN | SUN | PJM | 73510 | 8312 | 2021
Vintage2015 | solar pv | TRUE | 60763 | N | . | Holland Solar | Goldman Sachs Renewable Power LLC | 61944 | NJ | MAT | RFC |  | 22 | 2 | NAICS-22 Non-Cogen | PV | SUN | SUN | PJM | 28433 | 3215 | 2021
Vintage2016 | solar pv | TRUE | 60764 | N | . | Victory Solar LLC | Victory Solar LLC | 60452 | CO | MTN | WECC |  | 22 | 2 | NAICS-22 Non-Cogen | PV | SUN | SUN | PSCO | 256716 | 29027 | 2021
Vintage2012 | solar pv | TRUE | 60765 | N | . | L'Oreal Franklin | Goldman Sachs Renewable Power LLC | 61944 | NJ | MAT | RFC |  | 22 | 2 | NAICS-22 Non-Cogen | PV | SUN | SUN | PJM | 14504 | 1640 | 2021
Vintage2013 | solar pv | TRUE | 60766 | N | . | L'Oreal Monmouth | Goldman Sachs Renewable Power LLC | 61944 | NJ | MAT | RFC |  | 22 | 2 | NAICS-22 Non-Cogen | PV | SUN | SUN | PJM | 22181 | 2508 | 2021
Vintage2003 | natural gas combined cycle | TRUE | 60768 | N | . | Gila River Power Block 2 | Salt River Project | 16572 | AZ | MTN | WECC |  | 22 | 1 | Electric Utility | CA | NG | NG | SRP | 849811 | 1272778 | 2021
Vintage2003 | natural gas combined cycle | TRUE | 60768 | N | . | Gila River Power Block 2 | Salt River Project | 16572 | AZ | MTN | WECC |  | 22 | 1 | Electric Utility | CT | NG | NG | SRP | 21455310 | 1857405 | 2021
Vintage2012 | solar pv | TRUE | 60769 | N | . | Lower Cape May HS | Goldman Sachs Renewable Power LLC | 61944 | NJ | MAT | RFC |  | 22 | 2 | NAICS-22 Non-Cogen | PV | SUN | SUN | PJM | 21031 | 2378 | 2021
Vintage2013 | solar pv | TRUE | 60771 | N | . | Timber Creek HS | Goldman Sachs Renewable Power LLC | 61944 | NJ | MAT | RFC |  | 22 | 2 | NAICS-22 Non-Cogen | PV | SUN | SUN | PJM | 10615 | 1200 | 2021
Vintage2012 | solar pv | TRUE | 60772 | N | . | Adams Ave MS and HS | Goldman Sachs Renewable Power LLC | 61944 | NJ | MAT | RFC |  | 22 | 2 | NAICS-22 Non-Cogen | PV | SUN | SUN | PJM | 35412 | 4004 | 2021
Vintage2017 | solar pv | TRUE | 60774 | N | . | Phantom Solar | Phantom Solar, LLC | 60400 | TX | WSC | TRE |  | 22 | 2 | NAICS-22 Non-Cogen | PV | SUN | SUN | ERCO | 210681 | 23822 | 2021
Vintage2017 | solar pv | TRUE | 60775 | N | . | Deerfield CSG Solar | Goldman Sachs Renewable Power LLC | 61944 | MA | NEW | NPCC |  | 22 | 2 | NAICS-22 Non-Cogen | PV | SUN | SUN | ISNE | 55045 | 6224 | 2021
Vintage2012 | solar pv | TRUE | 60776 | N | . | Community Foodbank of NJ | Community Foodbank of NJ | 60462 | NJ | MAT | RFC |  | 22 | 2 | NAICS-22 Non-Cogen | PV | SUN | SUN | PJM | 6986 | 790 | 2021
Vintage2020 | solar pv | TRUE | 60777 | N | . | American Kings Solar, LLC | Goldman Sachs Renewable Power LLC | 61944 | CA | PACC | WECC |  | 22 | 2 | NAICS-22 Non-Cogen | PV | SUN | SUN | CISO | 2744549 | 310329 | 2021
Vintage2015 | solar pv | TRUE | 60778 | N | . | Hew Fulton Farm, LLC | Strata Manager, LLC | 64778 | NC | SAT | SERC |  | 22 | 2 | NAICS-22 Non-Cogen | PV | SUN | SUN | DUK | 80833 | 9140 | 2021
Vintage2015 | solar pv | TRUE | 60779 | N | . | McGoogan Farm, LLC | Strata Manager, LLC | 64778 | NC | SAT | SERC |  | 22 | 2 | NAICS-22 Non-Cogen | PV | SUN | SUN | DUK | 79137 | 8948 | 2021
Vintage2011 | solar pv | FALSE | 60781 | N | . | Royal Wine Corp Solar Power Plant | Royal Wine Corp | 60467 | NJ | MAT | RFC |  | 312 | 6 | Industrial NAICS Non-Cogen | PV | SUN | SUN | PJM | 10321 | 1167 | 2021
Vintage2016 | solar pv | TRUE | 60782 | N | . | Barnhill Road Solar, LLC | Cypress Creek Renewables | 61060 | NC | SAT | SERC |  | 22 | 2 | NAICS-22 Non-Cogen | PV | SUN | SUN | PJM | 45424 | 5136 | 2021
Vintage2016 | solar pv | TRUE | 60783 | N | . | Leggett Solar, LLC | Cypress Creek Renewables | 61060 | NC | SAT | SERC |  | 22 | 2 | NAICS-22 Non-Cogen | PV | SUN | SUN | PJM | 80613 | 9115 | 2021
Vintage2017 | solar pv | TRUE | 60784 | N | . | Jersey Holdings | Heelstone Energy Holdings, LLC | 59462 | NC | SAT | SERC |  | 22 | 2 | NAICS-22 Non-Cogen | PV | SUN | SUN | DUK | 82453 | 9323 | 2021
Vintage2017 | geothermal | TRUE | 60785 | N | . | Tungsten Mountain | Tungsten Mountain | 60472 | NV | MTN | WECC |  | 22 | 2 | NAICS-22 Non-Cogen | BT | GEO | GEO | NEVP | 2116661 | 239333 | 2021
Vintage2019 | solar pv | TRUE | 60785 | N | . | Tungsten Mountain | Tungsten Mountain | 60472 | NV | MTN | WECC |  | 22 | 2 | NAICS-22 Non-Cogen | PV | SUN | SUN | NEVP | 145458 | 16447 | 2021
Vintage2016 | solar pv | TRUE | 60787 | N | . | Williamston Speight Solar, LLC | Williamston Speight Solar, LLC | 60454 | NC | SAT | SERC |  | 22 | 2 | NAICS-22 Non-Cogen | PV | SUN | SUN | PJM | 250641 | 28340 | 2021
Vintage2017 | solar pv | TRUE | 60788 | N | . | Suwannee Solar Facility | Duke Energy Florida, LLC | 6455 | FL | SAT | SERC |  | 22 | 1 | Electric Utility | PV | SUN | SUN | FPC | 149799 | 16938 | 2021
Vintage2018 | solar pv | TRUE | 60789 | N | . | Bluebell Solar | Bluebell Solar, LLC | 60476 | TX | WSC | TRE |  | 22 | 2 | NAICS-22 Non-Cogen | PV | SUN | SUN | ERCO | 617648 | 69838 | 2021
Vintage2017 | solar pv | TRUE | 60790 | N | . | PVN Milliken, LLC | PVN Milliken, LLC | 60455 | CA | PACC | WECC |  | 22 | 2 | NAICS-22 Non-Cogen | PV | SUN | SUN | CISO | 43645 | 4935 | 2021
Vintage2020 | solar pv | TRUE | 60791 | N | . | SunAnza | Arizona Electric Pwr Coop Inc | 796 | CA | PACC | WECC |  | 22 | 1 | Electric Utility | PV | SUN | SUN | CISO | 75439 | 8530 | 2021
Vintage2012 | biomass | TRUE | 60792 | N | . | Republic Services Renewable Energy, LLC | Republic Services Renewable Energy, LLC | 56996 | NV | MTN | WECC |  | 22 | 2 | NAICS-22 Non-Cogen | GT | LFG | MLG | NEVP | 467390 | 28196 | 2021
Vintage2016 | solar pv | TRUE | 60795 | N | . | Eichtens Community Solar | Terraform Arcadia | 63249 | MN | WNC | MRO |  | 22 | 2 | NAICS-22 Non-Cogen | PV | SUN | SUN | MISO | 64728 | 7319 | 2021
Vintage2016 | solar pv | TRUE | 60796 | N | . | Red Wing Community Solar | Terraform Arcadia | 63249 | MN | WNC | MRO |  | 22 | 2 | NAICS-22 Non-Cogen | PV | SUN | SUN | MISO | 76935 | 8699 | 2021
Vintage1996 | natural gas peaker | TRUE | 60797 | N | . | Lake Forest Hospital Central Energy Plant | Northwestern Lake Forest Hospital | 60481 | IL | ENC | RFC |  | 22 | 2 | NAICS-22 Non-Cogen | IC | NG | NG | PJM | 4144 | 367 | 2021
Vintage2013 | solar pv | TRUE | 60798 | N | . | South Atlantic Services Solar Farm I | South Atlantic Services Inc | 60478 | NC | SAT | SERC |  | 22 | 2 | NAICS-22 Non-Cogen | PV | SUN | SUN | DUK | 25532 | 2887 | 2021
Vintage2017 | solar pv | TRUE | 60799 | N | . | Iron Horse Solar 4, LLC | Iron Horse Solar 4, LLC | 60479 | MA | NEW | NPCC |  | 22 | 2 | NAICS-22 Non-Cogen | PV | SUN | SUN | ISNE | 62394 | 7055 | 2021
Vintage2016 | solar pv | TRUE | 60800 | N | . | Catawba Solar LLC | Catawba Solar LLC | 60480 | NC | SAT | SERC |  | 22 | 2 | NAICS-22 Non-Cogen | PV | SUN | SUN | DUK | 31104 | 3517 | 2021
Vintage2018 | solar pv | TRUE | 60801 | N | . | CEC Solar #1117, LLC | Clean Focus Renewables, Inc. | 60609 | CO | MTN | WECC |  | 22 | 2 | NAICS-22 Non-Cogen | PV | SUN | SUN | PSCO | 45449 | 5139 | 2021
Vintage2013 | solar pv | TRUE | 60802 | N | . | ACCC Mays Landing | Goldman Sachs Renewable Power LLC | 61944 | NJ | MAT | RFC |  | 22 | 2 | NAICS-22 Non-Cogen | PV | SUN | SUN | PJM | 17847 | 2018 | 2021
Vintage2011 | solar pv | TRUE | 60803 | N | . | Deutsche Bank- Piscataway Solar | Deutsche Bank | 60960 | NJ | MAT | RFC |  | 22 | 2 | NAICS-22 Non-Cogen | PV | SUN | SUN | PJM | 8667 | 980 | 2021
Vintage2013 | solar pv | TRUE | 60804 | N | . | Gemini Technologies Services, Inc. Solar | Gemini Technologies Services, Inc. | 60961 | NJ | MAT | RFC |  | 22 | 2 | NAICS-22 Non-Cogen | PV | SUN | SUN | PJM | 12991 | 1469 | 2021
Vintage2015 | solar pv | TRUE | 60805 | N | . | Beaver Run | Altus Power America Management, LLC | 60281 | NJ | MAT | RFC |  | 22 | 2 | NAICS-22 Non-Cogen | PV | SUN | SUN | PJM | 79014 | 8934 | 2021
Vintage2016 | solar pv | TRUE | 60806 | N | . | North Bergen Solar | Hartz Solar, LLC | 60268 | NJ | MAT | RFC |  | 22 | 2 | NAICS-22 Non-Cogen | PV | SUN | SUN | PJM | 19086 | 2158 | 2021
| solar pv | FALSE | 60808 | N | . | US Foods Solar | CD US Solar MT1 LLC | 58677 | NJ | MAT | RFC |  | 22 | 2 | NAICS-22 Non-Cogen | PV | SUN | SUN | PJM | 0 | 0 | 2021
Vintage2013 | solar pv | TRUE | 60809 | N | . | Summit Water Nexus Mt. Holly, LLC Solar | Summit Water Nexus, Mount Holly, LLC | 60955 | NJ | MAT | RFC |  | 22 | 2 | NAICS-22 Non-Cogen | PV | SUN | SUN | PJM | 13718 | 1551 | 2021
Vintage2011 | solar pv | TRUE | 60810 | N | . | Sabert Solar | Sabert Corporation | 61023 | NJ | MAT | RFC |  | 22 | 2 | NAICS-22 Non-Cogen | PV | SUN | SUN | PJM | 14653 | 1657 | 2021
Vintage2019 | solar pv | TRUE | 60813 | N | . | Cloverdale Solar Center | Adapture Renewables, Inc. | 60496 | CA | PACC | WECC |  | 22 | 2 | NAICS-22 Non-Cogen | PV | SUN | SUN | CISO | 20570 | 2326 | 2021
| other | FALSE | 60815 | N | . | Hampshire College Hybrid | Tesla Inc. | 60947 | MA | NEW | NPCC |  | 22 | 2 | NAICS-22 Non-Cogen | BA | MWH | OTH | ISNE | 0 | -32 | 2021
Vintage2017 | solar pv | TRUE | 60815 | N | . | Hampshire College Hybrid | Tesla Inc. | 60947 | MA | NEW | NPCC |  | 22 | 2 | NAICS-22 Non-Cogen | PV | SUN | SUN | ISNE | 48033 | 5431 | 2021
Vintage2017 | solar pv | TRUE | 60816 | N | . | Town of Lexington Solar | Syncarpha Lexington, LLC | 61132 | MA | NEW | NPCC |  | 22 | 2 | NAICS-22 Non-Cogen | PV | SUN | SUN | ISNE | 22234 | 2514 | 2021
Vintage2017 | solar pv | TRUE | 60817 | N | . | Sullivan County - Adult Care Solar | Tesla Inc. | 60947 | NY | MAT | NPCC |  | 22 | 2 | NAICS-22 Non-Cogen | PV | SUN | SUN | NYIS | 21650 | 2448 | 2021
Vintage2018 | solar pv | TRUE | 60818 | N | . | Oswego County - Fulton Solar | Tesla Inc. | 60947 | NY | MAT | NPCC |  | 22 | 2 | NAICS-22 Non-Cogen | PV | SUN | SUN | NYIS | 18297 | 2069 | 2021
Vintage2017 | solar pv | TRUE | 60819 | N | . | Jefferson-Lewis BOCES Solar | Cypress Creek Renewables | 61060 | NY | MAT | NPCC |  | 22 | 2 | NAICS-22 Non-Cogen | PV | SUN | SUN | NYIS | 24904 | 2816 | 2021
Vintage2017 | solar pv | TRUE | 60820 | N | . | Montgomery County Correctional Facility | Tesla Inc. | 60947 | MD | SAT | RFC |  | 22 | 2 | NAICS-22 Non-Cogen | PV | SUN | SUN | PJM | 21129 | 2389 | 2021
Vintage2017 | solar pv | TRUE | 60821 | N | . | Weber State University - Davis Campus PV | Tesla Inc. | 60947 | UT | MTN | WECC |  | 22 | 2 | NAICS-22 Non-Cogen | PV | SUN | SUN | WACM | 22721 | 2569 | 2021
Vintage2018 | solar pv | TRUE | 60822 | N | . | Intel - Ocotillo Campus Solar | Tesla Inc. | 60947 | AZ | MTN | WECC |  | 22 | 2 | NAICS-22 Non-Cogen | PV | SUN | SUN | AZPS | 81349 | 9198 | 2021
Vintage2016 | solar pv | TRUE | 60823 | N | . | South Sioux City Solar | Tesla Inc. | 60947 | NE | WNC | MRO |  | 22 | 2 | NAICS-22 Non-Cogen | PV | SUN | SUN | SWPP | 37692 | 4262 | 2021
Vintage2016 | solar pv | TRUE | 60824 | N | . | Valley Sanitary District WTP Solar | Tesla Inc. | 60947 | CA | PACC | WECC |  | 22 | 2 | NAICS-22 Non-Cogen | PV | SUN | SUN | LDWP | 14328 | 1620 | 2021
Vintage2018 | solar pv | TRUE | 60825 | N | . | Colgreen North Shore Solar Farm | Sunpin Holdings, LLC | 60495 | CA | PACC | WECC |  | 22 | 2 | NAICS-22 Non-Cogen | PV | SUN | SUN | IID | 1612623 | 182341 | 2021
Vintage2020 | solar pv | TRUE | 60827 | N | . | Sun Streams, LLC | EDP Renewables North America LLC | 61785 | AZ | MTN | WECC |  | 22 | 2 | NAICS-22 Non-Cogen | PV | SUN | SUN | CISO | 3628286 | 410254 | 2021
Vintage2017 | solar pv | TRUE | 60830 | N | . | Webster Holdco Solar CSG | Webster Holdco LLC | 60486 | MN | WNC | MRO |  | 22 | 2 | NAICS-22 Non-Cogen | PV | SUN | SUN | MISO | 77015 | 8708 | 2021
Vintage2017 | biomass | TRUE | 60831 | N | . | Orbit Energy RI | Anaergia | 64553 | RI | NEW | NPCC |  | 22 | 2 | NAICS-22 Non-Cogen | IC | OBG | ORW | ISNE | 41818 | 4073.86 | 2021
Vintage2017 | solar pv | TRUE | 60832 | N | . | Farmington Holdco Solar | Farmington Holdco LLC | 60501 | MN | WNC | MRO |  | 22 | 2 | NAICS-22 Non-Cogen | PV | SUN | SUN | MISO | 73786 | 8343 | 2021
Vintage2017 | solar pv | TRUE | 60833 | N | . | Dodge Holdco Solar CSG | Dodge Holdco LLC | 60485 | MN | WNC | MRO |  | 22 | 2 | NAICS-22 Non-Cogen | PV | SUN | SUN | MISO | 68082 | 7698 | 2021
Vintage2017 | solar pv | TRUE | 60834 | N | . | Hwy 14 Holdco Solar CSG | Hwy 14 Holdco, LLC | 60488 | MN | WNC | MRO |  | 22 | 2 | NAICS-22 Non-Cogen | PV | SUN | SUN | MISO | 74042 | 8372 | 2021
Vintage2017 | solar pv | TRUE | 60835 | N | . | Pine Island Solar CSG | Pine Island Holdco, LLC | 60490 | MN | WNC | MRO |  | 22 | 2 | NAICS-22 Non-Cogen | PV | SUN | SUN | MISO | 55000 | 6219 | 2021
Vintage2017 | solar pv | TRUE | 60836 | N | . | Big Lake Holdco Solar CSG | Big Lake Holdco LLC | 60489 | MN | WNC | MRO |  | 22 | 2 | NAICS-22 Non-Cogen | PV | SUN | SUN | MISO | 44229 | 5001 | 2021
Vintage2017 | solar pv | TRUE | 60837 | N | . | Forest Lake Solar CSG | Forest Lake Holdco LLC | 60491 | MN | WNC | MRO |  | 22 | 2 | NAICS-22 Non-Cogen | PV | SUN | SUN | MISO | 70699 | 7994 | 2021
Vintage2017 | solar pv | TRUE | 60838 | N | . | Wabasha Holdco Solar CSG | Wabasha Holdco LLC | 60487 | MN | WNC | MRO |  | 22 | 2 | NAICS-22 Non-Cogen | PV | SUN | SUN | MISO | 43663 | 4937 | 2021
Vintage2015 | solar pv | TRUE | 60839 | N | . | Goya Foods, Inc- Jersey City Solar | Goya Foods Inc. | 60993 | NJ | MAT | RFC |  | 22 | 2 | NAICS-22 Non-Cogen | PV | SUN | SUN | PJM | 34101 | 3856 | 2021
Vintage2016 | solar pv | TRUE | 60840 | N | . | Goya Foods, Inc- Secaucus Solar | Goya Foods Inc. | 60993 | NJ | MAT | RFC |  | 22 | 2 | NAICS-22 Non-Cogen | PV | SUN | SUN | PJM | 21712 | 2455 | 2021
Vintage2013 | solar pv | TRUE | 60841 | N | . | Prudential 55 Livingston Roseland Solar | Prudential Drive Investors, LLC | 64798 | NJ | MAT | RFC |  | 22 | 2 | NAICS-22 Non-Cogen | PV | SUN | SUN | PJM | 3100 | 350.46 | 2021
Vintage2013 | solar pv | TRUE | 60842 | N | . | Prudential 80 Livingston Roseland Solar | Prudential Drive Investors, LLC | 64798 | NJ | MAT | RFC |  | 22 | 2 | NAICS-22 Non-Cogen | PV | SUN | SUN | PJM | 4762 | 538.56 | 2021
Vintage2020 | solar pv | FALSE | 60843 | N | . | River Terminal Development Solar | RTC Properties Inc | 16380 | NJ | MAT | RFC |  | 53 | 4 | Commercial NAICS Non-Cogen | PV | SUN | SUN | PJM | 28496 | 3222 | 2021
Vintage2017 | solar pv | TRUE | 60844 | N | . | Genentech Vacaville Meter #1 | Tesla Inc. | 60947 | CA | PACC | WECC |  | 22 | 2 | NAICS-22 Non-Cogen | PV | SUN | SUN | CISO | 108110 | 12224 | 2021
Vintage2018 | solar pv | TRUE | 60846 | N | . | US GSA - Sacramento | Tesla Inc. | 60947 | CA | PACC | WECC |  | 22 | 2 | NAICS-22 Non-Cogen | PV | SUN | SUN | BANC | 15300 | 1730 | 2021
Vintage2017 | solar pv | TRUE | 60847 | N | . | Garrett County - DPU Treatment Plant | Tesla Inc. | 60947 | MD | SAT | RFC |  | 22 | 2 | NAICS-22 Non-Cogen | PV | SUN | SUN | PJM | 15346 | 1735 | 2021
Vintage2011 | solar pv | TRUE | 60848 | N | . | Temple Solar Arrays | UGI Energy Services, LLC | 60508 | PA | MAT | RFC |  | 22 | 2 | NAICS-22 Non-Cogen | PV | SUN | SUN | PJM | 22394 | 2532 | 2021
Vintage2014 | solar pv | TRUE | 60849 | N | . | Emmitsburg Solar Arrays | UGI Energy Services, LLC | 60508 | MD | SAT | RFC |  | 22 | 2 | NAICS-22 Non-Cogen | PV | SUN | SUN | PJM | 25045 | 2832 | 2021
Vintage2016 | solar pv | TRUE | 60851 | N | . | Curtis Hill Solar CSG | CCC Solar Holdings LLC | 61561 | MA | NEW | NPCC |  | 22 | 2 | NAICS-22 Non-Cogen | PV | SUN | SUN | ISNE | 29523 | 3338 | 2021
Vintage2016 | solar pv | TRUE | 60852 | N | . | Depot Hill Solar CSG | CCC Solar Holdings LLC | 61561 | MA | NEW | NPCC |  | 22 | 2 | NAICS-22 Non-Cogen | PV | SUN | SUN | ISNE | 30672 | 3468 | 2021
Vintage2016 | solar pv | TRUE | 60853 | N | . | SR Houston | SR Houston Holdings, LLC | 60511 | MS | ESC | SERC |  | 22 | 2 | NAICS-22 Non-Cogen | PV | SUN | SUN | TVA | 31051 | 3511 | 2021
Vintage2017 | solar pv | TRUE | 60854 | N | . | Bird Machine Solar Farm | Bird Machine Solar Farm, LLC | 60513 | MA | NEW | NPCC |  | 22 | 2 | NAICS-22 Non-Cogen | PV | SUN | SUN | ISNE | 50713 | 5734 | 2021
Vintage2016 | solar pv | TRUE | 60855 | N | . | Iron Horse Solar I CSG | Iron Horse Solar 1, LLC | 60514 | MA | NEW | NPCC |  | 22 | 2 | NAICS-22 Non-Cogen | PV | SUN | SUN | ISNE | 37552 | 4246 | 2021
Vintage2017 | onshore wind | TRUE | 60856 | N | . | Astra Wind Farm | Astra Wind LLC | 60515 | TX | WSC | TRE |  | 22 | 2 | NAICS-22 Non-Cogen | WT | WND | WND | ERCO | 3856762 | 436088 | 2021
Vintage2012 | solar pv | FALSE | 60857 | N | . | NES Rutgers Solar | NES Rutgers LLC | 60516 | NJ | MAT | RFC |  | 326 | 6 | Industrial NAICS Non-Cogen | PV | SUN | SUN | PJM | 10285 | 1163 | 2021
Vintage2012 | solar pv | TRUE | 60858 | N | . | 126 Grove Solar LLC | Altus Power America Management, LLC | 60281 | MA | NEW | NPCC |  | 22 | 2 | NAICS-22 Non-Cogen | PV | SUN | SUN | ISNE | 19485 | 2203 | 2021
Vintage2016 | solar pv | TRUE | 60860 | N | . | VEC Alburgh Array | SoCore Energy LLC | 60520 | VT | NEW | NPCC |  | 22 | 2 | NAICS-22 Non-Cogen | PV | SUN | SUN | ISNE | 12639 | 1429 | 2021
Vintage2017 | solar pv | TRUE | 60861 | N | . | Dept of General Services -FTB | California PV Energy 2, LLC | 60518 | CA | PACC | WECC |  | 22 | 2 | NAICS-22 Non-Cogen | PV | SUN | SUN | BANC | 45086 | 5098 | 2021
Vintage2017 | solar pv | TRUE | 60863 | N | . | Cooperative Solar One | East Kentucky Power Coop, Inc | 5580 | KY | ESC | SERC |  | 22 | 1 | Electric Utility | PV | SUN | SUN | PJM | 116777 | 13204 | 2021
Vintage2016 | solar pv | TRUE | 60864 | N | . | Kokomo Solar 1, LLC | Kokomo Solar 1, LLC | 60505 | IN | ENC | RFC |  | 22 | 2 | NAICS-22 Non-Cogen | PV | SUN | SUN | MISO | 68949 | 7796 | 2021
Vintage2012 | onshore wind | TRUE | 60865 | N | . | Equity Industrial Turbines | Equity Industrial Turbines | 60521 | MA | NEW | NPCC |  | 22 | 2 | NAICS-22 Non-Cogen | WT | WND | WND | ISNE | 58104 | 6570 | 2021
Vintage2017 | solar pv | TRUE | 60866 | N | . | Bashaw Solar CSG 1, LLC | Bashaw Solar 1, LLC | 60484 | MA | NEW | NPCC |  | 22 | 2 | NAICS-22 Non-Cogen | PV | SUN | SUN | ISNE | 54612 | 6175 | 2021
Vintage2015 | solar pv | TRUE | 60867 | N | . | Kearsarge Southwick LLC | Kearsarge Solar LLC | 59232 | MA | NEW | NPCC |  | 22 | 2 | NAICS-22 Non-Cogen | PV | SUN | SUN | ISNE | 51515 | 5825 | 2021
| hydro | FALSE | 60868 | N | . | Timothy Lake Powerhouse | Portland General Electric Co | 15248 | OR | PACC | WECC |  | 22 | 1 | Electric Utility | HY | WAT | HYC | PGE | 0 | 0 | 2021
Vintage2016 | solar pv | TRUE | 60869 | N | . | Solar Star California, XLIV, LLC | Goldman Sachs Renewable Power LLC | 61944 | CA | PACC | WECC |  | 22 | 2 | NAICS-22 Non-Cogen | PV | SUN | SUN | CISO | 231464 | 26172 | 2021
Vintage2018 | onshore wind | TRUE | 60873 | N | . | Prairie Wind Farm | MidAmerican Energy Co | 12341 | IA | WNC | MRO |  | 22 | 1 | Electric Utility | WT | WND | WND | MISO | 5238896 | 592367 | 2021
Vintage2016 | solar pv | TRUE | 60874 | N | . | GMP Solar - Hartford | Green Mountain Power Corp | 7601 | VT | NEW | NPCC |  | 22 | 1 | Electric Utility | PV | SUN | SUN | ISNE | 64251 | 7265 | 2021
Vintage2016 | solar pv | TRUE | 60875 | N | . | GMP Solar - Williston | Green Mountain Power Corp | 7601 | VT | NEW | NPCC |  | 22 | 1 | Electric Utility | PV | SUN | SUN | ISNE | 60405 | 6830 | 2021
Vintage2016 | solar pv | TRUE | 60876 | N | . | Eastern Iowa Solar | Central Iowa Power Cooperative | 3258 | IA | WNC | MRO |  | 22 | 1 | Electric Utility | PV | SUN | SUN | MISO | 26179 | 2960 | 2021
Vintage2016 | solar pv | TRUE | 60877 | N | . | GMP Solar - Williamstown | Green Mountain Power Corp | 7601 | VT | NEW | NPCC |  | 22 | 1 | Electric Utility | PV | SUN | SUN | ISNE | 61245 | 6925 | 2021
Vintage2016 | solar pv | TRUE | 60878 | N | . | Sutton Solar CSG | Sutton Solar, LLC | 60529 | MA | NEW | NPCC |  | 22 | 2 | NAICS-22 Non-Cogen | PV | SUN | SUN | ISNE | 27789 | 3142 | 2021
Vintage2015 | solar pv | TRUE | 60879 | N | . | Nexamp Peak CSG | Nexamp Peak, LLC | 60530 | MA | NEW | NPCC |  | 22 | 2 | NAICS-22 Non-Cogen | PV | SUN | SUN | ISNE | 16678 | 1886 | 2021
Vintage2016 | solar pv | TRUE | 60880 | N | . | Stafford MS Ground Mount Community Solar | Town of Stafford, CT | 60911 | CT | NEW | NPCC |  | 22 | 2 | NAICS-22 Non-Cogen | PV | SUN | SUN | ISNE | 26999 | 3053 | 2021
Vintage2015 | solar pv | TRUE | 60881 | N | . | Bernhardt Furniture Solar Farm | Bernhardt Furniture Company | 60532 | NC | SAT | SERC |  | 22 | 2 | NAICS-22 Non-Cogen | PV | SUN | SUN | DUK | 14991 | 1695 | 2021
Vintage2018 | solar pv | TRUE | 60882 | N | . | Carl Friedrich Gauss Solar | Heelstone Energy Holdings, LLC | 59462 | NC | SAT | SERC |  | 22 | 2 | NAICS-22 Non-Cogen | PV | SUN | SUN | PJM | 80366 | 9087 | 2021
Vintage2017 | onshore wind | TRUE | 60883 | N | . | Deerfield Wind Energy, LLC | Deerfield Wind Energy, LLC | 60537 | MI | ENC | RFC |  | 22 | 2 | NAICS-22 Non-Cogen | WT | WND | WND | MISO | 4565838 | 516264 | 2021
Vintage2017 | solar pv | TRUE | 60885 | N | . | Boulder Solar II, LLC | AEP Renewables | 60639 | NV | MTN | WECC |  | 22 | 2 | NAICS-22 Non-Cogen | PV | SUN | SUN | NEVP | 1143794 | 129330 | 2021
Vintage2016 | solar pv | TRUE | 60886 | N | . | Pavant Solar III | AEP Renewables | 60639 | UT | MTN | WECC |  | 22 | 2 | NAICS-22 Non-Cogen | PV | SUN | SUN | PACE | 427093 | 48292 | 2021
Vintage2017 | solar pv | TRUE | 60887 | N | . | Sauk DPC Solar | SoCore Energy LLC | 60520 | WI | ENC | MRO |  | 22 | 2 | NAICS-22 Non-Cogen | PV | SUN | SUN | MISO | 13151 | 1487 | 2021
Vintage2017 | solar pv | TRUE | 60888 | N | . | Lafayette DPC Solar | SoCore Energy LLC | 60520 | WI | ENC | MRO |  | 22 | 2 | NAICS-22 Non-Cogen | PV | SUN | SUN | MISO | 14753 | 1668 | 2021
Vintage2017 | solar pv | TRUE | 60889 | N | . | Conrath DPC Solar | SoCore Energy LLC | 60520 | WI | ENC | MRO |  | 22 | 2 | NAICS-22 Non-Cogen | PV | SUN | SUN | MISO | 13692 | 1548 | 2021
Vintage2017 | solar pv | TRUE | 60890 | N | . | Warren DPC Solar | SoCore Energy LLC | 60520 | WI | ENC | MRO |  | 22 | 2 | NAICS-22 Non-Cogen | PV | SUN | SUN | MISO | 34979 | 3955 | 2021
Vintage2017 | solar pv | TRUE | 60891 | N | . | Liberty Pole DPC Solar | SoCore Energy LLC | 60520 | WI | ENC | MRO |  | 22 | 2 | NAICS-22 Non-Cogen | PV | SUN | SUN | MISO | 18953 | 2143 | 2021
Vintage2017 | solar pv | TRUE | 60892 | N | . | Downsville DPC Solar | SoCore Energy LLC | 60520 | WI | ENC | MRO |  | 22 | 2 | NAICS-22 Non-Cogen | PV | SUN | SUN | MISO | 15777 | 1784.07 | 2021
Vintage2017 | solar pv | TRUE | 60893 | N | . | Mt. Hope DPC Solar | SoCore Energy LLC | 60520 | WI | ENC | MRO |  | 22 | 2 | NAICS-22 Non-Cogen | PV | SUN | SUN | MISO | 16831 | 1903 | 2021
Vintage2017 | solar pv | TRUE | 60894 | N | . | Medford DPC Solar | SoCore Energy LLC | 60520 | WI | ENC | MRO |  | 22 | 2 | NAICS-22 Non-Cogen | PV | SUN | SUN | MISO | 25992 | 2939 | 2021
Vintage2017 | solar pv | TRUE | 60895 | N | . | Whistling Winds DPC Solar | SoCore Energy LLC | 60520 | WI | ENC | MRO |  | 22 | 2 | NAICS-22 Non-Cogen | PV | SUN | SUN | MISO | 25188 | 2848 | 2021
Vintage2017 | onshore wind | TRUE | 60901 | N | . | Willow Springs Wind Farm | Willow Springs Windfarm, LLC | 60542 | TX | WSC | TRE |  | 22 | 2 | NAICS-22 Non-Cogen | WT | WND | WND | ERCO | 8159555 | 922609 | 2021
Vintage2017 | onshore wind | TRUE | 60902 | N | . | Dermott Wind | Dermott Wind, LLC | 60543 | TX | WSC | TRE |  | 22 | 2 | NAICS-22 Non-Cogen | WT | WND | WND | ERCO | 8254037 | 933292 | 2021
Vintage2018 | natural gas combined cycle | TRUE | 60903 | N | . | Salem Harbor Power Development LP | Salem Harbor Power Development LP | 59928 | MA | NEW | NPCC |  | 22 | 2 | NAICS-22 Non-Cogen | CA | NG | NG | ISNE | 29913 | 270220 | 2021
Vintage2018 | natural gas combined cycle | TRUE | 60903 | N | . | Salem Harbor Power Development LP | Salem Harbor Power Development LP | 59928 | MA | NEW | NPCC |  | 22 | 2 | NAICS-22 Non-Cogen | CT | NG | NG | ISNE | 5986118 | 461793 | 2021
Vintage2018 | solar pv | TRUE | 60904 | N | . | Time Warner Cable - Knowles | Tesla Inc. | 60947 | NY | MAT | NPCC |  | 22 | 2 | NAICS-22 Non-Cogen | PV | SUN | SUN | NYIS | 25728 | 2909 | 2021
Vintage2017 | onshore wind | TRUE | 60905 | N | . | Oliver Wind III, LLC | Oliver Wind III, LLC | 60562 | ND | WNC | MRO |  | 22 | 2 | NAICS-22 Non-Cogen | WT | WND | WND | MISO | 3576274 | 404373 | 2021
| other | FALSE | 60906 | N | . | Mt. Tom Solar Project Hybrid | Mt. Tom Solar, LLC | 60471 | MA | NEW | NPCC |  | 22 | 2 | NAICS-22 Non-Cogen | BA | MWH | OTH | ISNE | 0 | -301 | 2021
Vintage2017 | solar pv | TRUE | 60906 | N | . | Mt. Tom Solar Project Hybrid | Mt. Tom Solar, LLC | 60471 | MA | NEW | NPCC |  | 22 | 2 | NAICS-22 Non-Cogen | PV | SUN | SUN | ISNE | 56161 | 6350 | 2021
Vintage2017 | solar pv | TRUE | 60908 | N | . | Northampton Landfill Solar PV | Ameresco Glendale Road Solar PV LLC | 60541 | MA | NEW | NPCC |  | 22 | 2 | NAICS-22 Non-Cogen | PV | SUN | SUN | ISNE | 32642 | 3691 | 2021
Vintage2014 | solar pv | TRUE | 60909 | N | . | Hartford Landfill Solar EGF | Materials Innovation Recycling Authority | 60166 | CT | NEW | NPCC |  | 22 | 2 | NAICS-22 Non-Cogen | PV | SUN | SUN | ISNE | 13169 | 1489 | 2021
Vintage2016 | onshore wind | TRUE | 60911 | N | . | Green Energy Machine | Green Energy Machine, LLC | 60567 | IA | WNC | MRO |  | 22 | 2 | NAICS-22 Non-Cogen | WT | WND | WND | MISO | 60627 | 6855 | 2021
Vintage2016 | solar pv | TRUE | 60912 | N | . | Cold River Road Solar | AEP Onsite Partners, LLC | 60571 | VT | NEW | NPCC |  | 22 | 2 | NAICS-22 Non-Cogen | PV | SUN | SUN | ISNE | 29105 | 3291 | 2021
Vintage2018 | solar pv | TRUE | 60913 | N | . | Ohio Northern University Solar Site | AEP Onsite Partners, LLC | 60571 | OH | ENC | RFC |  | 22 | 2 | NAICS-22 Non-Cogen | PV | SUN | SUN | PJM | 40583 | 4589 | 2021
Vintage2016 | solar pv | TRUE | 60914 | N | . | Westmont 300B | Westmont Solar, LLC | 60991 | CA | PACC | WECC |  | 22 | 2 | NAICS-22 Non-Cogen | PV | SUN | SUN | LDWP | 50128 | 5668 | 2021
Vintage2017 | solar pv | TRUE | 60915 | N | . | Correctional Solar LLC | Dominion Renewable Energy | 58468 | VA | SAT | SERC |  | 22 | 2 | NAICS-22 Non-Cogen | PV | SUN | SUN | PJM | 300414 | 33968 | 2021
Vintage2017 | solar pv | TRUE | 60916 | N | . | Sussex Drive, LLC | Dominion Renewable Energy | 58468 | VA | SAT | SERC |  | 22 | 2 | NAICS-22 Non-Cogen | PV | SUN | SUN | PJM | 339963 | 38440 | 2021
Vintage2017 | solar pv | TRUE | 60917 | N | . | Buckingham Solar LLC | Dominion Renewable Energy | 58468 | VA | SAT | SERC |  | 22 | 2 | NAICS-22 Non-Cogen | PV | SUN | SUN | PJM | 302811 | 34239 | 2021
Vintage2016 | biomass | TRUE | 60918 | N | . | Verwey-Hanford Dairy Digester #1 | AlsoEnergy | 60572 | CA | PACC | WECC |  | 22 | 2 | NAICS-22 Non-Cogen | IC | OBG | ORW | CISO | 747 | 66 | 2021
Vintage2016 | solar pv | TRUE | 60919 | N | . | Shakopee Met Council WTP | Oak Leaf Solar V LLC | 60573 | MN | WNC | MRO |  | 22 | 2 | NAICS-22 Non-Cogen | PV | SUN | SUN | MISO | 14408 | 1629 | 2021
Vintage2017 | solar pv | TRUE | 60920 | N | . | Viper Solar | Cypress Creek Renewables | 61060 | NC | SAT | SERC |  | 22 | 2 | NAICS-22 Non-Cogen | PV | SUN | SUN | CPLE | 34642 | 3917 | 2021
Vintage2017 | solar pv | TRUE | 60921 | N | . | Scarlet Solar | Cypress Creek Renewables | 61060 | NC | SAT | SERC |  | 22 | 2 | NAICS-22 Non-Cogen | PV | SUN | SUN | CPLE | 34836 | 3939 | 2021
Vintage2017 | solar pv | TRUE | 60922 | N | . | Ruskin Solar | Cypress Creek Renewables | 61060 | NC | SAT | SERC |  | 22 | 2 | NAICS-22 Non-Cogen | PV | SUN | SUN | CPLE | 33774 | 3819 | 2021
Vintage2016 | solar pv | TRUE | 60923 | N | . | Clyde Solar Array | AEP Onsite Partners, LLC | 60571 | OH | ENC | RFC |  | 22 | 2 | NAICS-22 Non-Cogen | PV | SUN | SUN | PJM | 33961 | 3840 | 2021
Vintage2016 | solar pv | TRUE | 60924 | N | . | Ozarks Natural Energy Community Solar | Ozarks Electric Coop Corp - (AR) | 14289 | AR | WSC | MRO |  | 22 | 1 | Electric Utility | PV | SUN | SUN | SWPP | 13418 | 1517 | 2021
| natural gas combined cycle | FALSE | 60925 | N | . | Montgomery County | Entergy Texas Inc. | 55937 | TX | WSC | SERC |  | 22 | 1 | Electric Utility | CA | NG | NG | MISO | 0 | 1949763 | 2021
Vintage2021 | natural gas combined cycle | TRUE | 60925 | N | . | Montgomery County | Entergy Texas Inc. | 55937 | TX | WSC | SERC |  | 22 | 1 | Electric Utility | CT | NG | NG | MISO | 36460373 | 3253321 | 2021
| natural gas combined cycle | FALSE | 60926 | N | . | St. Charles Power Station (LA) | Entergy Louisiana LLC | 11241 | LA | WSC | SERC |  | 22 | 1 | Electric Utility | CA | NG | NG | MISO | 0 | 2084998 | 2021
Vintage2019 | natural gas combined cycle | TRUE | 60926 | N | . | St. Charles Power Station (LA) | Entergy Louisiana LLC | 11241 | LA | WSC | SERC |  | 22 | 1 | Electric Utility | CT | NG | NG | MISO | 34183634 | 2926301 | 2021
| natural gas combined cycle | FALSE | 60927 | N | . | Lake Charles Power | Entergy Louisiana LLC | 11241 | LA | WSC | SERC |  | 22 | 1 | Electric Utility | CA | NG | NG | MISO | 0 | 2246099 | 2021
Vintage2020 | natural gas combined cycle | TRUE | 60927 | N | . | Lake Charles Power | Entergy Louisiana LLC | 11241 | LA | WSC | SERC |  | 22 | 1 | Electric Utility | CT | NG | NG | MISO | 38010077 | 3289094 | 2021
Vintage2020 | natural gas peaker | TRUE | 60928 | N | . | New Orleans Power | Entergy New Orleans, LLC | 13478 | LA | WSC | SERC |  | 22 | 1 | Electric Utility | GT | NG | NG | MISO | 1950531 | 166060 | 2021
Vintage2016 | solar pv | TRUE | 60929 | N | . | Red Oak Solar Farm, LLC | Heelstone Energy Holdings, LLC | 59462 | NC | SAT | SERC |  | 22 | 2 | NAICS-22 Non-Cogen | PV | SUN | SUN | DUK | 84974 | 9608 | 2021
Vintage2015 | solar pv | TRUE | 60930 | N | . | Dublin Solar I | AES Distributed Energy | 61012 | GA | SAT | SERC |  | 22 | 2 | NAICS-22 Non-Cogen | PV | SUN | SUN | SOCO | 55284 | 6251 | 2021
Vintage2016 | onshore wind | TRUE | 60931 | N | . | CCC Hastings Wind Turbine | CCC Hastings Renewable Energy, LLC | 60578 | NE | WNC | MRO |  | 22 | 2 | NAICS-22 Non-Cogen | WT | WND | WND | SWPP | 62855 | 7107 | 2021
Vintage2015 | onshore wind | TRUE | 60932 | N | . | Creston Ridge Wind Farm | Creston Ridge, LLC | 60577 | NE | WNC | MRO |  | 22 | 2 | NAICS-22 Non-Cogen | WT | WND | WND | SWPP | 236021 | 26687 | 2021
Vintage2015 | natural gas peaker | FALSE | 60933 | Y | . | Hopewell Cogeneration NJ | Hopewell Campus Owners LLC | 63953 | NJ | MAT | RFC |  | 541 | 5 | Commercial NAICS Cogen | IC | NG | NG | PJM | 16737 | 1506 | 2021
Vintage2017 | solar pv | TRUE | 60935 | N | . | GRE Marshan Solar | SoCore Energy LLC | 60520 | MN | WNC | MRO |  | 22 | 2 | NAICS-22 Non-Cogen | PV | SUN | SUN | MISO | 13814 | 1562 | 2021
Vintage2018 | solar pv | TRUE | 60936 | N | . | New Auburn DPC Solar | SoCore Energy LLC | 60520 | WI | ENC | MRO |  | 22 | 2 | NAICS-22 Non-Cogen | PV | SUN | SUN | MISO | 43744 | 4946 | 2021
Vintage2017 | solar pv | TRUE | 60937 | N | . | Antlia Community Solar | Antlia Community Solar | 60587 | MN | WNC | MRO |  | 22 | 2 | NAICS-22 Non-Cogen | PV | SUN | SUN | MISO | 32103 | 3630 | 2021
Vintage2017 | solar pv | TRUE | 60938 | N | . | Aries Community Solar | Aries Community Solar | 60588 | MN | WNC | MRO |  | 22 | 2 | NAICS-22 Non-Cogen | PV | SUN | SUN | MISO | 59573 | 6736 | 2021
Vintage2017 | solar pv | TRUE | 60939 | N | . | Centaurus Community Solar | Centaurus Community Solar | 60589 | MN | WNC | MRO |  | 22 | 2 | NAICS-22 Non-Cogen | PV | SUN | SUN | MISO | 31830 | 3599 | 2021
Vintage2017 | solar pv | TRUE | 60940 | N | . | Gemini Community Solar | Gemini Community Solar | 60590 | MN | WNC | MRO |  | 22 | 2 | NAICS-22 Non-Cogen | PV | SUN | SUN | MISO | 43885 | 4962 | 2021
Vintage2017 | solar pv | TRUE | 60941 | N | . | Mapleton Community Solar | Mapleton Community Solar | 60591 | MN | WNC | MRO |  | 22 | 2 | NAICS-22 Non-Cogen | PV | SUN | SUN | MISO | 36915 | 4174 | 2021
Vintage2017 | solar pv | TRUE | 60942 | N | . | Morgan Community Solar | Morgan Community Solar | 60592 | MN | WNC | MRO |  | 22 | 2 | NAICS-22 Non-Cogen | PV | SUN | SUN | MISO | 43842 | 4957 | 2021
Vintage2017 | solar pv | TRUE | 60943 | N | . | Spica Community Solar | Spica Community Solar | 60593 | MN | WNC | MRO |  | 22 | 2 | NAICS-22 Non-Cogen | PV | SUN | SUN | MISO | 31176 | 3525 | 2021
Vintage2017 | solar pv | TRUE | 60944 | N | . | Vega Community Solar | Vega Community Solar | 60594 | MN | WNC | MRO |  | 22 | 2 | NAICS-22 Non-Cogen | PV | SUN | SUN | MISO | 80101 | 9057 | 2021
Vintage2017 | solar pv | TRUE | 60945 | N | . | Spartan PV 1, LLC | Spartan PV 1, LLC | 60595 | MI | ENC | RFC |  | 22 | 2 | NAICS-22 Non-Cogen | PV | SUN | SUN | MISO | 120129 | 13583 | 2021
Vintage2017 | solar pv | TRUE | 60947 | N | . | Jacumba Solar Farm | AEP Renewables | 60639 | CA | PACC | WECC |  | 22 | 2 | NAICS-22 Non-Cogen | PV | SUN | SUN | CISO | 383202 | 43329 | 2021
Vintage2017 | solar pv | TRUE | 60951 | N | . | West Dubuque Solar | Interstate Power and Light Co | 9417 | IA | WNC | MRO |  | 22 | 1 | Electric Utility | PV | SUN | SUN | MISO | 45989 | 5200 | 2021
Vintage2016 | solar pv | TRUE | 60953 | N | . | Owens Valley Solar Project 11 | Los Angeles Department of Water & Power | 11208 | CA | PACC | WECC |  | 22 | 2 | NAICS-22 Non-Cogen | PV | SUN | SUN | LDWP | 25522 | 2886 | 2021
Vintage2017 | solar pv | TRUE | 60954 | N | . | VEC Magee Hill Solar | SoCore Energy LLC | 60520 | VT | NEW | NPCC |  | 22 | 2 | NAICS-22 Non-Cogen | PV | SUN | SUN | ISNE | 14318 | 1619 | 2021
Vintage2017 | solar pv | TRUE | 60955 | N | . | Strawberry Point DPC Solar | SoCore Energy LLC | 60520 | IA | WNC | MRO |  | 22 | 2 | NAICS-22 Non-Cogen | PV | SUN | SUN | MISO | 18954 | 2143 | 2021
Vintage2017 | solar pv | TRUE | 60956 | N | . | Westar Cities Solar | SoCore Energy LLC | 60520 | KS | WNC | MRO |  | 22 | 2 | NAICS-22 Non-Cogen | PV | SUN | SUN | SWPP | 19589 | 2215 | 2021
Vintage2017 | solar pv | TRUE | 60957 | N | . | Sand Lake DPC Solar | SoCore Energy LLC | 60520 | WI | ENC | MRO |  | 22 | 2 | NAICS-22 Non-Cogen | PV | SUN | SUN | MISO | 21076 | 2383 | 2021
Vintage2018 | solar pv | TRUE | 60958 | N | . | Nesvold Watertown Solar | SoCore Energy LLC | 60520 | MN | WNC | MRO |  | 22 | 2 | NAICS-22 Non-Cogen | PV | SUN | SUN | MISO | 79614 | 9002 | 2021
| other | FALSE | 60959 | N | . | Chocksett Rd Energy Storage Project | Sterling Municipal Light Department | 58375 | MA | NEW | NPCC |  | 22 | 1 | Electric Utility | BA | MWH | OTH | ISNE | 0 | -40 | 2021
Vintage0 | natural gas peaker | FALSE | 60960 | N | . | Hyperion Treatment Plant CHP Plant | Constellation New Energy Inc. | 60396 | CA | PACC | WECC |  | 22 | 2 | NAICS-22 Non-Cogen | GT | NG | NG | LDWP | 482719 | 42668.058 | 2021
Vintage2017 | biomass | TRUE | 60960 | N | . | Hyperion Treatment Plant CHP Plant | Constellation New Energy Inc. | 60396 | CA | PACC | WECC |  | 22 | 2 | NAICS-22 Non-Cogen | GT | OBG | ORW | LDWP | 1002405 | 88870.942 | 2021
Vintage2018 | solar pv | TRUE | 60961 | N | . | Violet Solar | Violet Solar, LLC | 60597 | NC | SAT | SERC |  | 22 | 2 | NAICS-22 Non-Cogen | PV | SUN | SUN | DUK | 63756 | 7209 | 2021
Vintage2018 | solar pv | TRUE | 60962 | N | . | Red Maple Solar | Terraform Arcadia | 63249 | MN | WNC | MRO |  | 22 | 2 | NAICS-22 Non-Cogen | PV | SUN | SUN | MISO | 50853 | 5750 | 2021
Vintage2017 | solar pv | TRUE | 60964 | N | . | Apache Solar 1 | Arizona Electric Pwr Coop Inc | 796 | AZ | MTN | WECC |  | 22 | 1 | Electric Utility | PV | SUN | SUN | WALC | 471175 | 53276 | 2021
Vintage2016 | solar pv | TRUE | 60965 | N | . | Cotten Farm, LLC | Heelstone Energy Holdings, LLC | 59462 | NC | SAT | SERC |  | 22 | 2 | NAICS-22 Non-Cogen | PV | SUN | SUN | CPLE | 84194 | 9520 | 2021
Vintage2017 | solar pv | TRUE | 60966 | N | . | Lind Solar CSG | Terraform Arcadia | 63249 | MN | WNC | MRO |  | 22 | 2 | NAICS-22 Non-Cogen | PV | SUN | SUN | MISO | 17678 | 1999 | 2021
Vintage2016 | solar pv | TRUE | 60967 | N | . | Onyx - Lamphear Road CSG | Onyx Asset Services Group | 60584 | NY | MAT | NPCC |  | 22 | 2 | NAICS-22 Non-Cogen | PV | SUN | SUN | NYIS | 24974 | 2824 | 2021
Vintage2017 | solar pv | TRUE | 60968 | N | . | Scott-II Solar LLC | Dominion Renewable Energy | 58468 | VA | SAT | SERC |  | 22 | 2 | NAICS-22 Non-Cogen | PV | SUN | SUN | PJM | 367626 | 41568 | 2021
Vintage2017 | solar pv | TRUE | 60971 | N | . | Michael Solar | SoCore Energy LLC | 60520 | MN | WNC | MRO |  | 22 | 2 | NAICS-22 Non-Cogen | PV | SUN | SUN | MISO | 67471 | 7629 | 2021
| other | FALSE | 60974 | N | . | Glendale Battery Energy Storage System | City of Glendale - (CA) | 7294 | CA | PACC | WECC |  | 22 | 1 | Electric Utility | BA | MWH | OTH | LDWP | 0 | 1 | 2021
Vintage2017 | solar pv | TRUE | 60975 | N | . | Whitney Point Solar | Whitney Point Solar, LLC | 60619 | CA | PACC | WECC |  | 22 | 2 | NAICS-22 Non-Cogen | PV | SUN | SUN | CISO | 482528 | 54560 | 2021
Vintage2016 | solar pv | TRUE | 60976 | N | . | OSLH, LLC | OSLH, LLC | 60610 | OR | PACC | WECC |  | 22 | 2 | NAICS-22 Non-Cogen | PV | SUN | SUN | PACW | 200875 | 22713 | 2021
Vintage2016 | solar pv | TRUE | 60978 | N | . | CSUF State College | Goldman Sachs Renewable Power LLC | 61944 | CA | PACC | WECC |  | 22 | 2 | NAICS-22 Non-Cogen | PV | SUN | SUN | CISO | 14999 | 1696 | 2021
Vintage2016 | solar pv | TRUE | 60979 | N | . | CSUF Nutwood Solar | Goldman Sachs Renewable Power LLC | 61944 | CA | PACC | WECC |  | 22 | 2 | NAICS-22 Non-Cogen | PV | SUN | SUN | CISO | 29830 | 3373 | 2021
Vintage2016 | solar pv | TRUE | 60980 | N | . | ZV Solar 1 | Cypress Creek Renewables | 61060 | NC | SAT | SERC |  | 22 | 2 | NAICS-22 Non-Cogen | PV | SUN | SUN | CPLE | 84612 | 9567 | 2021
Vintage2017 | solar pv | TRUE | 60981 | N | . | NextEra Westside PV | Westside Solar, LLC | 60614 | CA | PACC | WECC |  | 22 | 2 | NAICS-22 Non-Cogen | PV | SUN | SUN | CISO | 477045 | 53940 | 2021
Vintage2015 | solar pv | TRUE | 60982 | N | . | Atkinson Farm Solar | Strata Manager, LLC | 64778 | NC | SAT | SERC |  | 22 | 2 | NAICS-22 Non-Cogen | PV | SUN | SUN | CPLE | 79887 | 9033 | 2021
Vintage2017 | onshore wind | TRUE | 60983 | N | . | Buckthorn Wind | Buckthorn Wind Project, LLC | 60617 | TX | WSC | TRE |  | 22 | 2 | NAICS-22 Non-Cogen | WT | WND | WND | ERCO | 3036658 | 343358 | 2021
Vintage2017 | solar pv | TRUE | 60984 | N | . | Lindberg Field Solar 2 | Lindberg Field Solar 2, LLC | 60618 | CA | PACC | WECC |  | 22 | 2 | NAICS-22 Non-Cogen | PV | SUN | SUN | CISO | 42975 | 4859 | 2021
Vintage2016 | solar pv | TRUE | 60985 | N | . | Elizabethtown Solar | AES Distributed Energy | 61012 | PA | MAT | RFC |  | 22 | 2 | NAICS-22 Non-Cogen | PV | SUN | SUN | PJM | 25974 | 2937 | 2021
Vintage2016 | solar pv | TRUE | 60986 | N | . | AIS Solar Project | Terraform Arcadia | 63249 | MA | NEW | NPCC |  | 22 | 2 | NAICS-22 Non-Cogen | PV | SUN | SUN | ISNE | 53498 | 6049 | 2021
Vintage2018 | onshore wind | TRUE | 60987 | N | . | Santa Rita Wind Energy | BHE Renewables, LLC | 59359 | TX | WSC | TRE |  | 22 | 2 | NAICS-22 Non-Cogen | WT | WND | WND | ERCO | 10663306 | 1205711 | 2021
Vintage2017 | solar pv | TRUE | 60989 | N | . | SolaireHolman Solar Project | SolaireHolman 1, LLC | 60636 | TX | WSC | TRE |  | 22 | 2 | NAICS-22 Non-Cogen | PV | SUN | SUN | ERCO | 1045218 | 118184 | 2021
Vintage2016 | solar pv | TRUE | 60990 | N | . | Florence Solar W3-080, LLC | Altus Power America Management, LLC | 60281 | NJ | MAT | RFC |  | 22 | 2 | NAICS-22 Non-Cogen | PV | SUN | SUN | PJM | 102547 | 11595 | 2021
Vintage2017 | onshore wind | TRUE | 60991 | N | . | Sterling I Wind Farm | AEM Wind LLC | 60634 | NM | MTN | MRO |  | 22 | 2 | NAICS-22 Non-Cogen | WT | WND | WND | SWPP | 1111604 | 125690 | 2021
Vintage2018 | solar pv | TRUE | 60992 | N | . | Northern Cardinal Solar | Terraform Arcadia | 63249 | NC | SAT | SERC |  | 22 | 2 | NAICS-22 Non-Cogen | PV | SUN | SUN | PJM | 33386 | 3775 | 2021
Vintage2016 | solar pv | TRUE | 60993 | N | . | Darlington Solar, LLC | Darlington Solar, LLC | 60611 | SC | SAT | SERC |  | 22 | 2 | NAICS-22 Non-Cogen | PV | SUN | SUN | CPLE | 166179 | 18790 | 2021
Vintage2014 | solar pv | FALSE | 60994 | N | . | French's Landfill PV | Brick Standard, LLC | 60640 | NJ | MAT | RFC |  | 421 | 4 | Commercial NAICS Non-Cogen | PV | SUN | SUN | PJM | 60997 | 6897 | 2021
Vintage2017 | solar pv | TRUE | 60995 | N | . | Ramona Solar Energy | San Diego Gas & Electric Co | 16609 | CA | PACC | WECC |  | 22 | 1 | Electric Utility | PV | SUN | SUN | CISO | 22162 | 2506 | 2021
| other | FALSE | 60996 | N | . | Iron Horse Battery Storage Hybrid | Iron Horse Battery Storage, LLC | 60633 | AZ | MTN | WECC |  | 22 | 2 | NAICS-22 Non-Cogen | BA | MWH | OTH | TEPC | 0 | -330 | 2021
Vintage2017 | solar pv | TRUE | 60996 | N | . | Iron Horse Battery Storage Hybrid | Iron Horse Battery Storage, LLC | 60633 | AZ | MTN | WECC |  | 22 | 2 | NAICS-22 Non-Cogen | PV | SUN | SUN | TEPC | 29555 | 3342 | 2021
Vintage2019 | solar pv | TRUE | 60997 | N | . | Everett PV1 | Ecoplexus, Inc | 58970 | NC | SAT | SERC |  | 22 | 2 | NAICS-22 Non-Cogen | PV | SUN | SUN | PJM | 172697 | 19527 | 2021
Vintage2020 | solar pv | TRUE | 60998 | N | . | Underwood PV2 | Ecoplexus, Inc | 58970 | NC | SAT | SERC |  | 22 | 2 | NAICS-22 Non-Cogen | PV | SUN | SUN | PJM | 289189 | 32699 | 2021
Vintage2020 | onshore wind | TRUE | 60999 | N | . | Reading Wind Project | Southern Power Co | 17650 | KS | WNC | MRO |  | 22 | 2 | NAICS-22 Non-Cogen | WT | WND | WND | SWPP | 5909790 | 668226 | 2021
Vintage1944 | hydro | FALSE | 61000 | N | . | King Mill | Augusta Canal Authority | 55810 | GA | SAT | SERC |  | 313 | 6 | Industrial NAICS Non-Cogen | HY | WAT | HYC | SOCO | 69576 | 7867 | 2021
Vintage2018 | onshore wind | TRUE | 61001 | N | . | Cactus Flats Wind Energy Project | Southern Power Co | 17650 | TX | WSC | TRE |  | 22 | 2 | NAICS-22 Non-Cogen | WT | WND | WND | ERCO | 3836589 | 433807 | 2021
Vintage2016 | onshore wind | TRUE | 61002 | N | . | WED Portsmouth One, LLC | WED Portsmouth One, LLC | 60621 | RI | NEW | NPCC |  | 22 | 2 | NAICS-22 Non-Cogen | WT | WND | WND | ISNE | 39453 | 4461 | 2021
Vintage2016 | solar pv | TRUE | 61003 | N | . | Musgrave East Solar Farm | Artemis Solar LLC | 60643 | NY | MAT | NPCC |  | 22 | 2 | NAICS-22 Non-Cogen | PV | SUN | SUN | NYIS | 27177 | 3073 | 2021
Vintage2018 | onshore wind | FALSE | 61004 | N | . | Whirlpool Corporation - Ottawa Wind Farm | OEE XXIV LLC | 60644 | OH | ENC | RFC |  | 335 | 6 | Industrial NAICS Non-Cogen | WT | WND | WND | PJM | 34818 | 3937 | 2021
Vintage2017 | onshore wind | FALSE | 61005 | N | . | Whirlpool Corporation - Marion Wind Farm | OEE XXIII LLC | 60645 | OH | ENC | RFC |  | 335 | 6 | Industrial NAICS Non-Cogen | WT | WND | WND | PJM | 79243 | 8960 | 2021
Vintage2017 | solar pv | TRUE | 61006 | N | . | SCDA Solar 1 | SCDA Solar 1, LLC | 60648 | CA | PACC | WECC |  | 22 | 2 | NAICS-22 Non-Cogen | PV | SUN | SUN | CISO | 115900 | 13105 | 2021
Vintage2017 | solar pv | TRUE | 61007 | N | . | Redbrook Community Solar 1 | Redbrook Solar 1, LLC | 60649 | MA | NEW | NPCC |  | 22 | 2 | NAICS-22 Non-Cogen | PV | SUN | SUN | ISNE | 61722 | 6979 | 2021
Vintage2017 | solar pv | TRUE | 61008 | N | . | Brook Street Solar 1 CSG | Brook Street Solar 1, LLC | 60650 | MA | NEW | NPCC |  | 22 | 2 | NAICS-22 Non-Cogen | PV | SUN | SUN | ISNE | 77032 | 8710 | 2021
Vintage2017 | solar pv | TRUE | 61009 | N | . | Spring Street Solar 1 CSG | Spring Street Solar 1, LLC | 60651 | MA | NEW | NPCC |  | 22 | 2 | NAICS-22 Non-Cogen | PV | SUN | SUN | ISNE | 33493 | 3787 | 2021
Vintage2018 | solar pv | TRUE | 61010 | N | . | Bullock Road Solar 1 | Bullock Road Solar 1, LLC | 60655 | MA | NEW | NPCC |  | 22 | 2 | NAICS-22 Non-Cogen | PV | SUN | SUN | ISNE | 72690 | 8219 | 2021
Vintage2020 | solar pv | TRUE | 61011 | N | . | Chestnut Solar | Chestnut Solar LLC | 60656 | NC | SAT | SERC |  | 22 | 2 | NAICS-22 Non-Cogen | PV | SUN | SUN | PJM | 1307328 | 147821 | 2021
Vintage2007 | biomass | TRUE | 61012 | N | . | Mill Seat Renewable Energy Facility | WM Renewable Energy LLC | 54842 | NY | MAT | NPCC |  | 22 | 2 | NAICS-22 Non-Cogen | IC | LFG | MLG | NYIS | 638991 | 51733 | 2021
Vintage2017 | solar pv | TRUE | 61013 | N | . | Marin Clean Energy Solar One | AES Distributed Energy | 61012 | CA | PACC | WECC |  | 22 | 2 | NAICS-22 Non-Cogen | PV | SUN | SUN | CISO | 186652 | 21105 | 2021
Vintage2016 | solar pv | TRUE | 61015 | N | . | Musgrave West Solar Farm | Artemis Solar LLC | 60643 | NY | MAT | NPCC |  | 22 | 2 | NAICS-22 Non-Cogen | PV | SUN | SUN | NYIS | 27547 | 3115 | 2021
Vintage2017 | solar pv | TRUE | 61016 | N | . | Stafford St Solar 1 CSG | Stafford St Solar 1, LLC | 60652 | MA | NEW | NPCC |  | 22 | 2 | NAICS-22 Non-Cogen | PV | SUN | SUN | ISNE | 32182 | 3639 | 2021
Vintage2018 | solar pv | TRUE | 61017 | N | . | Stafford St 2 Community Solar | Stafford St Solar 2, LLC | 60653 | MA | NEW | NPCC |  | 22 | 2 | NAICS-22 Non-Cogen | PV | SUN | SUN | ISNE | 33519 | 3790 | 2021
Vintage2017 | solar pv | TRUE | 61018 | N | . | Stafford St Solar 3 CSG | Stafford St Solar 3, LLC | 60654 | MA | NEW | NPCC |  | 22 | 2 | NAICS-22 Non-Cogen | PV | SUN | SUN | ISNE | 16450 | 1860 | 2021
Vintage2016 | solar pv | TRUE | 61019 | N | . | Siler 421 Farm, LLC | Heelstone Energy Holdings, LLC | 59462 | NC | SAT | SERC |  | 22 | 2 | NAICS-22 Non-Cogen | PV | SUN | SUN | CPLE | 88032 | 9954 | 2021
Vintage2018 | solar pv | TRUE | 61020 | N | . | Indian River Solar Center | Florida Power & Light Co | 6452 | FL | SAT | SERC |  | 22 | 1 | Electric Utility | PV | SUN | SUN | FPL | 1417958 | 160330 | 2021
Vintage2018 | solar pv | TRUE | 61021 | N | . | Horizon Solar Energy Center | Florida Power & Light Co | 6452 | FL | SAT | SERC |  | 22 | 1 | Electric Utility | PV | SUN | SUN | FPL | 1260269 | 142500 | 2021
Vintage2018 | solar pv | TRUE | 61022 | N | . | Coral Farms Solar Energy Center | Florida Power & Light Co | 6452 | FL | SAT | SERC |  | 22 | 1 | Electric Utility | PV | SUN | SUN | FPL | 1220429 | 137995 | 2021
Vintage2018 | solar pv | TRUE | 61023 | N | . | Hollyfield | Virginia Electric & Power Co | 19876 | VA | SAT | SERC |  | 22 | 1 | Electric Utility | PV | SUN | SUN | PJM | 265975 | 30074 | 2021
Vintage2018 | solar pv | TRUE | 61024 | N | . | Hammock Solar | Florida Power & Light Co | 6452 | FL | SAT | SERC |  | 22 | 1 | Electric Utility | PV | SUN | SUN | FPL | 1412749 | 159741 | 2021
Vintage1983 | petroleum | FALSE | 61025 | N | . | Montefiore - Westchester Square | Montefiore-Westchester Square | 60675 | NY | MAT | NPCC |  | 622 | 4 | Commercial NAICS Non-Cogen | IC | DFO | DFO | NYIS | 45 | 1 | 2021
Vintage2008 | petroleum | FALSE | 61026 | N | . | New York Presbyterian Hospital-168th St | New York Presbyterian Hospital | 60676 | NY | MAT | NPCC |  | 622 | 4 | Commercial NAICS Non-Cogen | IC | DFO | DFO | NYIS | 1669 | 268 | 2021
Vintage2020 | natural gas combined cycle | TRUE | 61028 | N | . | Hickory Run Energy Station | Hickory Run Energy, LLC | 60659 | PA | MAT | RFC |  | 22 | 2 | NAICS-22 Non-Cogen | CA | NG | NG | PJM | 1810570 | 2294856.5 | 2021
Vintage2020 | natural gas combined cycle | TRUE | 61028 | N | . | Hickory Run Energy Station | Hickory Run Energy, LLC | 60659 | PA | MAT | RFC |  | 22 | 2 | NAICS-22 Non-Cogen | CT | NG | NG | PJM | 41071057 | 4077503.7 | 2021
Vintage2018 | solar pv | TRUE | 61029 | N | . | Blue Cypress Solar Energy Center | Florida Power & Light Co | 6452 | FL | SAT | SERC |  | 22 | 1 | Electric Utility | PV | SUN | SUN | FPL | 1407620 | 159161 | 2021
Vintage2016 | solar pv | TRUE | 61030 | N | . | Harford Solar Farm | Laertes Solar LLC | 60669 | NY | MAT | NPCC |  | 22 | 2 | NAICS-22 Non-Cogen | PV | SUN | SUN | NYIS | 21296 | 2408 | 2021
Vintage2017 | solar pv | TRUE | 61031 | N | . | Floyd Road Solar Farm | Greenbacker Renewable Energy Corporation | 60025 | NC | SAT | SERC |  | 22 | 2 | NAICS-22 Non-Cogen | PV | SUN | SUN | PJM | 91976 | 10400 | 2021
Vintage2020 | onshore wind | TRUE | 61032 | N | . | Heart of Texas Wind Project | Scout Clean Energy LLC | 63074 | TX | WSC | TRE |  | 22 | 2 | NAICS-22 Non-Cogen | WT | WND | WND | ERCO | 5743523 | 649426 | 2021
Vintage2019 | natural gas combined cycle | TRUE | 61035 | N | . | Birdsboro Power | Birdsboro Power LLC | 60672 | PA | MAT | RFC |  | 22 | 2 | NAICS-22 Non-Cogen | CS | NG | NG | PJM | 22053028 | 3465083 | 2021
Vintage2017 | onshore wind | TRUE | 61039 | N | . | Deerfield Wind LLC | Avangrid Renewables LLC | 15399 | VT | NEW | NPCC |  | 22 | 2 | NAICS-22 Non-Cogen | WT | WND | WND | ISNE | 826126 | 93411 | 2021
Vintage2017 | onshore wind | TRUE | 61040 | N | . | Twin Buttes II Wind | Avangrid Renewables LLC | 15399 | CO | MTN | WECC |  | 22 | 2 | NAICS-22 Non-Cogen | WT | WND | WND | WACM | 2737465 | 309528 | 2021
Vintage2021 | onshore wind | TRUE | 61041 | N | . | Roaring Brook, LLC | Avangrid Renewables LLC | 15399 | NY | MAT | NPCC |  | 22 | 2 | NAICS-22 Non-Cogen | WT | WND | WND | NYIS | 273165 | 30887 | 2021
Vintage2017 | solar pv | TRUE | 61042 | N | . | Canandaigua Westbrook Solar Array | AEP Onsite Partners, LLC | 60571 | NY | MAT | NPCC |  | 22 | 2 | NAICS-22 Non-Cogen | PV | SUN | SUN | NYIS | 16417 | 1856 | 2021
Vintage2016 | solar pv | TRUE | 61043 | N | . | Canandaigua Solar Array | AEP Onsite Partners, LLC | 60571 | NY | MAT | NPCC |  | 22 | 2 | NAICS-22 Non-Cogen | PV | SUN | SUN | NYIS | 23827 | 2694 | 2021
Vintage2021 | onshore wind | TRUE | 61044 | N | . | La Joya NM | Avangrid Renewables LLC | 15399 | NM | MTN | WECC |  | 22 | 2 | NAICS-22 Non-Cogen | WT | WND | WND | PNM | 6683562 | 755717 | 2021
Vintage2021 | onshore wind | TRUE | 61046 | N | . | Tatanka Ridge | Tatanka Ridge LLC | 63897 | SD | WNC | MRO |  | 22 | 2 | NAICS-22 Non-Cogen | WT | WND | WND | MISO | 5413915 | 612157 | 2021
Vintage2019 | onshore wind | TRUE | 61047 | N | . | Coyote Ridge | Coyote Ridge LLC | 63083 | SD | WNC | MRO |  | 22 | 2 | NAICS-22 Non-Cogen | WT | WND | WND | WACM | 3608954 | 408068 | 2021
Vintage2017 | solar pv | TRUE | 61048 | N | . | Solar Star Oregon II | Avangrid Renewables LLC | 15399 | OR | PACC | WECC |  | 22 | 2 | NAICS-22 Non-Cogen | PV | SUN | SUN | PACW | 1114635 | 126033 | 2021
Vintage2018 | solar pv | TRUE | 61050 | N | . | Wildflower Solar Energy Center | Florida Power & Light Co | 6452 | FL | SAT | SERC |  | 22 | 1 | Electric Utility | PV | SUN | SUN | FPL | 1408001 | 159204 | 2021
Vintage2018 | solar pv | TRUE | 61051 | N | . | Barefoot Bay Solar Energy Center | Florida Power & Light Co | 6452 | FL | SAT | SERC |  | 22 | 1 | Electric Utility | PV | SUN | SUN | FPL | 1459306 | 165005 | 2021
Vintage2018 | solar pv | TRUE | 61052 | N | . | Loggerhead Solar Energy Center | Florida Power & Light Co | 6452 | FL | SAT | SERC |  | 22 | 1 | Electric Utility | PV | SUN | SUN | FPL | 1391887 | 157382 | 2021
Vintage2017 | solar pv | TRUE | 61053 | N | . | Greenfield Solar Park | Indiana Municipal Power Agency | 9234 | IN | ENC | RFC |  | 22 | 1 | Electric Utility | PV | SUN | SUN | PJM | 43512 | 4920 | 2021
Vintage2017 | solar pv | TRUE | 61054 | N | . | IMPA Anderson Solar Park 2 | Indiana Municipal Power Agency | 9234 | IN | ENC | RFC |  | 22 | 1 | Electric Utility | PV | SUN | SUN | PJM | 119713 | 13536 | 2021
Vintage2017 | solar pv | TRUE | 61055 | N | . | DG AMP Solar Front Royal | DG AMP Solar, LLC | 60370 | VA | SAT | RFC |  | 22 | 2 | NAICS-22 Non-Cogen | PV | SUN | SUN | PJM | 38586 | 4363 | 2021
Vintage2017 | onshore wind | TRUE | 61056 | N | . | Seward Wind Farm | Seward Wind LLC | 61275 | NE | WNC | MRO |  | 22 | 2 | NAICS-22 Non-Cogen | WT | WND | WND | SWPP | 62376 | 7053 | 2021
Vintage2017 | solar pv | TRUE | 61058 | N | . | Kramer Solar CSG | National Grid Renewables | 62759 | MN | WNC | MRO |  | 22 | 2 | NAICS-22 Non-Cogen | PV | SUN | SUN | MISO | 25639 | 2899 | 2021
Vintage2018 | solar pv | TRUE | 61059 | N | . | Novel OYA of Osakis CSG | NRG MN Community LLC | 62033 | MN | WNC | MRO |  | 22 | 2 | NAICS-22 Non-Cogen | PV | SUN | SUN | MISO | 74396 | 8412 | 2021
Vintage2018 | solar pv | TRUE | 61060 | N | . | Novel - OYA of Mapleton CSG | NRG MN Community LLC | 62033 | MN | WNC | MRO |  | 22 | 2 | NAICS-22 Non-Cogen | PV | SUN | SUN | MISO | 42760 | 4835 | 2021
Vintage2017 | onshore wind | TRUE | 61066 | N | . | Foundation CDCR LAC | Foundation CA Fund VIII Manager, LLC | 60690 | CA | PACC | WECC |  | 22 | 2 | NAICS-22 Non-Cogen | WT | WND | WND | CISO | 44485 | 5030 | 2021
Vintage2017 | onshore wind | TRUE | 61067 | N | . | Foundation Scheid Vineyards | Foundation CA Fund VIII Manager, LLC | 60690 | CA | PACC | WECC |  | 22 | 2 | NAICS-22 Non-Cogen | WT | WND | WND | CISO | 35915 | 4061 | 2021
| other | FALSE | 61068 | N | . | AES Lawai Solar Hybrid | AES Distributed Energy | 61012 | HI | PACN |  |  | 22 | 2 | NAICS-22 Non-Cogen | BA | MWH | OTH |  | 0 | -160 | 2021
Vintage2018 | solar pv | TRUE | 61068 | N | . | AES Lawai Solar Hybrid | AES Distributed Energy | 61012 | HI | PACN |  |  | 22 | 2 | NAICS-22 Non-Cogen | PV | SUN | SUN |  | 346270 | 39153 | 2021
Vintage2017 | solar pv | TRUE | 61069 | N | . | BWC Wading River One, Two, Three CSG | Ameresco BWC Wading River LLC | 60692 | MA | NEW | NPCC |  | 22 | 2 | NAICS-22 Non-Cogen | PV | SUN | SUN | ISNE | 42999 | 4862 | 2021
Vintage2019 | onshore wind | TRUE | 61070 | N | . | Saratoga Wind Farm | Madison Gas & Electric Co | 11479 | IA | WNC | MRO |  | 22 | 1 | Electric Utility | WT | WND | WND | MISO | 2344331 | 265076 | 2021
Vintage2017 | solar pv | TRUE | 61072 | N | . | Lemond Solar | Adapture Renewables, Inc. | 60496 | MN | WNC | MRO |  | 22 | 2 | NAICS-22 Non-Cogen | PV | SUN | SUN | MISO | 83744 | 9469 | 2021
Vintage2017 | solar pv | TRUE | 61073 | N | . | Pemberton Road I | NJR Clean Energy Ventures Corporation | 56990 | NJ | MAT | RFC |  | 22 | 2 | NAICS-22 Non-Cogen | PV | SUN | SUN | PJM | 117862 | 13327 | 2021
Vintage2017 | solar pv | TRUE | 61074 | N | . | Pemberton Road II | NJR Clean Energy Ventures Corporation | 56990 | NJ | MAT | RFC |  | 22 | 2 | NAICS-22 Non-Cogen | PV | SUN | SUN | PJM | 117978 | 13340 | 2021
Vintage2019 | onshore wind | TRUE | 61077 | N | . | Orient Wind Farm | MidAmerican Energy Co | 12341 | IA | WNC | MRO |  | 22 | 1 | Electric Utility | WT | WND | WND | MISO | 16347860 | 1848469 | 2021
Vintage2018 | onshore wind | TRUE | 61079 | N | . | Beaver Creek Wind | MidAmerican Energy Co | 12341 | IA | WNC | MRO |  | 22 | 1 | Electric Utility | WT | WND | WND | MISO | 11328005 | 1280869 | 2021
Vintage2018 | natural gas peaker | TRUE | 61080 | N | . | Sub 12 | City of Tallahassee - (FL) | 18445 | FL | SAT | SERC |  | 22 | 1 | Electric Utility | IC | NG | NG | TAL | 91964 | 10129 | 2021
Vintage2017 | solar pv | TRUE | 61084 | N | . | Luning Energy | Liberty Utilities (CalPeco Electric) LLC | 57222 | NV | MTN | WECC |  | 22 | 1 | Electric Utility | PV | SUN | SUN | NEVP | 1120491 | 126695 | 2021
Vintage2016 | solar pv | TRUE | 61085 | N | . | Stone Solar | Strata Manager, LLC | 64778 | NC | SAT | SERC |  | 22 | 2 | NAICS-22 Non-Cogen | PV | SUN | SUN | CPLE | 85777 | 9699 | 2021
Vintage2016 | solar pv | TRUE | 61086 | N | . | Tripple State Farm | Strata Manager, LLC | 64778 | NC | SAT | SERC |  | 22 | 2 | NAICS-22 Non-Cogen | PV | SUN | SUN | DUK | 84433 | 9547 | 2021
Vintage2015 | solar pv | TRUE | 61087 | N | . | Wadesboro Farm 1 | Strata Manager, LLC | 64778 | NC | SAT | SERC |  | 22 | 2 | NAICS-22 Non-Cogen | PV | SUN | SUN | CPLE | 78306 | 8854 | 2021
Vintage2016 | solar pv | TRUE | 61088 | N | . | Delco Farm | Strata Manager, LLC | 64778 | NC | SAT | SERC |  | 22 | 2 | NAICS-22 Non-Cogen | PV | SUN | SUN | CPLE | 77182 | 8727 | 2021
Vintage2015 | solar pv | TRUE | 61089 | N | . | Fisher Solar Farm - NC | Strata Manager, LLC | 64778 | NC | SAT | SERC |  | 22 | 2 | NAICS-22 Non-Cogen | PV | SUN | SUN | DUK | 79774 | 9020 | 2021
Vintage2015 | solar pv | TRUE | 61090 | N | . | Kinston Davis Farm | Strata Manager, LLC | 64778 | NC | SAT | SERC |  | 22 | 2 | NAICS-22 Non-Cogen | PV | SUN | SUN | CPLE | 77358 | 8747 | 2021
Vintage2015 | solar pv | TRUE | 61091 | N | . | Laurinburg Farm | Strata Manager, LLC | 64778 | NC | SAT | SERC |  | 22 | 2 | NAICS-22 Non-Cogen | PV | SUN | SUN | DUK | 71018 | 8030 | 2021
Vintage2017 | solar pv | TRUE | 61092 | N | . | Independence Solar Farm | MC Power Companies Inc | 58822 | MO | WNC | MRO |  | 22 | 2 | NAICS-22 Non-Cogen | PV | SUN | SUN | SWPP | 43008 | 4863 | 2021
Vintage2016 | solar pv | TRUE | 61093 | N | . | Mills Anson Farm | Strata Manager, LLC | 64778 | NC | SAT | SERC |  | 22 | 2 | NAICS-22 Non-Cogen | PV | SUN | SUN | CPLE | 80693 | 9124 | 2021
Vintage2016 | solar pv | TRUE | 61094 | N | . | Old Wire Farm | Strata Manager, LLC | 64778 | NC | SAT | SERC |  | 22 | 2 | NAICS-22 Non-Cogen | PV | SUN | SUN | CPLE | 88422 | 9998 | 2021
Vintage2014 | solar pv | TRUE | 61095 | N | . | Railroad Farm 2 | Strata Manager, LLC | 64778 | NC | SAT | SERC |  | 22 | 2 | NAICS-22 Non-Cogen | PV | SUN | SUN | CPLE | 82204 | 9295 | 2021
Vintage2015 | solar pv | TRUE | 61096 | N | . | Sampson Solar | Strata Manager, LLC | 64778 | NC | SAT | SERC |  | 22 | 2 | NAICS-22 Non-Cogen | PV | SUN | SUN | CPLE | 23224 | 2626 | 2021
Vintage2016 | solar pv | TRUE | 61097 | N | . | Syncarpha Freetown | Marie's Way Solar I, LLC | 60710 | MA | NEW | NPCC |  | 22 | 2 | NAICS-22 Non-Cogen | PV | SUN | SUN | ISNE | 58033 | 6562 | 2021
| other | FALSE | 61098 | N | . | Battle Mountain Solar Project | Consolidated Edison Development Inc. | 56769 | NV | MTN | WECC |  | 22 | 2 | NAICS-22 Non-Cogen | BA | MWH | OTH | NEVP | 0 | -761 | 2021
Vintage2021 | solar pv | TRUE | 61098 | N | . | Battle Mountain Solar Project | Consolidated Edison Development Inc. | 56769 | NV | MTN | WECC |  | 22 | 2 | NAICS-22 Non-Cogen | PV | SUN | SUN | NEVP | 1708660 | 193200 | 2021
Vintage2018 | solar pv | TRUE | 61099 | N | . | Kihei Solar Farm | South Maui Renewable Resources LLC | 60712 | HI | PACN |  |  | 22 | 2 | NAICS-22 Non-Cogen | PV | SUN | SUN | HECO | 57805 | 6536 | 2021
Vintage2020 | onshore wind | TRUE | 61100 | N | . | Burke Wind, LLC | Burke Wind LLC | 60714 | ND | WNC | MRO |  | 22 | 2 | NAICS-22 Non-Cogen | WT | WND | WND | SWPP | 7291020 | 824403 | 2021
Vintage2018 | solar pv | TRUE | 61101 | N | . | Ku'ia Solar | Ku'ia Solar LLC | 60713 | HI | PACN |  |  | 22 | 2 | NAICS-22 Non-Cogen | PV | SUN | SUN | HECO | 53967 | 6102 | 2021
Vintage2017 | solar pv | TRUE | 61104 | N | . | Pima Community College - East Campus | Tesla Inc. | 60947 | AZ | MTN | WECC |  | 22 | 2 | NAICS-22 Non-Cogen | PV | SUN | SUN | TEPC | 24490 | 2769 | 2021
Vintage2019 | onshore wind | TRUE | 61106 | N | . | Pine River Wind Park | DTE Electric Company | 5109 | MI | ENC | RFC |  | 22 | 1 | Electric Utility | WT | WND | WND | MISO | 3375267 | 381645 | 2021
| other | FALSE | 61107 | N | . | Vanadium Redox Flow Battery Plant | SDGE Batteries | 60336 | CA | PACC | WECC |  | 22 | 1 | Electric Utility | BA | MWH | OTH | CISO | 0 | -880 | 2021
Vintage2017 | solar pv | TRUE | 61115 | N | . | Manteca Land PV | AES Distributed Energy | 61012 | CA | PACC | WECC |  | 22 | 2 | NAICS-22 Non-Cogen | PV | SUN | SUN | CISO | 16069 | 1817 | 2021
Vintage2017 | solar pv | TRUE | 61116 | N | . | Delano Land 1 | AES Distributed Energy | 61012 | CA | PACC | WECC |  | 22 | 2 | NAICS-22 Non-Cogen | PV | SUN | SUN | CISO | 15831 | 1790 | 2021
Vintage2017 | solar pv | TRUE | 61117 | N | . | Bakersfield PV 1 | AES Distributed Energy | 61012 | CA | PACC | WECC |  | 22 | 2 | NAICS-22 Non-Cogen | PV | SUN | SUN | CISO | 89359 | 10104 | 2021
Vintage2017 | solar pv | TRUE | 61118 | N | . | Bakersfield Industrial PV 1 | AES Distributed Energy | 61012 | CA | PACC | WECC |  | 22 | 2 | NAICS-22 Non-Cogen | PV | SUN | SUN | CISO | 18820 | 2128 | 2021
Vintage2016 | solar pv | TRUE | 61119 | N | . | Quichapa 1 | Quichapa 1 LLC | 60731 | UT | MTN | WECC |  | 22 | 2 | NAICS-22 Non-Cogen | PV | SUN | SUN | PACE | 69983 | 7913 | 2021
Vintage2016 | solar pv | TRUE | 61120 | N | . | Quichapa 2 | Quichapa 2 LLC | 60732 | UT | MTN | WECC |  | 22 | 2 | NAICS-22 Non-Cogen | PV | SUN | SUN | PACE | 68851 | 7785 | 2021
Vintage2016 | solar pv | TRUE | 61121 | N | . | Quichapa 3 | Quichapa 3 LLC | 60733 | UT | MTN | WECC |  | 22 | 2 | NAICS-22 Non-Cogen | PV | SUN | SUN | PACE | 68549 | 7751 | 2021
Vintage2017 | solar pv | TRUE | 61124 | N | . | Elizabeth Mines Solar 1 | Elizabeth Mines Solar 1, LLC | 60734 | VT | NEW | NPCC |  | 22 | 2 | NAICS-22 Non-Cogen | PV | SUN | SUN | ISNE | 76350 | 8633 | 2021
Vintage2016 | solar pv | TRUE | 61125 | N | . | Nebraska Valley Solar Farm | Town of Stowe- (VT) | 27316 | VT | NEW | NPCC |  | 22 | 1 | Electric Utility | PV | SUN | SUN | ISNE | 10930 | 1236 | 2021
Vintage2017 | solar pv | TRUE | 61126 | N | . | Bedford Solar | Oppidum Renewables USA, LLC | 63026 | VA | SAT | RFC |  | 22 | 2 | NAICS-22 Non-Cogen | PV | SUN | SUN | PJM | 45795 | 5178 | 2021
Vintage2019 | solar pv | TRUE | 61127 | N | . | Gamble Solar | Oppidum Renewables USA, LLC | 63026 | NC | SAT | SERC |  | 22 | 2 | NAICS-22 Non-Cogen | PV | SUN | SUN | DUK | 57548 | 6507 | 2021
Vintage2018 | solar pv | TRUE | 61128 | N | . | Salisbury Solar | Oppidum Renewables USA, LLC | 63026 | NC | SAT | SERC |  | 22 | 2 | NAICS-22 Non-Cogen | PV | SUN | SUN | DUK | 68787 | 7778 | 2021
Vintage2017 | solar pv | TRUE | 61129 | N | . | Wadesboro Solar | Oppidum Renewables USA, LLC | 63026 | NC | SAT | SERC |  | 22 | 2 | NAICS-22 Non-Cogen | PV | SUN | SUN | CPLE | 71662 | 8103 | 2021
Vintage2015 | solar pv | TRUE | 61131 | N | . | Tolson Solar | Oppidum Renewables USA, LLC | 63026 | NC | SAT | SERC |  | 22 | 2 | NAICS-22 Non-Cogen | PV | SUN | SUN | PJM | 44873 | 5074 | 2021
Vintage2018 | solar pv | TRUE | 61134 | N | . | Phelps 158 Solar Farm | Greenbacker Renewable Energy Corporation | 60025 | NC | SAT | SERC |  | 22 | 2 | NAICS-22 Non-Cogen | PV | SUN | SUN | PJM | 93030 | 10519 | 2021
Vintage2017 | solar pv | TRUE | 61135 | N | . | Lebanon Solar Farm (MO) | MC Power Companies Inc | 58822 | MO | WNC | SERC |  | 22 | 2 | NAICS-22 Non-Cogen | PV | SUN | SUN | SWPP | 36188 | 4092 | 2021
Vintage2018 | solar pv | TRUE | 61138 | N | . | Armstrong Solar | ETCAP NES CS MN 06 LLC | 60904 | MN | WNC | MRO |  | 22 | 2 | NAICS-22 Non-Cogen | PV | SUN | SUN | MISO | 46925 | 5306 | 2021
Vintage2018 | solar pv | TRUE | 61139 | N | . | Marmas Solar CSG | National Grid Renewables | 62759 | MN | WNC | MRO |  | 22 | 2 | NAICS-22 Non-Cogen | PV | SUN | SUN | MISO | 63536 | 7184 | 2021
Vintage2017 | solar pv | TRUE | 61140 | N | . | CF Novel Solar CSG Gardens Two, LLC | Cypress Creek Renewables | 61060 | MN | WNC | MRO |  | 22 | 2 | NAICS-22 Non-Cogen | PV | SUN | SUN | MISO | 29883 | 3379 | 2021
Vintage2017 | solar pv | TRUE | 61141 | N | . | CF Novel Solar CSG Gardens Eleven, LLC | Cypress Creek Renewables | 61060 | MN | WNC | MRO |  | 22 | 2 | NAICS-22 Non-Cogen | PV | SUN | SUN | MISO | 43591 | 4929 | 2021
Vintage2018 | solar pv | TRUE | 61142 | N | . | WasecaSun | National Grid Renewables | 62759 | MN | WNC | MRO |  | 22 | 2 | NAICS-22 Non-Cogen | PV | SUN | SUN | MISO | 86494 | 9780 | 2021
Vintage2021 | natural gas peaker | TRUE | 61144 | N | . | Astoria Station | Otter Tail Power Co | 14232 | SD | WNC | MRO |  | 22 | 1 | Electric Utility | GT | NG | NG | MISO | 2802831 | 271388 | 2021
Vintage2017 | biomass | TRUE | 61145 | N | . | Brown County LFGTE Power Station | EDL Inc | 55858 | OH | ENC | RFC |  | 22 | 2 | NAICS-22 Non-Cogen | IC | LFG | MLG | PJM | 318880 | 26810 | 2021
Vintage2016 | solar pv | TRUE | 61152 | N | . | Intel Folsom Phase 3 | Tesla Inc. | 60947 | CA | PACC | WECC |  | 22 | 2 | NAICS-22 Non-Cogen | PV | SUN | SUN | BANC | 66729 | 7545 | 2021
Vintage2016 | other | TRUE | 61153 | N | . | AT&T Holger | Bloom Energy | 57128 | CA | PACC | WECC |  | 22 | 2 | NAICS-22 Non-Cogen | FC | NG | NG | CISO | 63303 | 8349 | 2021
Vintage2016 | other | TRUE | 61154 | N | . | AT&T Anaheim | Bloom Energy | 57128 | CA | PACC | WECC |  | 22 | 2 | NAICS-22 Non-Cogen | FC | NG | NG | CISO | 62522 | 8688 | 2021
Vintage2018 | onshore wind | TRUE | 61155 | N | . | Big Timber Wind Farm | Consolidated Edison Development Inc. | 56769 | MT | MTN | WECC |  | 22 | 2 | NAICS-22 Non-Cogen | WT | WND | WND | NWMT | 697509 | 78868 | 2021
Vintage2017 | solar pv | TRUE | 61156 | N | . | St. Pauls Solar 2 | CD Global Solar Holdings, LLC | 60865 | NC | SAT | SERC |  | 22 | 2 | NAICS-22 Non-Cogen | PV | SUN | SUN | DUK | 83018 | 9387 | 2021
Vintage2017 | solar pv | TRUE | 61157 | N | . | Boaz Farm Solar | CD Global Solar Holdings, LLC | 60865 | NC | SAT | SERC |  | 22 | 2 | NAICS-22 Non-Cogen | PV | SUN | SUN | DUK | 83851 | 9481 | 2021
Vintage2017 | solar pv | TRUE | 61158 | N | . | Bizzell Church Solar 2 | CD Global Solar Holdings, LLC | 60865 | NC | SAT | SERC |  | 22 | 2 | NAICS-22 Non-Cogen | PV | SUN | SUN | DUK | 82514 | 9330 | 2021
| solar pv | FALSE | 61160 | N | . | MILL SOLAR 1 | MILL SOLAR 1 LLC | 60777 | NC | SAT | SERC |  | 22 | 2 | NAICS-22 Non-Cogen | PV | SUN | SUN | DUK | 0 | 0 | 2021
Vintage2020 | onshore wind | TRUE | 61161 | N | . | Harvest Ridge Wind Farm | Harvest Ridge Wind Farm | 60719 | IL | ENC | SERC |  | 22 | 2 | NAICS-22 Non-Cogen | WT | WND | WND | MISO | 6132013 | 693353 | 2021
| solar pv | FALSE | 61162 | N | . | RB Manufacturing LLC Belle Mead NJ | RB Manufacturing LLC | 60752 | NJ | MAT | RFC |  | 32511 | 6 | Industrial NAICS Non-Cogen | PV | SUN | SUN | PJM | 0 | 0 | 2021
Vintage2016 | solar pv | TRUE | 61163 | N | . | Onset East Community Solar Facility | BCC Solar III, LLC | 60792 | MA | NEW | NPCC |  | 22 | 2 | NAICS-22 Non-Cogen | PV | SUN | SUN | ISNE | 13867 | 1568 | 2021
Vintage2016 | solar pv | TRUE | 61164 | N | . | Onset West Community Solar Facility | BCC Solar III, LLC | 60792 | MA | NEW | NPCC |  | 22 | 2 | NAICS-22 Non-Cogen | PV | SUN | SUN | ISNE | 14708 | 1663 | 2021
Vintage2017 | solar pv | TRUE | 61165 | N | . | Columbus Solar Project | New Mexico Renewable Development LLC | 61724 | NM | MTN | WECC |  | 22 | 2 | NAICS-22 Non-Cogen | PV | SUN | SUN | PNM | 46237 | 5228 | 2021
Vintage1983 | hydro | FALSE | 61166 | N | . | Tyee Lake Hydroelectric Facility | Southeast Alaska Power Agency | 60123 | AK | PACN |  |  | 22131 | 4 | Commercial NAICS Non-Cogen | HY | WAT | HYC | NA | 778902 | 88071 | 2021
Vintage2017 | solar pv | TRUE | 61172 | N | . | EE Waianae Solar Project | EE Waianae Solar Project LLC | 60793 | HI | PACN |  |  | 22 | 2 | NAICS-22 Non-Cogen | PV | SUN | SUN | HECO | 541438 | 61221 | 2021
Vintage2015 | solar pv | FALSE | 61173 | N | . | IKEA Miami 327 | IKEA Property Inc | 57389 | FL | SAT | SERC |  | 53 | 4 | Commercial NAICS Non-Cogen | PV | SUN | SUN | FPL | 14663 | 1658 | 2021
Vintage2018 | solar pv | TRUE | 61174 | N | . | Taurus Community Solar | Taurus Community Solar | 60822 | MN | WNC | MRO |  | 22 | 2 | NAICS-22 Non-Cogen | PV | SUN | SUN | MISO | 44989 | 5087 | 2021
Vintage2017 | solar pv | TRUE | 61175 | N | . | Pegasus Community Solar | Pegasus Community Solar | 60823 | MN | WNC | MRO |  | 22 | 2 | NAICS-22 Non-Cogen | PV | SUN | SUN | MISO | 26408 | 2986 | 2021
Vintage2018 | solar pv | TRUE | 61176 | N | . | Antares Community Solar | Antares Community Solar | 60824 | MN | WNC | MRO |  | 22 | 2 | NAICS-22 Non-Cogen | PV | SUN | SUN | MISO | 45326 | 5125 | 2021
Vintage2018 | solar pv | TRUE | 61177 | N | . | Corvus Community Solar | Corvus Community Solar | 60825 | MN | WNC | MRO |  | 22 | 2 | NAICS-22 Non-Cogen | PV | SUN | SUN | MISO | 75882 | 8580 | 2021
Vintage2017 | solar pv | TRUE | 61178 | N | . | Capella Community Solar | Capella Community Solar | 60826 | MN | WNC | MRO |  | 22 | 2 | NAICS-22 Non-Cogen | PV | SUN | SUN | MISO | 76208 | 8617 | 2021
Vintage2018 | solar pv | TRUE | 61179 | N | . | Carina Community Solar | Carina Community Solar | 60827 | MN | WNC | MRO |  | 22 | 2 | NAICS-22 Non-Cogen | PV | SUN | SUN | MISO | 59529 | 6731 | 2021
Vintage2017 | solar pv | TRUE | 61180 | N | . | Caelum Community Solar | Caelum Community Solar | 60829 | MN | WNC | MRO |  | 22 | 2 | NAICS-22 Non-Cogen | PV | SUN | SUN | MISO | 28715 | 3247 | 2021
Vintage2017 | solar pv | TRUE | 61181 | N | . | Andromeda Community Solar | Andromeda Community Solar | 60828 | MN | WNC | MRO |  | 22 | 2 | NAICS-22 Non-Cogen | PV | SUN | SUN | MISO | 73283 | 8286 | 2021
Vintage2018 | solar pv | TRUE | 61182 | N | . | Lyra Community Solar | Lyra Community Solar | 60830 | MN | WNC | MRO |  | 22 | 2 | NAICS-22 Non-Cogen | PV | SUN | SUN | MISO | 41869 | 4734 | 2021
Vintage2018 | solar pv | TRUE | 61183 | N | . | Argo Navis Community Solar | Argo Navis Community Solar | 60831 | MN | WNC | MRO |  | 22 | 2 | NAICS-22 Non-Cogen | PV | SUN | SUN | MISO | 39241 | 4437 | 2021
Vintage2016 | solar pv | TRUE | 61185 | N | . | Pfeffers | Terraform Arcadia | 63249 | MD | SAT | RFC |  | 22 | 2 | NAICS-22 Non-Cogen | PV | SUN | SUN | PJM | 21978 | 2485 | 2021
Vintage2017 | natural gas peaker | FALSE | 61186 | Y | . | Boston Medical Center CHP Plant | Boston Medical Center | 60816 | MA | NEW | NPCC |  | 622 | 5 | Commercial NAICS Cogen | IC | NG | NG | ISNE | 131817 | 11352 | 2021
| solar pv | FALSE | 61187 | N | . | Century Drive Solar Farm | J.T. Hobby and Son, Inc. | 60818 | NC | SAT | SERC |  | 22 | 2 | NAICS-22 Non-Cogen | PV | SUN | SUN | CPLE | 0 | 0 | 2021
Vintage2015 | hydro | TRUE | 61189 | N | . | Shavano Falls Hydro | Shavano Falls Hydro LLC | 60815 | CO | MTN | WECC |  | 22 | 2 | NAICS-22 Non-Cogen | HY | WAT | HYC | WACM | 100752 | 11392 | 2021
Vintage2015 | hydro | TRUE | 61190 | N | . | Shavano Falls Hydro Drop 4 | Shavano Falls Hydro LLC - Drop 4 Project | 60813 | CO | MTN | WECC |  | 22 | 2 | NAICS-22 Non-Cogen | HY | WAT | HYC | WACM | 189865 | 21468 | 2021
Vintage2017 | hydro | TRUE | 61191 | N | . | Drop 5 | Drop 5 Hydro LLC | 60814 | CO | MTN | WECC |  | 22 | 2 | NAICS-22 Non-Cogen | HY | WAT | HYC | WACM | 76482 | 8648 | 2021
| solar pv | FALSE | 61192 | N | . | IKEA Joliet Rooftop PV System | IKEA Property Inc | 57389 | IL | ENC | RFC |  | 493 | 4 | Commercial NAICS Non-Cogen | PV | SUN | SUN | PJM | 0 | 0 | 2021
Vintage2016 | solar pv | FALSE | 61193 | N | . | IKEA Las Vegas 462 | IKEA Property Inc | 57389 | NV | MTN | WECC |  | 53 | 4 | Commercial NAICS Non-Cogen | PV | SUN | SUN | NEVP | 13566 | 1534 | 2021
Vintage2017 | solar pv | TRUE | 61194 | N | . | Barker Solar, LLC | Barker Solar, LLC | 60841 | NC | SAT | SERC |  | 22 | 2 | NAICS-22 Non-Cogen | PV | SUN | SUN | CPLE | 83238 | 9412 | 2021
Vintage2017 | solar pv | TRUE | 61195 | N | . | 231 Dixon 74 Solar I, LLC | 231 Dixon 74 Solar I, LLC | 60845 | NC | SAT | SERC |  | 22 | 2 | NAICS-22 Non-Cogen | PV | SUN | SUN | CPLE | 35164 | 3976 | 2021
Vintage2017 | solar pv | TRUE | 61196 | N | . | Mill Pond Solar Farm, LLC | Mill Pond Solar Farm, LLC | 60843 | NC | SAT | SERC |  | 22 | 2 | NAICS-22 Non-Cogen | PV | SUN | SUN | CPLE | 83108 | 9397 | 2021
| other | FALSE | 61197 | N | . | Pima Energy Storage System | Pima Energy Storage System | 60834 | AZ | MTN | WECC |  | 22 | 2 | NAICS-22 Non-Cogen | BA | MWH | OTH | TEPC | 0 | -536 | 2021
| solar pv | FALSE | 61198 | N | . | Merck - Upper Gwynedd Solar Array | Merck - Upper Gwynedd Solar Array | 60812 | PA | MAT | WECC |  | 53 | 4 | Commercial NAICS Non-Cogen | PV | SUN | SUN | PJM | 0 | 0 | 2021
Vintage2017 | solar pv | TRUE | 61199 | N | . | T0588 Phoenix - AZ | SoCore Energy LLC | 60520 | AZ | MTN | WECC |  | 22 | 2 | NAICS-22 Non-Cogen | PV | SUN | SUN | SRP | 23408 | 2647 | 2021
Vintage2020 | solar pv | TRUE | 61200 | N | . | OR Solar 2, LLC | OR Solar 2, LLC | 63757 | OR | PACC | WECC |  | 22 | 2 | NAICS-22 Non-Cogen | PV | SUN | SUN | PACW | 173660 | 19636 | 2021
Vintage2017 | solar pv | TRUE | 61201 | N | . | OR Solar 3, LLC | Heelstone Energy Holdings, LLC | 59462 | OR | PACC | WECC |  | 22 | 2 | NAICS-22 Non-Cogen | PV | SUN | SUN | PACW | 218076 | 24658 | 2021
Vintage2018 | solar pv | TRUE | 61202 | N | . | Mount Signal Solar Farm V | Imperial Valley Solar 3, LLC | 63447 | CA | PACC | WECC |  | 22 | 2 | NAICS-22 Non-Cogen | PV | SUN | SUN | CISO | 5703549 | 644906 | 2021
Vintage2018 | solar pv | TRUE | 61203 | N | . | Lahr 1, LLC | SoCore Energy LLC | 60520 | MN | WNC | MRO |  | 22 | 2 | NAICS-22 Non-Cogen | PV | SUN | SUN | MISO | 82362 | 9313 | 2021
| other | FALSE | 61204 | N | . | AES ES ALAMITOS, LLC | AES ES Alamitos, LLC | 62160 | CA | PACC | WECC |  | 22 | 2 | NAICS-22 Non-Cogen | BA | MWH | OTH | CISO | 0 | -17622 | 2021
Vintage2017 | solar pv | TRUE | 61205 | N | . | Bandera Electric Coop PV | SoCore Energy LLC | 60520 | TX | WSC | TRE |  | 22 | 2 | NAICS-22 Non-Cogen | PV | SUN | SUN | ERCO | 25843 | 2922 | 2021
Vintage2017 | solar pv | TRUE | 61206 | N | . | Onyx - Allen Harim | Onyx Asset Services Group | 60584 | DE | SAT | RFC |  | 22 | 2 | NAICS-22 Non-Cogen | PV | SUN | SUN | PJM | 15194 | 1718 | 2021
Vintage1922 | hydro | TRUE | 61207 | N | . | Green Island Hydroelectric Station | Albany Engineering Corporation | 58756 | NY | MAT | NPCC |  | 22 | 2 | NAICS-22 Non-Cogen | HY | WAT | HYC | NYIS | 396653 | 44850 | 2021
| solar pv | FALSE | 61208 | N | . | Gulfport Naval Base CSG PV System | Arcadia Solar, LLC | 63258 | MS | ESC | SERC |  | 22 | 2 | NAICS-22 Non-Cogen | PV | SUN | SUN | SOCO | 0 | 0 | 2021
Vintage2017 | solar pv | TRUE | 61209 | N | . | Sacramento Regional County Sanitation PV | Tesla Inc. | 60947 | CA | PACC | WECC |  | 22 | 2 | NAICS-22 Non-Cogen | PV | SUN | SUN | BANC | 67294 | 7609 | 2021
Vintage2016 | solar pv | TRUE | 61210 | N | . | Finger Lakes Solar I | Finger Lakes Solar I, LLC | 60833 | NY | MAT | NPCC |  | 22 | 2 | NAICS-22 Non-Cogen | PV | SUN | SUN | NYIS | 30424 | 3440 | 2021
Vintage2016 | solar pv | FALSE | 61211 | N | . | IKEA Memphis 508 | IKEA Property Inc | 57389 | TN | ESC | SERC |  | 53 | 4 | Commercial NAICS Non-Cogen | PV | SUN | SUN | TVA | 11399 | 1289 | 2021
Vintage2018 | onshore wind | TRUE | 61212 | N | . | Flat Top Wind I | BHE Renewables, LLC | 59359 | TX | WSC | TRE |  | 22 | 2 | NAICS-22 Non-Cogen | WT | WND | WND | ERCO | 6371704 | 720455 | 2021
Vintage2019 | biomass | TRUE | 61213 | N | . | GRP Madison Renewable Energy Facility | GRP Madison Renewable Energy Facility, LLC | 60846 | GA | SAT | SERC |  | 22 | 2 | NAICS-22 Non-Cogen | ST | WDS | WWW | SOCO | 6243874 | 389992 | 2021
Vintage2018 | solar pv | TRUE | 61215 | N | . | Green Beanworks C PV | AES Distributed Energy | 61012 | CA | PACC | WECC |  | 22 | 2 | NAICS-22 Non-Cogen | PV | SUN | SUN | CISO | 58768 | 6645 | 2021
Vintage2018 | solar pv | TRUE | 61216 | N | . | Green Beanworks D PV | AES Distributed Energy | 61012 | CA | PACC | WECC |  | 22 | 2 | NAICS-22 Non-Cogen | PV | SUN | SUN | CISO | 68168 | 7708 | 2021
Vintage2015 | hydro | TRUE | 61217 | N | . | Head of U Canal Hydro Project | North Side Energy Company | 60851 | ID | MTN | WECC |  | 22 | 2 | NAICS-22 Non-Cogen | HY | WAT | HYC | IPCO | 39444 | 4460 | 2021
Vintage2017 | solar pv | TRUE | 61218 | N | . | Broadridge Solar, LLC | Broadridge Solar, LLC | 60860 | NC | SAT | SERC |  | 22 | 2 | NAICS-22 Non-Cogen | PV | SUN | SUN | CPLE | 83461 | 9437 | 2021
Vintage2018 | solar pv | TRUE | 61219 | N | . | Kelly Solar, LLC | Kelly Solar, LLC | 60861 | NC | SAT | SERC |  | 22 | 2 | NAICS-22 Non-Cogen | PV | SUN | SUN | CPLE | 81789 | 9248 | 2021
Vintage2017 | solar pv | TRUE | 61220 | N | . | Spencer Farm, LLC | Strata Manager, LLC | 64778 | NC | SAT | SERC |  | 22 | 2 | NAICS-22 Non-Cogen | PV | SUN | SUN | DUK | 82383 | 9315 | 2021
Vintage2017 | onshore wind | TRUE | 61221 | N | . | Redbed Plains Wind Farm | Redbed Plains Wind Farm LLC | 60859 | OK | WSC | MRO |  | 22 | 2 | NAICS-22 Non-Cogen | WT | WND | WND | SWPP | 3725157 | 421207 | 2021
Vintage2017 | onshore wind | TRUE | 61222 | N | . | Golden Hills North Wind Energy Center | Golden Hills Interconnection Wind, LLC | 60811 | CA | PACC | WECC |  | 22 | 2 | NAICS-22 Non-Cogen | WT | WND | WND | CISO | 1375224 | 155498 | 2021
Vintage2017 | solar pv | TRUE | 61223 | N | . | Chillicothe Solar Farm | MC Power Companies Inc | 58822 | MO | WNC | SERC |  | 22 | 2 | NAICS-22 Non-Cogen | PV | SUN | SUN | SWPP | 37613 | 4253 | 2021
Vintage2011 | solar pv | TRUE | 61224 | N | . | 350 Clark Solar, NG, LLC | NuGen Capital Management | 59254 | NJ | MAT | NPCC |  | 22 | 2 | NAICS-22 Non-Cogen | PV | SUN | SUN | PJM | 16486 | 1864 | 2021
Vintage2012 | solar pv | TRUE | 61237 | N | . | 433 Purchase Solar NG, LLC | NuGen Capital Management | 59254 | MA | NEW | NPCC |  | 22 | 2 | NAICS-22 Non-Cogen | PV | SUN | SUN | ISNE | 33750 | 3816 | 2021
Vintage2009 | natural gas peaker | FALSE | 61238 | Y | . | NY - Presbyt. Hospital - 525 E 68TH St | NY - PRESBYTERIAN HOSPITAL-525 E 68TH ST | 60883 | NY | MAT | NPCC |  | 622 | 5 | Commercial NAICS Cogen | GT | NG | NG | NYIS | 645771 | 60171 | 2021
Vintage2017 | petroleum | FALSE | 61238 | Y | . | NY - Presbyt. Hospital - 525 E 68TH St | NY - PRESBYTERIAN HOSPITAL-525 E 68TH ST | 60883 | NY | MAT | NPCC |  | 622 | 5 | Commercial NAICS Cogen | IC | DFO | DFO | NYIS | 624 | 52 | 2021
Vintage2020 | natural gas peaker | TRUE | 61241 | N | . | Victoria City Power LLC | Agilon Energy Holdings II, LLC | 61608 | TX | WSC | TRE |  | 22 | 2 | NAICS-22 Non-Cogen | GT | NG | NG | ERCO | 512223 | 45336 | 2021
Vintage2019 | natural gas peaker | TRUE | 61242 | N | . | Victoria Port Power LLC | Agilon Energy Holdings II, LLC | 61608 | TX | WSC | TRE |  | 22 | 2 | NAICS-22 Non-Cogen | GT | NG | NG | ERCO | 219136 | 21006 | 2021
Vintage2016 | solar pv | TRUE | 61243 | N | . | Old Wardour Solar | NuGen Capital Management | 59254 | MA | NEW | NPCC |  | 22 | 2 | NAICS-22 Non-Cogen | PV | SUN | SUN | ISNE | 60953 | 6892 | 2021
Vintage2016 | solar pv | TRUE | 61244 | N | . | Shuman Solar | NuGen Capital Management | 59254 | MA | NEW | NPCC |  | 22 | 2 | NAICS-22 Non-Cogen | PV | SUN | SUN | ISNE | 19368 | 2190 | 2021
Vintage2016 | solar pv | TRUE | 61245 | N | . | Vuelta Solar | NuGen Capital Management | 59254 | MA | NEW | NPCC |  | 22 | 2 | NAICS-22 Non-Cogen | PV | SUN | SUN | ISNE | 60953 | 6892 | 2021
Vintage2017 | solar pv | TRUE | 61246 | N | . | ACE-Stanton PV | ACE-Stanton, LLC | 60862 | FL | SAT | SERC |  | 22 | 2 | NAICS-22 Non-Cogen | PV | SUN | SUN | FMPP | 91419 | 10337 | 2021
Vintage2017 | solar pv | TRUE | 61247 | N | . | ACE-Stanton A PV | ACE-Stanton A, LLC | 60863 | FL | SAT | SERC |  | 22 | 2 | NAICS-22 Non-Cogen | PV | SUN | SUN | FMPP | 77349 | 8746 | 2021
Vintage2012 | solar pv | FALSE | 61248 | N | . | Glopak Solar PV Power Plant | Glopak Corporation | 60864 | NJ | MAT | RFC |  | 326 | 6 | Industrial NAICS Non-Cogen | PV | SUN | SUN | PJM | 10303 | 1165 | 2021
Vintage2017 | solar pv | TRUE | 61249 | N | . | Westmont 300A | Westmont Solar, LLC | 60991 | CA | PACC | WECC |  | 22 | 2 | NAICS-22 Non-Cogen | PV | SUN | SUN | LDWP | 50083 | 5663 | 2021
Vintage2017 | solar pv | TRUE | 61250 | N | . | USPS PV | USPS LA Solar FiT A & B | 60950 | CA | PACC | WECC |  | 22 | 1 | Electric Utility | PV | SUN | SUN | CISO | 102086 | 11543 | 2021
Vintage2017 | solar pv | TRUE | 61255 | N | . | Haywood Farm Solar, LLC | CD Global Solar Holdings, LLC | 60865 | NC | SAT | SERC |  | 22 | 2 | NAICS-22 Non-Cogen | PV | SUN | SUN | CPLE | 81983 | 9270 | 2021
Vintage2017 | solar pv | TRUE | 61256 | N | . | Hood Farm Solar, LLC | CD Global Solar Holdings, LLC | 60865 | NC | SAT | SERC |  | 22 | 2 | NAICS-22 Non-Cogen | PV | SUN | SUN | CPLE | 79605 | 9001 | 2021
Vintage2017 | solar pv | TRUE | 61257 | N | . | ZV Solar 2, LLC | CD Global Solar Holdings, LLC | 60865 | NC | SAT | SERC |  | 22 | 2 | NAICS-22 Non-Cogen | PV | SUN | SUN | CPLE | 81665 | 9234 | 2021
Vintage2017 | solar pv | TRUE | 61258 | N | . | Innovative Solar 35, LLC | CD Global Solar Holdings, LLC | 60865 | NC | SAT | SERC |  | 22 | 2 | NAICS-22 Non-Cogen | PV | SUN | SUN | CPLE | 32563 | 3682 | 2021
Vintage2017 | solar pv | TRUE | 61259 | N | . | Innovative Solar 59, LLC | CD Global Solar Holdings, LLC | 60865 | NC | SAT | SERC |  | 22 | 2 | NAICS-22 Non-Cogen | PV | SUN | SUN | CPLE | 31733 | 3588 | 2021
Vintage2017 | solar pv | TRUE | 61260 | N | . | Innovative Solar 60, LLC | CD Global Solar Holdings, LLC | 60865 | NC | SAT | SERC |  | 22 | 2 | NAICS-22 Non-Cogen | PV | SUN | SUN | DUK | 33618 | 3801 | 2021
Vintage2017 | onshore wind | TRUE | 61261 | N | . | Rock Falls Wind Farm LLC | EDF Renewable Asset Holdings, Inc. | 57170 | OK | WSC | MRO |  | 22 | 2 | NAICS-22 Non-Cogen | WT | WND | WND | SWPP | 4860980 | 549636 | 2021
Vintage2018 | solar pv | TRUE | 61262 | N | . | Stuttgart Solar | Stuttgart Solar, LLC | 60871 | AR | WSC | SERC |  | 22 | 2 | NAICS-22 Non-Cogen | PV | SUN | SUN | MISO | 1456412 | 164678 | 2021
Vintage2019 | natural gas peaker | TRUE | 61263 | N | . | Wolf Run Energy | Wolf Run Energy LLC | 60875 | PA | MAT | RFC |  | 22 | 2 | NAICS-22 Non-Cogen | IC | NG | NG | PJM | 404048 | 44517 | 2021
Vintage2018 | solar pv | TRUE | 61264 | N | . | Antelope Expansion 2 | AES Distributed Energy | 61012 | CA | PACC | WECC |  | 22 | 2 | NAICS-22 Non-Cogen | PV | SUN | SUN | CISO | 2252098 | 254647 | 2021
Vintage2019 | solar pv | TRUE | 61265 | N | . | Antelope DSR 3 | AES Distributed Energy | 61012 | CA | PACC | WECC |  | 22 | 2 | NAICS-22 Non-Cogen | PV | SUN | SUN | CISO | 521937 | 59016 | 2021
Vintage2004 | petroleum | TRUE | 61267 | N | . | Hurricane Creek Lift Station | Johnson County Rural E M C | 9778 | IN | ENC | RFC |  | 22 | 1 | Electric Utility | IC | DFO | DFO | MISO | 1242 | 143 | 2021
Vintage2019 | solar pv | TRUE | 61268 | N | . | Kayenta Solar Project | NGI-Kayenta Solar Lessor I, LLC | 60879 | AZ | MTN | WECC |  | 22 | 2 | NAICS-22 Non-Cogen | PV | SUN | SUN | WALC | 1110143 | 125525 | 2021
Vintage2018 | onshore wind | TRUE | 61269 | N | . | Thunder Ranch Wind Project | Thunder Ranch Wind Project, LLC | 60881 | OK | WSC | MRO |  | 22 | 2 | NAICS-22 Non-Cogen | WT | WND | WND | SWPP | 8427890 | 952950 | 2021
Vintage2018 | onshore wind | TRUE | 61270 | N | . | Red Dirt Wind Project | Red Dirt Wind Project, LLC | 60882 | OK | WSC | MRO |  | 22 | 2 | NAICS-22 Non-Cogen | WT | WND | WND | SWPP | 9327493 | 1054669 | 2021
Vintage2012 | solar pv | TRUE | 61271 | N | . | Biltmore Solar Fields | The Biltmore Company | 60880 | NC | SAT | SERC |  | 22 | 2 | NAICS-22 Non-Cogen | PV | SUN | SUN | CPLW | 14027 | 1586 | 2021
Vintage2018 | solar pv | TRUE | 61272 | N | . | Gray Hawk Solar | Gray Hawk Solar, LLC | 60886 | AZ | MTN | WECC |  | 22 | 2 | NAICS-22 Non-Cogen | PV | SUN | SUN | TEPC | 1215518 | 137440 | 2021
Vintage2017 | solar pv | TRUE | 61274 | N | . | Wilson Solar Farm 1 | GCL New Energy, Inc. | 60888 | NC | SAT | SERC |  | 22 | 2 | NAICS-22 Non-Cogen | PV | SUN | SUN | CPLE | 49013 | 5542 | 2021
Vintage2017 | solar pv | TRUE | 61275 | N | . | Wilson Solar Farm 2 | GCL New Energy, Inc. | 60888 | NC | SAT | SERC |  | 22 | 2 | NAICS-22 Non-Cogen | PV | SUN | SUN | CPLE | 71858 | 8125 | 2021
Vintage2017 | solar pv | TRUE | 61276 | N | . | Wilson Solar Farm 3 | GCL New Energy, Inc. | 60888 | NC | SAT | SERC |  | 22 | 2 | NAICS-22 Non-Cogen | PV | SUN | SUN | CPLE | 144423 | 16330 | 2021
Vintage2017 | solar pv | TRUE | 61277 | N | . | Wilson Solar Farm 4 | GCL New Energy, Inc. | 60888 | NC | SAT | SERC |  | 22 | 2 | NAICS-22 Non-Cogen | PV | SUN | SUN | CPLE | 145369 | 16437 | 2021
Vintage2017 | solar pv | TRUE | 61278 | N | . | Wilson Solar Farm 5 | GCL New Energy, Inc. | 60888 | NC | SAT | SERC |  | 22 | 2 | NAICS-22 Non-Cogen | PV | SUN | SUN | CPLE | 146253 | 16537 | 2021
Vintage2017 | solar pv | TRUE | 61279 | N | . | Wilson Solar Farm 6 | GCL New Energy, Inc. | 60888 | NC | SAT | SERC |  | 22 | 2 | NAICS-22 Non-Cogen | PV | SUN | SUN | CPLE | 154920 | 17517 | 2021
Vintage2017 | solar pv | TRUE | 61280 | N | . | Wilson Solar Farm 7 | GCL New Energy, Inc. | 60888 | NC | SAT | SERC |  | 22 | 2 | NAICS-22 Non-Cogen | PV | SUN | SUN | CPLE | 151400 | 17119 | 2021
Vintage2018 | solar pv | TRUE | 61281 | N | . | Bear Creek Solar Center | GCL New Energy, Inc. | 60888 | OR | PACC | WECC |  | 22 | 2 | NAICS-22 Non-Cogen | PV | SUN | SUN | PACW | 205147 | 23196 | 2021
| petroleum | FALSE | 61282 | Y | . | APG Combined Heat and Power Plant | US Dept of Army, Garrison, APG | 60890 | MD | SAT | RFC |  | 928 | 5 | Commercial NAICS Cogen | GT | DFO | DFO | PJM | 0 | 0.01 | 2021
Vintage2016 | natural gas peaker | FALSE | 61282 | Y | . | APG Combined Heat and Power Plant | US Dept of Army, Garrison, APG | 60890 | MD | SAT | RFC |  | 928 | 5 | Commercial NAICS Cogen | GT | NG | NG | PJM | 581 | 50.99 | 2021
Vintage2015 | solar pv | TRUE | 61283 | N | . | Bladenboro Solar, LLC | Cypress Creek Renewables | 61060 | NC | SAT | SERC |  | 22 | 2 | NAICS-22 Non-Cogen | PV | SUN | SUN | CPLE | 83567 | 9449 | 2021
Vintage2016 | solar pv | TRUE | 61284 | N | . | Lux Solar, LLC | Cypress Creek Renewables | 61060 | NC | SAT | SERC |  | 22 | 2 | NAICS-22 Non-Cogen | PV | SUN | SUN | DUK | 35120 | 3971 | 2021
Vintage2018 | solar pv | TRUE | 61287 | N | . | Sun Farm V, LLC | Greenbacker Renewable Energy Corporation | 60025 | NC | SAT | SERC |  | 22 | 2 | NAICS-22 Non-Cogen | PV | SUN | SUN | PJM | 85603 | 9679 | 2021
Vintage2015 | solar pv | TRUE | 61288 | N | . | Roxboro Solar Farm, LLC | Cypress Creek Renewables | 61060 | NC | SAT | SERC |  | 22 | 2 | NAICS-22 Non-Cogen | PV | SUN | SUN | CPLE | 78163 | 8838 | 2021
Vintage2017 | solar pv | TRUE | 61289 | N | . | River Bend Solar, LLC | Adapture Renewables, Inc. | 60496 | MT | MTN | WECC |  | 22 | 2 | NAICS-22 Non-Cogen | PV | SUN | SUN | NWMT | 33731 | 3814 | 2021
Vintage2017 | solar pv | TRUE | 61290 | N | . | South Mills Solar, LLC | Adapture Renewables, Inc. | 60496 | MT | MTN | WECC |  | 22 | 2 | NAICS-22 Non-Cogen | PV | SUN | SUN | NWMT | 56494 | 6388 | 2021
Vintage2017 | solar pv | TRUE | 61291 | N | . | Green Meadow Solar, LLC | Adapture Renewables, Inc. | 60496 | MT | MTN | WECC |  | 22 | 2 | NAICS-22 Non-Cogen | PV | SUN | SUN | NWMT | 51640 | 5839 | 2021
Vintage2017 | solar pv | TRUE | 61292 | N | . | Jackson Solar Farm | GCL New Energy, Inc. | 60888 | NC | SAT | SERC |  | 22 | 2 | NAICS-22 Non-Cogen | PV | SUN | SUN | CPLE | 141628 | 16014 | 2021
Vintage2017 | solar pv | TRUE | 61294 | N | . | Farley Road Community Solar | Farley Road Solar, LLC | 60921 | MA | NEW | NPCC |  | 22 | 2 | NAICS-22 Non-Cogen | PV | SUN | SUN | ISNE | 14205 | 1606 | 2021
Vintage2018 | solar pv | TRUE | 61295 | N | . | Belchertown Renewables Community Solar | Belchertown Renewables, LLC | 60922 | MA | NEW | NPCC |  | 22 | 2 | NAICS-22 Non-Cogen | PV | SUN | SUN | ISNE | 56310 | 6367 | 2021
Vintage2018 | solar pv | TRUE | 61296 | N | . | Theodore Drive Community Solar | Theodore Drive Solar, LLC | 60923 | MA | NEW | NPCC |  | 22 | 2 | NAICS-22 Non-Cogen | PV | SUN | SUN | ISNE | 20933 | 2367 | 2021
Vintage2017 | solar pv | TRUE | 61297 | N | . | Upton Community Solar | Upton Solar, LLC | 60924 | MA | NEW | NPCC |  | 22 | 2 | NAICS-22 Non-Cogen | PV | SUN | SUN | ISNE | 28841 | 3261 | 2021
Vintage2017 | solar pv | TRUE | 61298 | N | . | Pleasantdale Road Community Solar | Pleasantdale Road Solar, LLC | 60925 | MA | NEW | NPCC |  | 22 | 2 | NAICS-22 Non-Cogen | PV | SUN | SUN | ISNE | 12170 | 1376 | 2021
Vintage2017 | solar pv | TRUE | 61299 | N | . | Hatfield Renewables Community Solar | Hatfield Renewables, LLC | 60926 | MA | NEW | NPCC |  | 22 | 2 | NAICS-22 Non-Cogen | PV | SUN | SUN | ISNE | 25930 | 2932 | 2021
Vintage2017 | onshore wind | TRUE | 61303 | N | . | Bluff Point Wind Facility | Bluff Point Wind, LLC | 60944 | IN | ENC | RFC |  | 22 | 2 | NAICS-22 Non-Cogen | WT | WND | WND | PJM | 3365886 | 380584 | 2021
Vintage2017 | solar pv | TRUE | 61307 | N | . | Peterson Road Solar | Peterson Road Solar, LLC | 60920 | MA | NEW | NPCC |  | 22 | 2 | NAICS-22 Non-Cogen | PV | SUN | SUN | ISNE | 37473 | 4237 | 2021
Vintage2017 | solar pv | TRUE | 61308 | N | . | Sampson Road Community Solar | Sampson Road Solar, LLC | 60919 | MA | NEW | NPCC |  | 22 | 2 | NAICS-22 Non-Cogen | PV | SUN | SUN | ISNE | 26513 | 2998 | 2021
Vintage2017 | solar pv | TRUE | 61309 | N | . | IKEA Grand Prairie Rooftop PV System | IKEA Property Inc | 57389 | TX | WSC | TRE |  | 22 | 2 | NAICS-22 Non-Cogen | PV | SUN | SUN | ERCO | 5499 | 622 | 2021
Vintage2017 | solar pv | TRUE | 61310 | N | . | Crittenden Solar Facility | Duke Energy Kentucky Inc | 55729 | KY | ESC | SERC |  | 22 | 1 | Electric Utility | PV | SUN | SUN | PJM | 41275 | 4667 | 2021
Vintage2017 | solar pv | TRUE | 61311 | N | . | Walton 1 Solar Facility | Duke Energy Kentucky Inc | 55729 | KY | ESC | SERC |  | 22 | 1 | Electric Utility | PV | SUN | SUN | PJM | 30228 | 3418 | 2021
Vintage2017 | solar pv | TRUE | 61312 | N | . | Walton 2 Solar Facility | Duke Energy Kentucky Inc | 55729 | KY | ESC | SERC |  | 22 | 1 | Electric Utility | PV | SUN | SUN | PJM | 28972 | 3276 | 2021
Vintage2017 | solar pv | TRUE | 61313 | N | . | BPU Solar Farm | MC Power Companies Inc | 58822 | KS | WNC | MRO |  | 22 | 2 | NAICS-22 Non-Cogen | PV | SUN | SUN | SWPP | 15353 | 1736 | 2021
Vintage2017 | solar pv | TRUE | 61314 | N | . | SR Kersey | SR Kersey, LLC | 60916 | CO | MTN | WECC |  | 22 | 2 | NAICS-22 Non-Cogen | PV | SUN | SUN | WACM | 70593 | 7982 | 2021
Vintage2017 | solar pv | TRUE | 61315 | N | . | Golden Hills Solar | Golden Hills Solar, LLC | 60917 | MA | NEW | NPCC |  | 22 | 2 | NAICS-22 Non-Cogen | PV | SUN | SUN | ISNE | 67365 | 7617 | 2021
Vintage2017 | solar pv | TRUE | 61316 | N | . | Higginsville Solar Farm | MC Power Companies Inc | 58822 | MO | WNC | MRO |  | 22 | 2 | NAICS-22 Non-Cogen | PV | SUN | SUN | SWPP | 37578 | 4249 | 2021
Vintage2021 | solar pv | TRUE | 61318 | N | . | Mt. Jackson Solar | Energix Mt. Jackson, LLC. | 60952 | VA | SAT | SERC |  | 22 | 2 | NAICS-22 Non-Cogen | PV | SUN | SUN | PJM | 129556 | 14649 | 2021
Vintage2015 | solar pv | TRUE | 61319 | N | . | Port of LA Solar FiT Project | Los Angeles Department of Water & Power | 11208 | CA | PACC | WECC |  | 22 | 2 | NAICS-22 Non-Cogen | PV | SUN | SUN | LDWP | 15281 | 1728 | 2021
Vintage2021 | natural gas combined cycle | TRUE | 61322 | N | . | Long Ridge Energy Generation | Long Ridge Energy Generation LLC | 61762 | OH | ENC | RFC |  | 22 | 2 | NAICS-22 Non-Cogen | CS | NG | NG | PJM | 4392667 | 695881 | 2021
| other | FALSE | 61322 | N | . | Long Ridge Energy Generation | Long Ridge Energy Generation LLC | 61762 | OH | ENC | RFC |  | 22 | 2 | NAICS-22 Non-Cogen | CS | OG | OOG | PJM | 0 | 0 | 2021
Vintage2017 | solar pv | TRUE | 61323 | N | . | Saluda Solar II | Saluda Solar II, LLC | 60962 | SC | SAT | SERC |  | 22 | 2 | NAICS-22 Non-Cogen | PV | SUN | SUN | SCEG | 61201 | 6920 | 2021
Vintage2017 | solar pv | TRUE | 61324 | N | . | Odyssey Solar | Odyssey Solar, LLC | 60963 | SC | SAT | SERC |  | 22 | 2 | NAICS-22 Non-Cogen | PV | SUN | SUN | SCEG | 144200 | 16305 | 2021
Vintage2017 | solar pv | TRUE | 61325 | N | . | Hampton Solar I | Hampton Solar I, LLC | 60964 | SC | SAT | SERC |  | 22 | 2 | NAICS-22 Non-Cogen | PV | SUN | SUN | SCEG | 114151 | 12907 | 2021
Vintage2017 | solar pv | TRUE | 61326 | N | . | Cameron Solar II | Cameron Solar II, LLC | 60965 | SC | SAT | SERC |  | 22 | 2 | NAICS-22 Non-Cogen | PV | SUN | SUN | SCEG | 76156 | 8611 | 2021
Vintage2017 | solar pv | TRUE | 61327 | N | . | Barnwell Solar | Barnwell Solar, LLC | 60966 | SC | SAT | SERC |  | 22 | 2 | NAICS-22 Non-Cogen | PV | SUN | SUN | SCEG | 95930 | 10847 | 2021
Vintage2017 | solar pv | TRUE | 61328 | N | . | Crater Community Solar | Crater Community Solar | 60967 | MN | WNC | MRO |  | 22 | 2 | NAICS-22 Non-Cogen | PV | SUN | SUN | MISO | 44997 | 5088 | 2021
Vintage2018 | solar pv | TRUE | 61329 | N | . | Delphinus Community Solar | Delphinus Community Solar | 60968 | MN | WNC | MRO |  | 22 | 2 | NAICS-22 Non-Cogen | PV | SUN | SUN | MISO | 24349 | 2753 | 2021
Vintage2017 | onshore wind | TRUE | 61330 | N | . | Hog Creek Wind Project | Hog Creek Wind Project LLC | 60969 | OH | ENC | RFC |  | 22 | 2 | NAICS-22 Non-Cogen | WT | WND | WND | PJM | 1836050 | 207604 | 2021
Vintage2020 | solar pv | TRUE | 61332 | N | . | SR Innovation - NIKE PV | SR Innovation, LLC | 60975 | TN | ESC | SERC |  | 22 | 2 | NAICS-22 Non-Cogen | PV | SUN | SUN | TVA | 30806 | 3483 | 2021
Vintage2018 | solar pv | TRUE | 61333 | N | . | Oak Hill Solar Array | Southern Indiana Gas & Elec Co | 17633 | IN | ENC | RFC |  | 22 | 1 | Electric Utility | PV | SUN | SUN | MISO | 30874 | 3491 | 2021
| other | FALSE | 61334 | N | . | Volkman Road Solar Array Hybrid | Southern Indiana Gas & Elec Co | 17633 | IN | ENC | RFC |  | 22 | 1 | Electric Utility | BA | MWH | OTH | MISO | 0 | -43 | 2021
Vintage2018 | solar pv | TRUE | 61334 | N | . | Volkman Road Solar Array Hybrid | Southern Indiana Gas & Elec Co | 17633 | IN | ENC | RFC |  | 22 | 1 | Electric Utility | PV | SUN | SUN | MISO | 30547 | 3454 | 2021
Vintage2017 | solar pv | TRUE | 61335 | N | . | Great Divide Solar, LLC | Adapture Renewables, Inc. | 60496 | MT | MTN | WECC |  | 22 | 2 | NAICS-22 Non-Cogen | PV | SUN | SUN | NWMT | 54850 | 6202 | 2021
Vintage2017 | solar pv | TRUE | 61336 | N | . | Black Eagle Solar, LLC | Adapture Renewables, Inc. | 60496 | MT | MTN | WECC |  | 22 | 2 | NAICS-22 Non-Cogen | PV | SUN | SUN | NWMT | 50102 | 5665 | 2021
Vintage2017 | solar pv | TRUE | 61337 | N | . | Magpie Solar, LLC | Adapture Renewables, Inc. | 60496 | MT | MTN | WECC |  | 22 | 2 | NAICS-22 Non-Cogen | PV | SUN | SUN | NWMT | 48888 | 5528 | 2021
Vintage2017 | solar pv | TRUE | 61338 | N | . | Mill Creek Solar (OR) | SP Solar 5, LLC | 60978 | OR | PACC | WECC |  | 22 | 2 | NAICS-22 Non-Cogen | PV | SUN | SUN | PGE | 34431 | 3893 | 2021
Vintage2018 | solar pv | TRUE | 61339 | N | . | Green Beanworks B PV | AES Distributed Energy | 61012 | CA | PACC | WECC |  | 22 | 2 | NAICS-22 Non-Cogen | PV | SUN | SUN | CISO | 65427 | 7398 | 2021
Vintage2017 | solar pv | TRUE | 61340 | N | . | Next Generation Solar Farm | Cypress Creek Renewables | 61060 | VT | NEW | NPCC |  | 22 | 2 | NAICS-22 Non-Cogen | PV | SUN | SUN | ISNE | 35917 | 4061 | 2021
Vintage2016 | solar pv | TRUE | 61341 | N | . | Grafton PV | Goldman Sachs Renewable Power LLC | 61944 | MA | NEW | NPCC |  | 22 | 2 | NAICS-22 Non-Cogen | PV | SUN | SUN | ISNE | 38771 | 4384 | 2021
Vintage2016 | solar pv | TRUE | 61342 | N | . | Barrett PV | Goldman Sachs Renewable Power LLC | 61944 | MA | NEW | NPCC |  | 22 | 2 | NAICS-22 Non-Cogen | PV | SUN | SUN | ISNE | 163295 | 18464 | 2021
Vintage2019 | onshore wind | TRUE | 61343 | N | . | Karankawa Wind LLC | Avangrid Renewables LLC | 15399 | TX | WSC | TRE |  | 22 | 2 | NAICS-22 Non-Cogen | WT | WND | WND | ERCO | 8201271 | 927326 | 2021
Vintage2020 | onshore wind | TRUE | 61344 | N | . | Otter Creek Wind Farm LLC | Avangrid Renewables LLC | 15399 | IL | ENC | RFC |  | 22 | 2 | NAICS-22 Non-Cogen | WT | WND | WND | PJM | 4135145 | 467565 | 2021
Vintage2018 | solar pv | TRUE | 61345 | N | . | WyEast Solar | Avangrid Renewables LLC | 15399 | OR | PACC | WECC |  | 22 | 2 | NAICS-22 Non-Cogen | PV | SUN | SUN | AVRN | 201642 | 22800 | 2021
Vintage2021 | solar pv | TRUE | 61346 | N | . | RE Maplewood | Origis Energy USA, Inc | 58764 | TX | WSC | TRE |  | 22 | 2 | NAICS-22 Non-Cogen | PV | SUN | SUN | ERCO | 2333455 | 263846 | 2021
Vintage2017 | solar pv | TRUE | 61347 | N | . | Long Henry Solar | Cypress Creek Renewables | 61060 | NC | SAT | SERC |  | 22 | 2 | NAICS-22 Non-Cogen | PV | SUN | SUN | CPLE | 35164 | 3976 | 2021
Vintage2017 | solar pv | TRUE | 61348 | N | . | Westmont 400A | Westmont Solar, LLC | 60991 | CA | PACC | WECC |  | 22 | 2 | NAICS-22 Non-Cogen | PV | SUN | SUN | LDWP | 33723 | 3813 | 2021
Vintage2017 | solar pv | TRUE | 61349 | N | . | Westmont 400B | Westmont Solar, LLC | 60991 | CA | PACC | WECC |  | 22 | 2 | NAICS-22 Non-Cogen | PV | SUN | SUN | LDWP | 33723 | 3813 | 2021
Vintage2016 | solar pv | TRUE | 61350 | N | . | MDFA Devens-Saratoga | Terraform Arcadia | 63249 | MA | NEW | NPCC |  | 22 | 2 | NAICS-22 Non-Cogen | PV | SUN | SUN | ISNE | 30555 | 3455 | 2021
Vintage2017 | solar pv | TRUE | 61351 | N | . | Bear Creek Solar | Cypress Creek Renewables | 61060 | NC | SAT | SERC |  | 22 | 2 | NAICS-22 Non-Cogen | PV | SUN | SUN | CPLE | 36048 | 4076 | 2021
Vintage2017 | solar pv | TRUE | 61352 | N | . | Bondi Solar | Cypress Creek Renewables | 61060 | NC | SAT | SERC |  | 22 | 2 | NAICS-22 Non-Cogen | PV | SUN | SUN | CPLE | 85911 | 9714 | 2021
Vintage2020 | solar pv | TRUE | 61353 | N | . | Mount Signal Solar Farm II | Imperial Valley Solar 2, LLC | 60986 | CA | PACC | WECC |  | 22 | 2 | NAICS-22 Non-Cogen | PV | SUN | SUN | CISO | 3397768 | 384189 | 2021
Vintage2017 | solar pv | TRUE | 61354 | N | . | Princeton Solar Project | NJR Clean Energy Ventures Corporation | 56990 | NJ | MAT | RFC |  | 22 | 2 | NAICS-22 Non-Cogen | PV | SUN | SUN | PJM | 31592 | 3572 | 2021
Vintage2015 | hydro | FALSE | 61355 | N | . | Arlington Outlet Hydroelectric Generator | Tarrant Regional Water District | 60995 | TX | WSC | TRE |  | 22131 | 4 | Commercial NAICS Non-Cogen | HY | WAT | HYC | ERCO | 6793 | 768 | 2021
Vintage2018 | onshore wind | FALSE | 61356 | N | . | Valfilm Wind Project | OEE XXV LLC | 60996 | OH | ENC | RFC |  | 325211 | 6 | Industrial NAICS Non-Cogen | WT | WND | WND | PJM | 62642 | 7083 | 2021
Vintage2017 | onshore wind | TRUE | 61357 | N | . | Red Pine Wind Project | EDF Renewable Asset Holdings, Inc. | 57170 | MN | WNC | MRO |  | 22 | 2 | NAICS-22 Non-Cogen | WT | WND | WND | MISO | 6405391 | 724264 | 2021
Vintage2016 | solar pv | TRUE | 61358 | N | . | IGS Solar I - BWI5 | IGS Solar I, LLC | 60994 | MD | SAT | RFC |  | 22 | 2 | NAICS-22 Non-Cogen | PV | SUN | SUN | PJM | 8719 | 986 | 2021
Vintage2016 | solar pv | TRUE | 61359 | N | . | IGS Solar I - EWR5 | IGS Solar I, LLC | 60994 | NJ | MAT | RFC |  | 22 | 2 | NAICS-22 Non-Cogen | PV | SUN | SUN | PJM | 14336 | 1621 | 2021
Vintage2016 | solar pv | TRUE | 61360 | N | . | IGS Solar I - EWR6 | IGS Solar I, LLC | 60994 | NJ | MAT | RFC |  | 22 | 2 | NAICS-22 Non-Cogen | PV | SUN | SUN | PJM | 13054 | 1476 | 2021
| other | FALSE | 61362 | N | . | NRG Elbow Creek Energy Storage Project | NRG Texas Power LLC | 54888 | TX | WSC | TRE |  | 22 | 2 | NAICS-22 Non-Cogen | BA | MWH | OTH | ERCO | 0 | -87 | 2021
Vintage2017 | solar pv | TRUE | 61363 | N | . | Equuleus Community Solar Gardens | Equuleus Community Solar Gardens, LLC | 61000 | MN | WNC | MRO |  | 22 | 2 | NAICS-22 Non-Cogen | PV | SUN | SUN | MISO | 67020 | 7578 | 2021
| other | FALSE | 61366 | N | . | Top Gun Energy Storage | San Diego Gas & Electric Co | 16609 | CA | PACC | WECC |  | 22 | 1 | Electric Utility | BA | MWH | OTH | CISO | 0 | -2627 | 2021
Vintage2017 | solar pv | TRUE | 61367 | N | . | Smith & Wesson at Springfield MA PV | Constellation Solar Massachusetts LLC | 57319 | MA | NEW | NPCC |  | 22 | 2 | NAICS-22 Non-Cogen | PV | SUN | SUN | ISNE | 21030 | 2378 | 2021
Vintage2018 | solar pv | TRUE | 61368 | N | . | Midway Solar - TX | MIdway Solar | 61801 | TX | WSC | TRE |  | 22 | 2 | NAICS-22 Non-Cogen | PV | SUN | SUN | ERCO | 3135676 | 354554 | 2021
Vintage2018 | solar pv | TRUE | 61369 | N | . | Sweetwater Solar | Sweetwater Solar LLC | 61005 | WY | MTN | WECC |  | 22 | 2 | NAICS-22 Non-Cogen | PV | SUN | SUN | PACE | 1583711 | 179072 | 2021
Vintage2016 | solar pv | TRUE | 61370 | N | . | Walnut Springs Solar | Cypress Creek Renewables | 61060 | TX | WSC | TRE |  | 22 | 2 | NAICS-22 Non-Cogen | PV | SUN | SUN | ERCO | 96905 | 10957 | 2021
Vintage2016 | solar pv | TRUE | 61371 | N | . | Centaurus Solar - MA | LSE Centaurus LLC | 61009 | MA | NEW | NPCC |  | 22 | 2 | NAICS-22 Non-Cogen | PV | SUN | SUN | ISNE | 29185 | 3300 | 2021
Vintage2016 | solar pv | TRUE | 61373 | N | . | Kearsarge Bellingham PV | Kearsarge Bellingham LLC | 61011 | MA | NEW | NPCC |  | 22 | 2 | NAICS-22 Non-Cogen | PV | SUN | SUN | ISNE | 42548 | 4811 | 2021
Vintage2017 | solar pv | TRUE | 61374 | N | . | Hecate Energy Clarke County LLC | Dominion Renewable Energy | 58468 | VA | SAT | SERC |  | 22 | 2 | NAICS-22 Non-Cogen | PV | SUN | SUN | PJM | 149949 | 16955 | 2021
Vintage2017 | solar pv | TRUE | 61375 | N | . | Hecate Energy Cherrydale LLC | Dominion Renewable Energy | 58468 | VA | SAT | RFC |  | 22 | 2 | NAICS-22 Non-Cogen | PV | SUN | SUN | PJM | 336002 | 37992 | 2021
Vintage2017 | solar pv | TRUE | 61376 | N | . | Cedar Creek PV | AES Distributed Energy | 61012 | NY | MAT | NPCC |  | 22 | 2 | NAICS-22 Non-Cogen | PV | SUN | SUN | NYIS | 26213 | 2964 | 2021
Vintage2017 | solar pv | TRUE | 61377 | N | . | Amazon - Patterson PV | AES Distributed Energy | 61012 | CA | PACC | WECC |  | 22 | 2 | NAICS-22 Non-Cogen | PV | SUN | SUN | BANC | 23729 | 2683 | 2021
| petroleum | FALSE | 61378 | N | . | Northern Westchester Hospital | Northern Westchester Hospital | 61013 | NY | MAT | NPCC |  | 622 | 4 | Commercial NAICS Non-Cogen | IC | DFO | DFO | NYIS | 233 | 0 | 2021
| natural gas peaker | FALSE | 61378 | N | . | Northern Westchester Hospital | Northern Westchester Hospital | 61013 | NY | MAT | NPCC |  | 622 | 4 | Commercial NAICS Non-Cogen | IC | NG | NG | NYIS | 0 | 0 | 2021
Vintage2017 | solar pv | TRUE | 61379 | N | . | DodgeSun CSG | National Grid Renewables | 62759 | MN | WNC | MRO |  | 22 | 2 | NAICS-22 Non-Cogen | PV | SUN | SUN | MISO | 85079 | 9620 | 2021
Vintage2018 | solar pv | TRUE | 61380 | N | . | Johnson Solar CSG | National Grid Renewables | 62759 | MN | WNC | MRO |  | 22 | 2 | NAICS-22 Non-Cogen | PV | SUN | SUN | MISO | 83470 | 9438 | 2021
Vintage2017 | solar pv | TRUE | 61381 | N | . | Koppelman Sun CSG | National Grid Renewables | 62759 | MN | WNC | MRO |  | 22 | 2 | NAICS-22 Non-Cogen | PV | SUN | SUN | MISO | 83310 | 9420 | 2021
Vintage2018 | solar pv | TRUE | 61382 | N | . | Lindstrom Solar CSG | National Grid Renewables | 62759 | MN | WNC | MRO |  | 22 | 2 | NAICS-22 Non-Cogen | PV | SUN | SUN | MISO | 50260 | 5683 | 2021
Vintage2017 | solar pv | TRUE | 61383 | N | . | Rengstorf Solar CSG | National Grid Renewables | 62759 | MN | WNC | MRO |  | 22 | 2 | NAICS-22 Non-Cogen | PV | SUN | SUN | MISO | 85717 | 9692 | 2021
Vintage2018 | solar pv | TRUE | 61384 | N | . | St. Cloud Solar CSG | National Grid Renewables | 62759 | MN | WNC | MRO |  | 22 | 2 | NAICS-22 Non-Cogen | PV | SUN | SUN | MISO | 81904 | 9261 | 2021
Vintage2016 | biomass | TRUE | 61385 | N | . | Georgia LFG Oak Grove Plant | Cube District Energy, LLC | 61038 | GA | SAT | SERC |  | 22 | 2 | NAICS-22 Non-Cogen | IC | LFG | MLG | SOCO | 468670 | 44840.121 | 2021
Vintage0 | natural gas peaker | FALSE | 61385 | N | . | Georgia LFG Oak Grove Plant | Cube District Energy, LLC | 61038 | GA | SAT | SERC |  | 22 | 2 | NAICS-22 Non-Cogen | IC | NG | NG | SOCO | 29891 | 2859.879 | 2021
Vintage2016 | biomass | TRUE | 61386 | N | . | Georgia LFG Pine Ridge Plant | Cube District Energy, LLC | 61038 | GA | SAT | SERC |  | 22 | 2 | NAICS-22 Non-Cogen | IC | LFG | MLG | SOCO | 349348 | 37977 | 2021
Vintage2016 | biomass | TRUE | 61387 | N | . | Georgia LFG Richland Creek Plant | Cube District Energy, LLC | 61038 | GA | SAT | SERC |  | 22 | 2 | NAICS-22 Non-Cogen | IC | LFG | MLG | SOCO | 720828 | 66084 | 2021
Vintage2017 | solar pv | TRUE | 61388 | N | . | AEP Jacksonville Solar Project | AEP Onsite Partners, LLC | 60571 | FL | SAT | SERC |  | 22 | 2 | NAICS-22 Non-Cogen | PV | SUN | SUN | JEA | 126178 | 14267 | 2021
Vintage2017 | solar pv | TRUE | 61389 | N | . | Letchworth Solar Project | AEP Onsite Partners, LLC | 60571 | NY | MAT | NPCC |  | 22 | 2 | NAICS-22 Non-Cogen | PV | SUN | SUN | NYIS | 16802 | 1900 | 2021
Vintage2019 | natural gas peaker | TRUE | 61391 | N | . | A.J. Mihm Generating Station | Upper Michigan Energy Resources Company | 61029 | MI | ENC | RFC |  | 22 | 1 | Electric Utility | IC | NG | NG | MISO | 2009231 | 237478 | 2021
Vintage2019 | natural gas peaker | TRUE | 61392 | N | . | F.D. Kuester Generating Station | Upper Michigan Energy Resources Company | 61029 | MI | ENC | RFC |  | 22 | 1 | Electric Utility | IC | NG | NG | MISO | 4537122 | 527826 | 2021
Vintage2017 | solar pv | TRUE | 61397 | N | . | Georgia Power at Jakin GA PV | Constellation Solar Georgia 2, LLC | 61032 | GA | SAT | SERC |  | 22 | 2 | NAICS-22 Non-Cogen | PV | SUN | SUN | SOCO | 25967 | 2936 | 2021
Vintage2016 | solar pv | TRUE | 61398 | N | . | Canis Major Solar Farm | LSE Canis Major LLC | 61025 | CT | NEW | NPCC |  | 22 | 2 | NAICS-22 Non-Cogen | PV | SUN | SUN | ISNE | 29185 | 3300 | 2021
Vintage2017 | solar pv | TRUE | 61399 | N | . | Ashby Duffy CSG Solar Farm | LSE Cassiopeia LLC | 61028 | MA | NEW | NPCC |  | 22 | 2 | NAICS-22 Non-Cogen | PV | SUN | SUN | ISNE | 28144 | 3182 | 2021
Vintage2019 | onshore wind | TRUE | 61402 | N | . | Foard City Wind | Foard City Wind, LLC | 61037 | TX | WSC | TRE |  | 22 | 2 | NAICS-22 Non-Cogen | WT | WND | WND | ERCO | 10940116 | 1237010 | 2021
Vintage2017 | solar pv | TRUE | 61403 | N | . | Deep Branch Farm | Strata Manager, LLC | 64778 | NC | SAT | SERC |  | 22 | 2 | NAICS-22 Non-Cogen | PV | SUN | SUN | CPLE | 80435 | 9095 | 2021
Vintage2017 | solar pv | TRUE | 61404 | N | . | Pikeville Farm | Pikeville Farm, LLC | 61039 | NC | SAT | SERC |  | 22 | 2 | NAICS-22 Non-Cogen | PV | SUN | SUN | CPLE | 91791 | 10379 | 2021
Vintage2017 | solar pv | TRUE | 61405 | N | . | Moorings Farm 2, LLC | Moorings Farm 2, LLC | 61040 | NC | SAT | SERC |  | 22 | 2 | NAICS-22 Non-Cogen | PV | SUN | SUN | CPLE | 79975 | 9043 | 2021
Vintage2017 | solar pv | TRUE | 61406 | N | . | Essex Solar Center | CD Arevon USA, Inc. | 61230 | VA | SAT | SERC |  | 22 | 2 | NAICS-22 Non-Cogen | PV | SUN | SUN | PJM | 366009 | 41385 | 2021
Vintage2017 | onshore wind | TRUE | 61407 | N | . | Cottonwood Wind Energy Center | Cottonwood Wind Project | 61042 | NE | WNC | MRO |  | 22 | 2 | NAICS-22 Non-Cogen | WT | WND | WND | SWPP | 3650112 | 412722 | 2021
Vintage2016 | solar pv | TRUE | 61408 | N | . | Canis Minor Solar Farm | LSE Canis Minor LLC | 61043 | CT | NEW | NPCC |  | 22 | 2 | NAICS-22 Non-Cogen | PV | SUN | SUN | ISNE | 14795 | 1673 | 2021
Vintage2017 | solar pv | TRUE | 61409 | N | . | Highway 56 Solar | Cypress Creek Renewables | 61060 | TX | WSC | TRE |  | 22 | 2 | NAICS-22 Non-Cogen | PV | SUN | SUN | ERCO | 63323 | 7160 | 2021
Vintage2017 | solar pv | TRUE | 61410 | N | . | Whitesboro Solar | Cypress Creek Renewables | 61060 | TX | WSC | TRE |  | 22 | 2 | NAICS-22 Non-Cogen | PV | SUN | SUN | ERCO | 79259 | 8962 | 2021
Vintage2017 | solar pv | TRUE | 61411 | N | . | Whitesboro Solar II | Cypress Creek Renewables | 61060 | TX | WSC | TRE |  | 22 | 2 | NAICS-22 Non-Cogen | PV | SUN | SUN | ERCO | 72247 | 8169 | 2021
Vintage2018 | solar pv | TRUE | 61412 | N | . | Latitude Solar Center | CD Arevon USA, Inc. | 61230 | TN | ESC | SERC |  | 22 | 2 | NAICS-22 Non-Cogen | PV | SUN | SUN | TVA | 263967 | 29847 | 2021
Vintage2019 | petroleum | FALSE | 61413 | N | . | NYC-HH - CONEY ISLAND HOSPITAL | NYC-HH Coney Island Hospital | 61049 | NY | MAT | NPCC |  | 622 | 4 | Commercial NAICS Non-Cogen | IC | DFO | DFO | NYIS | 2521 | 298 | 2021
Vintage2008 | petroleum | FALSE | 61414 | N | . | NY Times Daily Production Facility | The NY Times Production Facility | 61050 | NY | MAT | NPCC |  | 323 | 6 | Industrial NAICS Non-Cogen | IC | DFO | DFO | NYIS | 2362 | 202 | 2021
Vintage2016 | solar pv | TRUE | 61415 | N | . | West Boylston Community Shared Solar | Town of West Boylston - (MA) | 20326 | MA | NEW | NPCC |  | 22 | 1 | Electric Utility | PV | SUN | SUN | ISNE | 21224 | 2400 | 2021
Vintage2014 | petroleum | FALSE | 61416 | N | . | Mount Sinai Hospital | Mount Sinai Hospital | 61053 | NY | MAT | NPCC |  | 622 | 4 | Commercial NAICS Non-Cogen | IC | DFO | DFO | NYIS | 2368 | 307 | 2021
Vintage2019 | onshore wind | TRUE | 61417 | N | . | Gopher Creek Wind Farm | Fluvanna Wind Energy 2 LLC | 61054 | TX | WSC | TRE |  | 22 | 2 | NAICS-22 Non-Cogen | WT | WND | WND | ERCO | 5286712 | 597774 | 2021
Vintage2017 | solar pv | TRUE | 61418 | N | . | Valencia 1 Solar CA | ZGlobal Inc | 60059 | CA | PACC | WECC |  | 22 | 2 | NAICS-22 Non-Cogen | PV | SUN | SUN | IID | 63006 | 7124 | 2021
Vintage2017 | solar pv | TRUE | 61419 | N | . | One Ten Partners PV | One Ten Partners, LLC | 61058 | CA | PACC | WECC |  | 22 | 2 | NAICS-22 Non-Cogen | PV | SUN | SUN | CISO | 56053 | 6338 | 2021
Vintage2018 | solar pv | TRUE | 61420 | N | . | Merced 1 PV | ZGlobal Inc | 60059 | CA | PACC | WECC |  | 22 | 2 | NAICS-22 Non-Cogen | PV | SUN | SUN | CISO | 60185 | 6805 | 2021
Vintage2017 | solar pv | TRUE | 61421 | N | . | Madera 1 PV | ZGlobal Inc | 60059 | CA | PACC | WECC |  | 22 | 2 | NAICS-22 Non-Cogen | PV | SUN | SUN | CISO | 26832 | 3034 | 2021
Vintage2017 | solar pv | TRUE | 61422 | N | . | Southampton Solar, LLC | Dominion Renewable Energy | 58468 | VA | SAT | SERC |  | 22 | 2 | NAICS-22 Non-Cogen | PV | SUN | SUN | PJM | 1674336 | 189319 | 2021
Vintage2018 | solar pv | TRUE | 61423 | N | . | OR Solar 5, LLC | Heelstone Energy Holdings, LLC | 59462 | OR | PACC | WECC |  | 22 | 2 | NAICS-22 Non-Cogen | PV | SUN | SUN | PACW | 171750 | 19420 | 2021
Vintage2018 | solar pv | TRUE | 61424 | N | . | OR Solar 8, LLC | Heelstone Energy Holdings, LLC | 59462 | OR | PACC | WECC |  | 22 | 2 | NAICS-22 Non-Cogen | PV | SUN | SUN | PACW | 231369 | 26161 | 2021
Vintage2017 | solar pv | TRUE | 61425 | N | . | Coyote Ridge Community Solar | Poudre Valley REA, Inc | 15257 | CO | MTN | WECC |  | 22 | 1 | Electric Utility | PV | SUN | SUN | WACM | 28388 | 3210 | 2021
Vintage2018 | solar pv | TRUE | 61426 | N | . | Gopher CSG | SoCore Energy LLC | 60520 | MN | WNC | MRO |  | 22 | 2 | NAICS-22 Non-Cogen | PV | SUN | SUN | MISO | 76597 | 8661 | 2021
Vintage2017 | solar pv | TRUE | 61427 | N | . | Richmond CSG | SoCore Energy LLC | 60520 | MN | WNC | MRO |  | 22 | 2 | NAICS-22 Non-Cogen | PV | SUN | SUN | MISO | 84868 | 9596 | 2021
Vintage2018 | solar pv | TRUE | 61428 | N | . | Taylors Falls CSG | SoCore Energy LLC | 60520 | MN | WNC | MRO |  | 22 | 2 | NAICS-22 Non-Cogen | PV | SUN | SUN | MISO | 75554 | 8543 | 2021
Vintage2018 | solar pv | TRUE | 61429 | N | . | Big George PV CSG | Altus Power America Management, LLC | 60281 | MA | NEW | NPCC |  | 22 | 2 | NAICS-22 Non-Cogen | PV | SUN | SUN | ISNE | 13277 | 1501 | 2021
Vintage2017 | solar pv | TRUE | 61430 | N | . | OR Solar 6, LLC | Heelstone Energy Holdings, LLC | 59462 | OR | PACC | WECC |  | 22 | 2 | NAICS-22 Non-Cogen | PV | SUN | SUN | PACW | 219739 | 24846 | 2021
| other | FALSE | 61431 | N | . | Beacon BESS 1 | Los Angeles Department of Water & Power | 11208 | CA | PACC | WECC |  | 22 | 1 | Electric Utility | BA | MWH | OTH | LDWP | 0 | -1326 | 2021
Vintage2019 | solar pv | TRUE | 61432 | N | . | SCE&G Curie CSG | Cypress Creek Renewables | 61060 | SC | SAT | SERC |  | 22 | 2 | NAICS-22 Non-Cogen | PV | SUN | SUN | SCEG | 30539 | 3453 | 2021
Vintage2018 | solar pv | TRUE | 61433 | N | . | SCE&G Nimitz CSG | Cypress Creek Renewables | 61060 | SC | SAT | SERC |  | 22 | 2 | NAICS-22 Non-Cogen | PV | SUN | SUN | SCEG | 141761 | 16029 | 2021
Vintage2018 | solar pv | TRUE | 61434 | N | . | SCE&G Springfield CSG | Cypress Creek Renewables | 61060 | SC | SAT | SERC |  | 22 | 2 | NAICS-22 Non-Cogen | PV | SUN | SUN | SCEG | 105730 | 11955 | 2021
Vintage2018 | solar pv | TRUE | 61435 | N | . | DG AMP Solar Coldwater | DG AMP Solar, LLC | 60370 | MI | ENC | RFC |  | 22 | 2 | NAICS-22 Non-Cogen | PV | SUN | SUN | MISO | 18157 | 2053 | 2021
Vintage2018 | solar pv | TRUE | 61436 | N | . | DG AMP Solar Orrville 3 | DG AMP Solar, LLC | 60370 | OH | ENC | RFC |  | 22 | 2 | NAICS-22 Non-Cogen | PV | SUN | SUN | PJM | 29052 | 3285 | 2021
Vintage2018 | solar pv | TRUE | 61437 | N | . | DG AMP Solar Versailles | DG AMP Solar, LLC | 60370 | OH | ENC | RFC |  | 22 | 2 | NAICS-22 Non-Cogen | PV | SUN | SUN | PJM | 22172 | 2507 | 2021
Vintage2018 | solar pv | TRUE | 61438 | N | . | DG AMP Solar Jackson Center | DG AMP Solar, LLC | 60370 | OH | ENC | RFC |  | 22 | 2 | NAICS-22 Non-Cogen | PV | SUN | SUN | PJM | 25372 | 2869 | 2021
Vintage2017 | solar pv | TRUE | 61441 | N | . | Denver Braswell PV | IGS ORIX Solar I, LLC | 61077 | GA | SAT | SERC |  | 22 | 2 | NAICS-22 Non-Cogen | PV | SUN | SUN | SOCO | 23064 | 2608 | 2021
Vintage2018 | onshore wind | TRUE | 61442 | N | . | Foundation California Training Facility | Foundation CA Fund IX Manager, LLC | 61070 | CA | PACC | WECC |  | 22 | 2 | NAICS-22 Non-Cogen | WT | WND | WND | CISO | 50721 | 5735 | 2021
Vintage2019 | onshore wind | TRUE | 61443 | N | . | Foundation Mann Packing | Foundation CA Fund IX Manager, LLC | 61070 | CA | PACC | WECC |  | 22 | 2 | NAICS-22 Non-Cogen | WT | WND | WND | CISO | 47297 | 5348 | 2021
Vintage2018 | onshore wind | TRUE | 61444 | N | . | Foundation SaIinas Valley State Prison | Foundation CA Fund IX Manager, LLC | 61070 | CA | PACC | WECC |  | 22 | 2 | NAICS-22 Non-Cogen | WT | WND | WND | CISO | 48245 | 5455 | 2021
Vintage2018 | solar pv | TRUE | 61445 | N | . | Gaskell West 1 Solar Facility | Southern Power Co | 17650 | CA | PACC | WECC |  | 22 | 2 | NAICS-22 Non-Cogen | PV | SUN | SUN | CISO | 493239 | 55771 | 2021
Vintage2018 | solar pv | TRUE | 61450 | N | . | Farmington Solar Farm | MC Power Companies Inc | 58822 | MO | WNC | SERC |  | 22 | 2 | NAICS-22 Non-Cogen | PV | SUN | SUN | MISO | 35474 | 4011 | 2021
Vintage2017 | solar pv | TRUE | 61451 | N | . | Northfield Holdco CSG | Northfield Holdco LLC | 61071 | MN | WNC | MRO |  | 22 | 2 | NAICS-22 Non-Cogen | PV | SUN | SUN | MISO | 92960 | 10511 | 2021
Vintage2017 | solar pv | TRUE | 61452 | N | . | Waterford Holdco CSG | Waterford Holdco LLC | 61072 | MN | WNC | MRO |  | 22 | 2 | NAICS-22 Non-Cogen | PV | SUN | SUN | MISO | 46440 | 5251 | 2021
Vintage2017 | solar pv | TRUE | 61453 | N | . | B.R. Corcoran CSG | Minnesota Solar CSG 19, LLC | 61075 | MN | WNC | MRO |  | 22 | 2 | NAICS-22 Non-Cogen | PV | SUN | SUN | MISO | 75863 | 8578 | 2021
Vintage2017 | solar pv | TRUE | 61454 | N | . | B.R. Sartell CSG | Minnesota Solar CSG 21, LLC | 61074 | MN | WNC | MRO |  | 22 | 2 | NAICS-22 Non-Cogen | PV | SUN | SUN | MISO | 42086 | 4759 | 2021
Vintage2017 | solar pv | TRUE | 61455 | N | . | B.R. Sauk Rapids CSG | Minnesota Solar CSG 9, LLC | 61073 | MN | WNC | MRO |  | 22 | 2 | NAICS-22 Non-Cogen | PV | SUN | SUN | MISO | 75961 | 8589 | 2021
Vintage2017 | solar pv | TRUE | 61456 | N | . | Montgomery Winsted CSG | Minnesota Solar CSG 4, LLC | 61076 | MN | WNC | MRO |  | 22 | 2 | NAICS-22 Non-Cogen | PV | SUN | SUN | MISO | 44484 | 5030 | 2021
Vintage2017 | solar pv | TRUE | 61457 | N | . | Palmer Solar Center | CD Arevon USA, Inc. | 61230 | VA | SAT | SERC |  | 22 | 2 | NAICS-22 Non-Cogen | PV | SUN | SUN | PJM | 100974 | 11417 | 2021
Vintage2017 | solar pv | TRUE | 61458 | N | . | Martin Solar Center | CD Arevon USA, Inc. | 61230 | VA | SAT | SERC |  | 22 | 2 | NAICS-22 Non-Cogen | PV | SUN | SUN | PJM | 85840 | 9706 | 2021
Vintage2017 | solar pv | TRUE | 61459 | N | . | Georgia Power at Swainsboro | Constellation Solar Georgia 2, LLC | 61032 | GA | SAT | SERC |  | 22 | 2 | NAICS-22 Non-Cogen | PV | SUN | SUN | SOCO | 51323 | 5803 | 2021
Vintage2017 | solar pv | TRUE | 61460 | N | . | IOS - MEW Phase 1 | IGS ORIX Solar I, LLC | 61077 | ME | NEW | NPCC |  | 22 | 2 | NAICS-22 Non-Cogen | PV | SUN | SUN | ISNE | 53639 | 6065 | 2021
Vintage2018 | solar pv | TRUE | 61461 | N | . | North Smithfield Solar Power 1 | AEP Onsite Partners, LLC | 60571 | RI | NEW | NPCC |  | 22 | 2 | NAICS-22 Non-Cogen | PV | SUN | SUN | ISNE | 9508 | 1075 | 2021
Vintage2017 | solar pv | TRUE | 61462 | N | . | SR Platte Solar Farm | SR Platte | 61081 | CO | MTN | WECC |  | 22 | 2 | NAICS-22 Non-Cogen | PV | SUN | SUN | PSCO | 324576 | 36700 | 2021
Vintage2017 | solar pv | TRUE | 61463 | N | . | Vandenberg Solar Project | Goldman Sachs Renewable Power LLC | 61944 | CA | PACC | WECC |  | 22 | 2 | NAICS-22 Non-Cogen | PV | SUN | SUN | CISO | 375074 | 42410 | 2021
| petroleum | FALSE | 61464 | N | . | CoreSite Real Estate 2972 Stender, L.P. | CoreSite Real Estate 2972 Stender, L.P. | 61078 | CA | PACC | WECC |  | 22 | 2 | NAICS-22 Non-Cogen | IC | DFO | DFO | CISO | 95 | 0 | 2021
Vintage2017 | solar pv | TRUE | 61465 | N | . | IGS Solar I - BWI2 | IGS ORIX Solar I, LLC | 61077 | MD | SAT | RFC |  | 22 | 2 | NAICS-22 Non-Cogen | PV | SUN | SUN | PJM | 11152 | 1261 | 2021
Vintage2017 | solar pv | TRUE | 61466 | N | . | IOS - ERW9 | IGS ORIX Solar I, LLC | 61077 | NJ | MAT | RFC |  | 22 | 2 | NAICS-22 Non-Cogen | PV | SUN | SUN | PJM | 36552 | 4133 | 2021
Vintage2017 | solar pv | TRUE | 61467 | N | . | City of Lexington | IGS ORIX Solar I, LLC | 61077 | NE | WNC | MRO |  | 22 | 2 | NAICS-22 Non-Cogen | PV | SUN | SUN | SWPP | 59333 | 6709 | 2021
Vintage2017 | solar pv | TRUE | 61468 | N | . | Valdosta Prison | IGS ORIX Solar I, LLC | 61077 | GA | SAT | SERC |  | 22 | 2 | NAICS-22 Non-Cogen | PV | SUN | SUN | SOCO | 16664 | 1884 | 2021
Vintage2018 | solar pv | TRUE | 61469 | N | . | Lichtenthal | AES Distributed Energy | 61012 | NY | MAT | NPCC |  | 22 | 2 | NAICS-22 Non-Cogen | PV | SUN | SUN | NYIS | 22659 | 2562 | 2021
Vintage2018 | solar pv | TRUE | 61470 | N | . | Call Farms 1 | AES Distributed Energy | 61012 | NY | MAT | NPCC |  | 22 | 2 | NAICS-22 Non-Cogen | PV | SUN | SUN | NYIS | 27894 | 3154 | 2021
Vintage2018 | solar pv | TRUE | 61471 | N | . | Call Farms 3 | AES Distributed Energy | 61012 | NY | MAT | NPCC |  | 22 | 2 | NAICS-22 Non-Cogen | PV | SUN | SUN | NYIS | 27637 | 3125 | 2021
Vintage2017 | solar pv | TRUE | 61472 | N | . | San Luis Solar Garden | AES Distributed Energy | 61012 | CO | MTN | WECC |  | 22 | 2 | NAICS-22 Non-Cogen | PV | SUN | SUN | PSCO | 29300 | 3313 | 2021
| other | FALSE | 61473 | N | . | Hopewell Valley High School Hybrid | Hopewell Valley High School | 61091 | NJ | MAT | RFC |  | 22 | 2 | NAICS-22 Non-Cogen | BA | MWH | OTH | PJM | 0 | 0 | 2021
Vintage2015 | solar pv | TRUE | 61473 | N | . | Hopewell Valley High School Hybrid | Hopewell Valley High School | 61091 | NJ | MAT | RFC |  | 22 | 2 | NAICS-22 Non-Cogen | PV | SUN | SUN | PJM | 6669 | 754 | 2021
| petroleum | FALSE | 61474 | N | . | CoreSite Real Estate 55 S. Market Street | CoreSite Real Estate 55 S. Market Street, LLC | 61088 | CA | PACC | WECC |  | 53 | 4 | Commercial NAICS Non-Cogen | IC | DFO | DFO | CISO | 113 | 0 | 2021
| petroleum | FALSE | 61475 | N | . | CoreSite Real Estate 1656 McCarthy, L.P. | CoreSite Real Estate 1656 McCarthy, L.P. | 61089 | CA | PACC | WECC |  | 53 | 4 | Commercial NAICS Non-Cogen | IC | DFO | DFO | CISO | 509 | 0 | 2021
| petroleum | FALSE | 61476 | N | . | CoreSite Real Estate 2901 Coronado, L.P. | CoreSite Real Estate 2901 Coronado, L.P. | 61086 | CA | PACC | WECC |  | 53 | 4 | Commercial NAICS Non-Cogen | IC | DFO | DFO | CISO | 41 | 0 | 2021
Vintage2018 | solar pv | TRUE | 61478 | N | . | SunE Feely 1 CSG, LLC | Ecoplexus, Inc | 58970 | MN | WNC | MRO |  | 22 | 2 | NAICS-22 Non-Cogen | PV | SUN | SUN | MISO | 77110 | 8719 | 2021
| petroleum | FALSE | 61482 | N | . | CoreSite Real Estate 3032 Coronado, L.P. | CoreSite Real Estate 3032 Coronado, L.P. | 61087 | CA | PACC | WECC |  | 53 | 4 | Commercial NAICS Non-Cogen | IC | DFO | DFO | CISO | 656 | 0 | 2021
Vintage2018 | solar pv | TRUE | 61483 | N | . | Cottage Grove CSG, LLC | Ecoplexus, Inc | 58970 | MN | WNC | MRO |  | 22 | 2 | NAICS-22 Non-Cogen | PV | SUN | SUN | MISO | 75332 | 8518 | 2021
Vintage2018 | solar pv | TRUE | 61484 | N | . | Fox CSG, LLC | Ecoplexus, Inc | 58970 | MN | WNC | MRO |  | 22 | 2 | NAICS-22 Non-Cogen | PV | SUN | SUN | MISO | 66507 | 7520 | 2021
Vintage2018 | solar pv | TRUE | 61485 | N | . | SunE Stolee CSG, LLC | Ecoplexus, Inc | 58970 | MN | WNC | MRO |  | 22 | 2 | NAICS-22 Non-Cogen | PV | SUN | SUN | MISO | 47987 | 5426 | 2021
Vintage2018 | solar pv | TRUE | 61486 | N | . | Wyoming 2 CSG, LLC | Ecoplexus, Inc | 58970 | MN | WNC | MRO |  | 22 | 2 | NAICS-22 Non-Cogen | PV | SUN | SUN | MISO | 74139 | 8383 | 2021
Vintage2017 | solar pv | TRUE | 61487 | N | . | SL Babylon | SL Babylon, LLC | 61093 | NY | MAT | NPCC |  | 22 | 2 | NAICS-22 Non-Cogen | PV | SUN | SUN | NYIS | 112850 | 12760 | 2021
Vintage2016 | natural gas peaker | FALSE | 61488 | Y | . | NYU LANGONE HEALTH | NYU LANGONE HEALTH | 61094 | NY | MAT | NPCC |  | 622 | 5 | Commercial NAICS Cogen | GT | NG | NG | NYIS | 686347 | 57330 | 2021
Vintage2018 | petroleum | FALSE | 61488 | Y | . | NYU LANGONE HEALTH | NYU LANGONE HEALTH | 61094 | NY | MAT | NPCC |  | 622 | 5 | Commercial NAICS Cogen | IC | DFO | DFO | NYIS | 1241 | 153 | 2021
Vintage2017 | solar pv | TRUE | 61489 | N | . | Cameron Solar | Cameron Solar, LLC | 61096 | SC | SAT | SERC |  | 22 | 2 | NAICS-22 Non-Cogen | PV | SUN | SUN | SCEG | 383599 | 43374 | 2021
Vintage2017 | solar pv | TRUE | 61490 | N | . | Estill Solar | Estill Solar I, LLC | 61097 | SC | SAT | SERC |  | 22 | 2 | NAICS-22 Non-Cogen | PV | SUN | SUN | SCEG | 348295 | 39382 | 2021
Vintage2015 | solar pv | TRUE | 61493 | N | . | E-Volve Energy Holdings LLC | E-Volve Energy Holdings LLC | 61100 | TX | WSC | TRE |  | 22 | 2 | NAICS-22 Non-Cogen | PV | SUN | SUN | ERCO | 13973 | 1580 | 2021
Vintage2018 | solar pv | TRUE | 61494 | N | . | Wright Cuddyer CSG | Minnesota Solar CSG 1, LLC | 61101 | MN | WNC | MRO |  | 22 | 2 | NAICS-22 Non-Cogen | PV | SUN | SUN | MISO | 53143 | 6009 | 2021
Vintage2018 | solar pv | TRUE | 61495 | N | . | Carver Gladden CSG | Minnesota Solar CSG 8, LLC | 61102 | MN | WNC | MRO |  | 22 | 2 | NAICS-22 Non-Cogen | PV | SUN | SUN | MISO | 40124 | 4537 | 2021
Vintage2018 | solar pv | TRUE | 61496 | N | . | Adams Solar Center | GCL New Energy, Inc. | 60888 | OR | PACC | WECC |  | 22 | 2 | NAICS-22 Non-Cogen | PV | SUN | SUN | PACW | 193737 | 21906 | 2021
Vintage2018 | solar pv | TRUE | 61497 | N | . | Elbe Solar Center | GCL New Energy, Inc. | 60888 | OR | PACC | WECC |  | 22 | 2 | NAICS-22 Non-Cogen | PV | SUN | SUN | PACW | 197053 | 22281 | 2021
Vintage2017 | solar pv | TRUE | 61498 | N | . | Hampton Solar 2 | Hampton Solar II, LLC | 61095 | SC | SAT | SERC |  | 22 | 2 | NAICS-22 Non-Cogen | PV | SUN | SUN | SCEG | 371191 | 41971 | 2021
Vintage2017 | solar pv | TRUE | 61499 | N | . | CED Foster | Consolidated Edison Development Inc. | 56769 | RI | NEW | NPCC |  | 22 | 2 | NAICS-22 Non-Cogen | PV | SUN | SUN | ISNE | 27347 | 3092 | 2021
Vintage2018 | solar pv | TRUE | 61500 | N | . | Porter Way Community Solar Garden | AEP Onsite Partners, LLC | 60571 | MN | WNC | MRO |  | 22 | 2 | NAICS-22 Non-Cogen | PV | SUN | SUN | MISO | 43875 | 4961 | 2021
Vintage2018 | biomass | TRUE | 61501 | N | . | ABEC #2 dba West-Star Dairy | ABEC #2 LLC | 61105 | CA | PACC | WECC |  | 22 | 2 | NAICS-22 Non-Cogen | IC | OBG | ORW | CISO | 104966 | 7565 | 2021
Vintage2018 | biomass | TRUE | 61502 | N | . | ABEC #3 dba Lakeview Dairy | ABEC #3 LLC | 61106 | CA | PACC | WECC |  | 22 | 2 | NAICS-22 Non-Cogen | IC | OBG | ORW | CISO | 85014 | 6906 | 2021
Vintage2018 | biomass | TRUE | 61503 | N | . | ABEC #4 dba CE&S Dairy | ABEC #4 LLC | 61107 | CA | PACC | WECC |  | 22 | 2 | NAICS-22 Non-Cogen | IC | OBG | ORW | CISO | 99778 | 7901 | 2021
Vintage2018 | solar pv | TRUE | 61504 | N | . | RJC I CSG | RJC I CSG LLC | 61108 | MN | WNC | MRO |  | 22 | 2 | NAICS-22 Non-Cogen | PV | SUN | SUN | MISO | 17078 | 1931 | 2021
Vintage2018 | solar pv | TRUE | 61505 | N | . | Huneke I CSG | Huneke I CSG LLC | 61109 | MN | WNC | MRO |  | 22 | 2 | NAICS-22 Non-Cogen | PV | SUN | SUN | MISO | 13866 | 1568 | 2021
Vintage2018 | solar pv | TRUE | 61506 | N | . | Krause CSG | Krause CSG LLC | 61110 | MN | WNC | MRO |  | 22 | 2 | NAICS-22 Non-Cogen | PV | SUN | SUN | MISO | 16601 | 1877 | 2021
Vintage2018 | solar pv | TRUE | 61507 | N | . | DG New Jersey Solar RLS Logistics | DG New Jersey Solar, LLC | 61111 | NJ | MAT | RFC |  | 22 | 2 | NAICS-22 Non-Cogen | PV | SUN | SUN | PJM | 42044 | 4754 | 2021
Vintage2017 | solar pv | TRUE | 61509 | N | . | Monroe County Sites A & B | AES Distributed Energy | 61012 | NY | MAT | NPCC |  | 22 | 2 | NAICS-22 Non-Cogen | PV | SUN | SUN | NYIS | 40965 | 4632 | 2021
Vintage2017 | solar pv | TRUE | 61510 | N | . | Monroe County Sites C, D, & E | AES Distributed Energy | 61012 | NY | MAT | NPCC |  | 22 | 2 | NAICS-22 Non-Cogen | PV | SUN | SUN | NYIS | 79800 | 9023 | 2021
Vintage2017 | solar pv | TRUE | 61512 | N | . | Bullock Solar, LLC | Cypress Creek Renewables | 61060 | NC | SAT | SERC |  | 22 | 2 | NAICS-22 Non-Cogen | PV | SUN | SUN | CPLE | 932627 | 105453 | 2021
Vintage2017 | solar pv | TRUE | 61513 | N | . | Marlin Solar | Cypress Creek Renewables | 61060 | TX | WSC | TRE |  | 22 | 2 | NAICS-22 Non-Cogen | PV | SUN | SUN | ERCO | 87024 | 9840 | 2021
Vintage2017 | solar pv | TRUE | 61514 | N | . | North Gainesville Solar | Cypress Creek Renewables | 61060 | TX | WSC | TRE |  | 22 | 2 | NAICS-22 Non-Cogen | PV | SUN | SUN | ERCO | 60193 | 6806 | 2021
Vintage2017 | solar pv | TRUE | 61515 | N | . | DG Camden LLC Holtec | DG Camden, LLC | 61113 | NJ | MAT | RFC |  | 22 | 2 | NAICS-22 Non-Cogen | PV | SUN | SUN | PJM | 34306 | 3879 | 2021
Vintage2018 | solar pv | TRUE | 61516 | N | . | School Sisters CSG | School Sisters CSG LLC | 61114 | MN | WNC | MRO |  | 22 | 2 | NAICS-22 Non-Cogen | PV | SUN | SUN | MISO | 15478 | 1750 | 2021
Vintage2017 | solar pv | TRUE | 61518 | N | . | 301 Chestnut Solar NG | NuGen Capital Management | 59254 | MA | NEW | NPCC |  | 22 | 2 | NAICS-22 Non-Cogen | PV | SUN | SUN | ISNE | 20871 | 2360 | 2021
Vintage2016 | solar pv | TRUE | 61519 | N | . | Baker Point | Cypress Creek Renewables | 61060 | MD | SAT | RFC |  | 22 | 2 | NAICS-22 Non-Cogen | PV | SUN | SUN | PJM | 122135 | 13810 | 2021
Vintage2016 | solar pv | TRUE | 61520 | N | . | Rosewood Solar | Cypress Creek Renewables | 61060 | NC | SAT | SERC |  | 22 | 2 | NAICS-22 Non-Cogen | PV | SUN | SUN | CPLE | 34924 | 3949 | 2021
Vintage2017 | solar pv | TRUE | 61521 | N | . | Swamp Fox Solar | Swamp Fox Solar, LLC | 61126 | SC | SAT | SERC |  | 22 | 2 | NAICS-22 Non-Cogen | PV | SUN | SUN | SCEG | 208552 | 23581 | 2021
Vintage2017 | solar pv | TRUE | 61522 | N | . | Champion Solar | Champion Solar, LLC | 61127 | SC | SAT | SERC |  | 22 | 2 | NAICS-22 Non-Cogen | PV | SUN | SUN | SCEG | 200874 | 22713 | 2021
Vintage2017 | solar pv | TRUE | 61523 | N | . | Haley Solar | Haley Solar, LLC | 61128 | SC | SAT | SERC |  | 22 | 2 | NAICS-22 Non-Cogen | PV | SUN | SUN | SCEG | 151966 | 17183 | 2021
Vintage2017 | solar pv | TRUE | 61524 | N | . | Whitewright Solar | Cypress Creek Renewables | 61060 | TX | WSC | TRE |  | 22 | 2 | NAICS-22 Non-Cogen | PV | SUN | SUN | ERCO | 151231 | 17100 | 2021
Vintage2017 | solar pv | TRUE | 61525 | N | . | ABD Farms | Cypress Creek Renewables | 61060 | NC | SAT | SERC |  | 22 | 2 | NAICS-22 Non-Cogen | PV | SUN | SUN | CPLE | 83426 | 9433 | 2021
Vintage2018 | solar pv | TRUE | 61526 | N | . | Antanavica Solar | Cypress Creek Renewables | 61060 | MA | NEW | NPCC |  | 22 | 2 | NAICS-22 Non-Cogen | PV | SUN | SUN | ISNE | 12363 | 1398 | 2021
Vintage2017 | solar pv | TRUE | 61527 | N | . | Bakatsias Solar | Cypress Creek Renewables | 61060 | NC | SAT | SERC |  | 22 | 2 | NAICS-22 Non-Cogen | PV | SUN | SUN | DUK | 70272 | 7946 | 2021
Vintage2017 | solar pv | TRUE | 61528 | N | . | Bayboro Solar Farm | Cypress Creek Renewables | 61060 | NC | SAT | SERC |  | 22 | 2 | NAICS-22 Non-Cogen | PV | SUN | SUN | CPLE | 79393 | 8977 | 2021
Vintage2017 | solar pv | TRUE | 61529 | N | . | Estill Solar II | Cypress Creek Renewables | 61060 | SC | SAT | SERC |  | 22 | 2 | NAICS-22 Non-Cogen | PV | SUN | SUN | SCEG | 166788 | 18859 | 2021
Vintage2018 | solar pv | TRUE | 61530 | N | . | Gaston Solar I - SC | Cypress Creek Renewables | 61060 | SC | SAT | SERC |  | 22 | 2 | NAICS-22 Non-Cogen | PV | SUN | SUN | SCEG | 149013 | 16849 | 2021
Vintage2017 | solar pv | TRUE | 61532 | N | . | Leon Solar | Cypress Creek Renewables | 61060 | TX | WSC | TRE |  | 22 | 2 | NAICS-22 Non-Cogen | PV | SUN | SUN | ERCO | 135940 | 15371 | 2021
Vintage2018 | solar pv | TRUE | 61533 | N | . | Mustang Solar | Mustang Solar LLC | 61461 | NC | SAT | SERC |  | 22 | 2 | NAICS-22 Non-Cogen | PV | SUN | SUN | CPLE | 89393 | 10108 | 2021
Vintage2018 | solar pv | TRUE | 61534 | N | . | Old Caroleen Solar Farm | Cypress Creek Renewables | 61060 | NC | SAT | SERC |  | 22 | 2 | NAICS-22 Non-Cogen | PV | SUN | SUN | DUK | 34093 | 3855 | 2021
Vintage2017 | solar pv | TRUE | 61535 | N | . | Statesville Solar | Cypress Creek Renewables | 61060 | NC | SAT | SERC |  | 22 | 2 | NAICS-22 Non-Cogen | PV | SUN | SUN | DUK | 85549 | 9673 | 2021
Vintage2017 | solar pv | TRUE | 61536 | N | . | Wakefield Solar | Cypress Creek Renewables | 61060 | NC | SAT | SERC |  | 22 | 2 | NAICS-22 Non-Cogen | PV | SUN | SUN | CPLE | 86980 | 9835 | 2021
Vintage2016 | solar pv | TRUE | 61537 | N | . | Weston Landfill Solar | Ameresco, Inc - Weston | 61146 | MA | NEW | NPCC |  | 22 | 2 | NAICS-22 Non-Cogen | PV | SUN | SUN | ISNE | 24958 | 2822 | 2021
Vintage2014 | solar pv | TRUE | 61538 | N | . | Braintree Landfill Solar | Ameresco, Inc - Braintree | 61147 | MA | NEW | NPCC |  | 22 | 2 | NAICS-22 Non-Cogen | PV | SUN | SUN | ISNE | 14115 | 1596 | 2021
Vintage2016 | solar pv | TRUE | 61539 | N | . | GELD Solar Farm | Ameresco, Inc - GELD | 61148 | MA | NEW | NPCC |  | 22 | 2 | NAICS-22 Non-Cogen | PV | SUN | SUN | ISNE | 30981 | 3503 | 2021
Vintage2013 | onshore wind | FALSE | 61540 | N | . | Fort Hays State University Wind Farm | Fort Hays State University | 61149 | KS | WNC | MRO |  | 611 | 4 | Commercial NAICS Non-Cogen | WT | WND | WND | SWPP | 139204 | 15740 | 2021
Vintage2018 | solar pv | TRUE | 61541 | N | . | Town of Rocky Hill PV CSG | Tesla Inc. | 60947 | CT | NEW | NPCC |  | 22 | 2 | NAICS-22 Non-Cogen | PV | SUN | SUN | ISNE | 41035 | 4640 | 2021
Vintage2017 | solar pv | TRUE | 61542 | N | . | PopeSun CSG, LLC | Cypress Creek Renewables | 61060 | MN | WNC | MRO |  | 22 | 2 | NAICS-22 Non-Cogen | PV | SUN | SUN | MISO | 75582 | 8546 | 2021
Vintage2017 | solar pv | TRUE | 61543 | N | . | CF Novel Solar CSG Gardens Five, LLC | Cypress Creek Renewables | 61060 | MN | WNC | MRO |  | 22 | 2 | NAICS-22 Non-Cogen | PV | SUN | SUN | MISO | 54869 | 6204 | 2021
Vintage2018 | solar pv | TRUE | 61544 | N | . | LeSun CSG, LLC | Cypress Creek Renewables | 61060 | MN | WNC | MRO |  | 22 | 2 | NAICS-22 Non-Cogen | PV | SUN | SUN | MISO | 79808 | 9024 | 2021
Vintage2017 | solar pv | TRUE | 61545 | N | . | CGSun, LLC Community Solar | Cypress Creek Renewables | 61060 | MN | WNC | MRO |  | 22 | 2 | NAICS-22 Non-Cogen | PV | SUN | SUN | MISO | 62429 | 7059 | 2021
Vintage2018 | solar pv | TRUE | 61547 | N | . | WrightSun CSG, LLC | Cypress Creek Renewables | 61060 | MN | WNC | MRO |  | 22 | 2 | NAICS-22 Non-Cogen | PV | SUN | SUN | MISO | 69550 | 7864 | 2021
Vintage2017 | solar pv | TRUE | 61548 | N | . | CF Novel Solar CSG Gardens Seven, LLC | Cypress Creek Renewables | 61060 | MN | WNC | MRO |  | 22 | 2 | NAICS-22 Non-Cogen | PV | SUN | SUN | MISO | 44053 | 4981 | 2021
Vintage2017 | solar pv | TRUE | 61550 | N | . | DG Haverhill CSG | DG Haverhill | 64647 | MA | NEW | NPCC |  | 22 | 2 | NAICS-22 Non-Cogen | PV | SUN | SUN | ISNE | 46528 | 5261 | 2021
Vintage2012 | petroleum | FALSE | 61551 | N | . | Good Samaritan Hospital | Good Samaritan Hospital | 61152 | NY | MAT | NPCC |  | 622 | 4 | Commercial NAICS Non-Cogen | IC | DFO | DFO | NYIS | 234 | 4.799 | 2021
Vintage2012 | natural gas peaker | FALSE | 61551 | N | . | Good Samaritan Hospital | Good Samaritan Hospital | 61152 | NY | MAT | NPCC |  | 622 | 4 | Commercial NAICS Non-Cogen | IC | NG | NG | NYIS | 1165 | 24.201 | 2021
Vintage2016 | solar pv | TRUE | 61552 | N | . | Fort Detrick Solar PV | Montevue Lane Solar, LLC | 61153 | MD | SAT | RFC |  | 22 | 2 | NAICS-22 Non-Cogen | PV | SUN | SUN | PJM | 181134 | 20481 | 2021
Vintage2017 | solar pv | TRUE | 61553 | N | . | Klamath Falls Solar 2 CSG | Goldman Sachs Renewable Power LLC | 61944 | OR | PACC | WECC |  | 22 | 2 | NAICS-22 Non-Cogen | PV | SUN | SUN | PACW | 57928 | 6550 | 2021
Vintage2018 | solar pv | TRUE | 61554 | N | . | Comer Solar | Georgia Power Co | 7140 | GA | SAT | SERC |  | 22 | 1 | Electric Utility | PV | SUN | SUN | SOCO | 28188 | 3187 | 2021
Vintage2017 | solar pv | TRUE | 61555 | N | . | DG Crystal Spring CSG | DG Crystal Spring CSG | 64638 | MA | NEW | NPCC |  | 22 | 2 | NAICS-22 Non-Cogen | PV | SUN | SUN | ISNE | 56690 | 6410 | 2021
Vintage2017 | solar pv | TRUE | 61556 | N | . | Facebook 1 Solar Energy Center | NMRD Data Center, LLC | 61156 | NM | MTN | WECC |  | 22 | 2 | NAICS-22 Non-Cogen | PV | SUN | SUN | PNM | 237284 | 26830 | 2021
Vintage2018 | solar pv | TRUE | 61557 | N | . | Facebook 2 Solar Energy Center | NMRD Data Center, LLC | 61156 | NM | MTN | WECC |  | 22 | 2 | NAICS-22 Non-Cogen | PV | SUN | SUN | PNM | 244757 | 27675 | 2021
Vintage2018 | solar pv | TRUE | 61558 | N | . | Facebook 3 Solar Energy Center | NMRD Data Center, LLC | 61156 | NM | MTN | WECC |  | 22 | 2 | NAICS-22 Non-Cogen | PV | SUN | SUN | PNM | 242758 | 27449 | 2021
Vintage2017 | solar pv | TRUE | 61559 | N | . | Woodline Solar | Woodline Solar, LLC | 61160 | OR | PACC | WECC |  | 22 | 2 | NAICS-22 Non-Cogen | PV | SUN | SUN | PACW | 150305 | 16995 | 2021
Vintage2017 | solar pv | TRUE | 61560 | N | . | Eagle Point Solar | Norwest Energy 7, LLC | 61161 | OR | PACC | WECC |  | 22 | 2 | NAICS-22 Non-Cogen | PV | SUN | SUN | PACW | 136630 | 15449 | 2021
Vintage2017 | solar pv | TRUE | 61561 | N | . | Bladen Solar | Cypress Creek Renewables | 61060 | NC | SAT | SERC |  | 22 | 2 | NAICS-22 Non-Cogen | PV | SUN | SUN | CPLE | 895959 | 101307 | 2021
Vintage2017 | solar pv | TRUE | 61562 | N | . | Falmouth Landfill Solar | Citizens Enterprises Corporation | 58871 | MA | NEW | NPCC |  | 22 | 2 | NAICS-22 Non-Cogen | PV | SUN | SUN | ISNE | 36031 | 4074 | 2021
Vintage2019 | onshore wind | TRUE | 61564 | N | . | Upland Prairie | Interstate Power and Light Co | 9417 | IA | WNC | MRO |  | 22 | 1 | Electric Utility | WT | WND | WND | MISO | 7686648 | 869137 | 2021
Vintage2019 | onshore wind | TRUE | 61565 | N | . | English Farms | Interstate Power and Light Co | 9417 | IA | WNC | MRO |  | 22 | 1 | Electric Utility | WT | WND | WND | MISO | 5167203 | 584261 | 2021
Vintage2018 | solar pv | TRUE | 61566 | N | . | El Dorado Springs Solar Farm | MC Power Companies Inc | 58822 | MO | WNC | MRO |  | 22 | 2 | NAICS-22 Non-Cogen | PV | SUN | SUN | AECI | 39398 | 4455 | 2021
Vintage2001 | petroleum | FALSE | 61567 | N | . | Woodhull Hospital | Woodhull Hospital | 61162 | NY | MAT | NPCC |  | 622 | 4 | Commercial NAICS Non-Cogen | IC | DFO | DFO | NYIS | 1955 | 150 | 2021
Vintage2009 | petroleum | FALSE | 61568 | N | . | The Allen Hospital | The Allen Hospital | 61164 | NY | MAT | NPCC |  | 622 | 4 | Commercial NAICS Non-Cogen | IC | DFO | DFO | NYIS | 195 | 6 | 2021
Vintage1988 | petroleum | FALSE | 61569 | N | . | Mount Sinai Beth Israel | Mount Sinai Beth Israel | 61165 | NY | MAT | NPCC |  | 622 | 4 | Commercial NAICS Non-Cogen | IC | DFO | DFO | NYIS | 460 | 48 | 2021
| natural gas peaker | FALSE | 61569 | N | . | Mount Sinai Beth Israel | Mount Sinai Beth Israel | 61165 | NY | MAT | NPCC |  | 622 | 4 | Commercial NAICS Non-Cogen | IC | NG | NG | NYIS | 0 | 0 | 2021
Vintage2018 | solar pv | TRUE | 61570 | N | . | Veseli Community Solar Garden | Veseli Solar I LLC | 61168 | MN | WNC | MRO |  | 22 | 2 | NAICS-22 Non-Cogen | PV | SUN | SUN | MISO | 14469 | 1636 | 2021
Vintage2018 | solar pv | TRUE | 61571 | N | . | New Germany Community Solar Garden | New Germany Solar I LLC | 61169 | MN | WNC | MRO |  | 22 | 2 | NAICS-22 Non-Cogen | PV | SUN | SUN | MISO | 16449 | 1860 | 2021
Vintage2018 | solar pv | TRUE | 61572 | N | . | Lake Waconia Community Solar Garden | Lake Waconia Solar LLC | 61170 | MN | WNC | MRO |  | 22 | 2 | NAICS-22 Non-Cogen | PV | SUN | SUN | MISO | 14619 | 1653 | 2021
Vintage2018 | solar pv | TRUE | 61573 | N | . | Lake Waconia IV Community Solar Garden | Lake Waconia Solar IV LLC | 61171 | MN | WNC | MRO |  | 22 | 2 | NAICS-22 Non-Cogen | PV | SUN | SUN | MISO | 14619 | 1653 | 2021
Vintage2018 | solar pv | TRUE | 61574 | N | . | Zumbro Community Solar Garden | Zumbro Solar LLC | 61172 | MN | WNC | MRO |  | 22 | 2 | NAICS-22 Non-Cogen | PV | SUN | SUN | MISO | 14892 | 1684 | 2021
Vintage2018 | solar pv | TRUE | 61575 | N | . | Anheuser-Busch Baldwinsville | AES Distributed Energy | 61012 | NY | MAT | NPCC |  | 22 | 2 | NAICS-22 Non-Cogen | PV | SUN | SUN | NYIS | 25135 | 2842 | 2021
Vintage2018 | solar pv | TRUE | 61576 | N | . | Columbia University - Johnson Farms | AES Distributed Energy | 61012 | NY | MAT | NPCC |  | 22 | 2 | NAICS-22 Non-Cogen | PV | SUN | SUN | NYIS | 30442 | 3442 | 2021
Vintage2018 | solar pv | TRUE | 61577 | N | . | Time Warner Cable Enterprises - Martino | AES Distributed Energy | 61012 | NY | MAT | NPCC |  | 22 | 2 | NAICS-22 Non-Cogen | PV | SUN | SUN | NYIS | 26159 | 2958 | 2021
Vintage2018 | solar pv | TRUE | 61578 | N | . | Columbia University - Minisink | AES Distributed Energy | 61012 | NY | MAT | NPCC |  | 22 | 2 | NAICS-22 Non-Cogen | PV | SUN | SUN | NYIS | 30530 | 3452 | 2021
Vintage2018 | solar pv | TRUE | 61579 | N | . | St. Lawrence University - Sutton | AES Distributed Energy | 61012 | NY | MAT | NPCC |  | 22 | 2 | NAICS-22 Non-Cogen | PV | SUN | SUN | NYIS | 25550 | 2889 | 2021
Vintage2017 | solar pv | TRUE | 61580 | N | . | Tumbleweed Solar, LLC | Heelstone Energy Holdings, LLC | 59462 | OR | PACC | WECC |  | 22 | 2 | NAICS-22 Non-Cogen | PV | SUN | SUN | PACW | 169051 | 19115 | 2021
Vintage2017 | solar pv | TRUE | 61581 | N | . | Davis Lane Solar, LLC | Heelstone Energy Holdings, LLC | 59462 | NC | SAT | SERC |  | 22 | 2 | NAICS-22 Non-Cogen | PV | SUN | SUN | PJM | 85603 | 9679 | 2021
Vintage2018 | onshore wind | TRUE | 61582 | N | . | Voyager Wind II | Terra-Gen Operating Co-Wind | 2770 | CA | PACC | WECC |  | 22 | 2 | NAICS-22 Non-Cogen | WT | WND | WND | CISO | 4471580 | 505606 | 2021
Vintage2018 | onshore wind | TRUE | 61583 | N | . | Voyager Wind III | Terra-Gen Operating Co-Wind | 2770 | CA | PACC | WECC |  | 22 | 2 | NAICS-22 Non-Cogen | WT | WND | WND | CISO | 1273075 | 143948 | 2021
Vintage2018 | onshore wind | TRUE | 61584 | N | . | Voyager Wind IV | Terra-Gen Operating Co-Wind | 2770 | CA | PACC | WECC |  | 22 | 2 | NAICS-22 Non-Cogen | WT | WND | WND | CISO | 729276 | 82460 | 2021
Vintage2018 | solar pv | TRUE | 61585 | N | . | Scandia CSG | DG Minnesota CSG, LLC | 61187 | MN | WNC | MRO |  | 22 | 2 | NAICS-22 Non-Cogen | PV | SUN | SUN | MISO | 82408 | 9318 | 2021
Vintage2017 | solar pv | TRUE | 61586 | N | . | MontSun Community Solar | Generate Capital | 61194 | MN | WNC | MRO |  | 22 | 2 | NAICS-22 Non-Cogen | PV | SUN | SUN | MISO | 81073 | 9167 | 2021
Vintage2017 | solar pv | TRUE | 61587 | N | . | WaveSun Community Solar | Generate Capital | 61194 | MN | WNC | MRO |  | 22 | 2 | NAICS-22 Non-Cogen | PV | SUN | SUN | MISO | 82362 | 9313 | 2021
Vintage2018 | solar pv | TRUE | 61588 | N | . | Independence II Solar Farm | MC Power Companies Inc | 58822 | MO | WNC | MRO |  | 22 | 2 | NAICS-22 Non-Cogen | PV | SUN | SUN | SWPP | 130043 | 14704 | 2021
Vintage2018 | onshore wind | FALSE | 61589 | N | . | UL Advanced Wind Turbine Test Facility | West Texas A&M University | 61188 | TX | WSC | MRO |  | 611 | 4 | Commercial NAICS Non-Cogen | WT | WND | WND | SWPP | 62420 | 7058 | 2021
Vintage2017 | solar pv | TRUE | 61590 | N | . | DG Foxborough Elm CSG | DG Foxborough Elm | 64643 | MA | NEW | NPCC |  | 22 | 2 | NAICS-22 Non-Cogen | PV | SUN | SUN | ISNE | 28425 | 3214 | 2021
Vintage2017 | solar pv | TRUE | 61591 | N | . | Town of Foxborough - Landfill (SREC II) CSG | Town of Foxborough - Landfill (SREC II) | 61190 | MA | NEW | NPCC |  | 22 | 2 | NAICS-22 Non-Cogen | PV | SUN | SUN | ISNE | 16829 | 1903 | 2021
Vintage2017 | solar pv | FALSE | 61593 | N | . | Westmont 301 | Westmont Solar, LLC | 60991 | CA | PACC | WECC |  | 493 | 4 | Commercial NAICS Non-Cogen | PV | SUN | SUN | LDWP | 27752 | 3138 | 2021
Vintage2017 | solar pv | FALSE | 61594 | N | . | Westmont 401 | Westmont Solar, LLC | 60991 | CA | PACC | WECC |  | 493 | 4 | Commercial NAICS Non-Cogen | PV | SUN | SUN | LDWP | 43283 | 4894 | 2021
Vintage2017 | solar pv | TRUE | 61595 | N | . | Flambeau Solar Partners | Flambeau Solar Partners, LLC | 61202 | WI | ENC | MRO |  | 22 | 2 | NAICS-22 Non-Cogen | PV | SUN | SUN | MISO | 41168 | 4655 | 2021
Vintage2017 | solar pv | TRUE | 61596 | N | . | Citizens Agawam Landfill Solar | Citizens Enterprises Corporation | 58871 | MA | NEW | NPCC |  | 22 | 2 | NAICS-22 Non-Cogen | PV | SUN | SUN | ISNE | 19131 | 2163 | 2021
Vintage2017 | solar pv | TRUE | 61597 | N | . | Norton Landfill Solar | Citizens Enterprises Corporation | 58871 | MA | NEW | NPCC |  | 22 | 2 | NAICS-22 Non-Cogen | PV | SUN | SUN | ISNE | 20288 | 2294 | 2021
Vintage2017 | solar pv | TRUE | 61598 | N | . | Tyngsborough Solar | Citizens Enterprises Corporation | 58871 | MA | NEW | NPCC |  | 22 | 2 | NAICS-22 Non-Cogen | PV | SUN | SUN | ISNE | 39161 | 4428 | 2021
Vintage2018 | solar pv | TRUE | 61599 | N | . | New Road Solar, LLC | NJR Clean Energy Ventures Corporation | 56990 | NJ | MAT | RFC |  | 22 | 2 | NAICS-22 Non-Cogen | PV | SUN | SUN | PJM | 143627 | 16240 | 2021
Vintage2018 | solar pv | TRUE | 61600 | N | . | Old Bridge Solar Farm | NJR Clean Energy Ventures Corporation | 56990 | NJ | MAT | RFC |  | 22 | 2 | NAICS-22 Non-Cogen | PV | SUN | SUN | PJM | 119872 | 13554 | 2021
Vintage2018 | solar pv | TRUE | 61601 | N | . | Raritan Solar - 53 Highway | NJR Clean Energy Ventures Corporation | 56990 | NJ | MAT | RFC |  | 22 | 2 | NAICS-22 Non-Cogen | PV | SUN | SUN | PJM | 108067 | 12219 | 2021
Vintage2017 | solar pv | TRUE | 61602 | N | . | CED Chicopee Solar | Consolidated Edison Development Inc. | 56769 | MA | NEW | NPCC |  | 22 | 2 | NAICS-22 Non-Cogen | PV | SUN | SUN | ISNE | 42954 | 4857 | 2021
Vintage2016 | solar pv | TRUE | 61603 | N | . | UMASS | Consolidated Edison Development Inc. | 56769 | MA | NEW | NPCC |  | 22 | 2 | NAICS-22 Non-Cogen | PV | SUN | SUN | ISNE | 49694 | 5619 | 2021
Vintage2017 | solar pv | TRUE | 61604 | N | . | Camden CSD Solar Array | AEP Onsite Partners, LLC | 60571 | NY | MAT | NPCC |  | 22 | 2 | NAICS-22 Non-Cogen | PV | SUN | SUN | NYIS | 22933 | 2593 | 2021
Vintage2017 | solar pv | TRUE | 61605 | N | . | San Luis Valley Solar Array | AEP Onsite Partners, LLC | 60571 | CO | MTN | WECC |  | 22 | 2 | NAICS-22 Non-Cogen | PV | SUN | SUN | PSCO | 58743 | 6642 | 2021
Vintage2017 | solar pv | TRUE | 61606 | N | . | Vilas Solar Array | AEP Onsite Partners, LLC | 60571 | CO | MTN | WECC |  | 22 | 2 | NAICS-22 Non-Cogen | PV | SUN | SUN | PSCO | 88414 | 9997 | 2021
Vintage2018 | solar pv | FALSE | 61607 | N | . | Stenner Creek Solar | Stenner Creek Solar LLC | 61210 | CA | PACC | WECC |  | 611 | 4 | Commercial NAICS Non-Cogen | PV | SUN | SUN | CISO | 93347 | 10555 | 2021
Vintage2018 | solar pv | FALSE | 61608 | N | . | Montgomery County Solar | Montgomery County Solar | 61211 | MD | SAT | RFC |  | 92 | 4 | Commercial NAICS Non-Cogen | PV | SUN | SUN | PJM | 23349 | 2640 | 2021
Vintage2018 | onshore wind | TRUE | 61609 | N | . | Heartland Divide Wind Project, LLC | Heartland Divide Wind Project, LLC | 61214 | IA | WNC | MRO |  | 22 | 2 | NAICS-22 Non-Cogen | WT | WND | WND | MISO | 3695864 | 417895 | 2021
Vintage2018 | solar pv | TRUE | 61610 | N | . | NC 102 Project LLC | NC 102 Project LLC | 61209 | NC | SAT | SERC |  | 22 | 2 | NAICS-22 Non-Cogen | PV | SUN | SUN | DUK | 1259482 | 142411 | 2021
Vintage2019 | solar pv | TRUE | 61611 | N | . | Techren Solar I LLC | Techren Solar I LLC | 61532 | NV | MTN | WECC |  | 22 | 2 | NAICS-22 Non-Cogen | PV | SUN | SUN | NEVP | 2088775 | 236180 | 2021
Vintage2017 | solar pv | TRUE | 61612 | N | . | WED Kingstown Solar I, LLC - West | WED Kingstown Solar I, LLC | 61216 | RI | NEW | NPCC |  | 22 | 2 | NAICS-22 Non-Cogen | PV | SUN | SUN | ISNE | 19456 | 2200 | 2021
Vintage2017 | solar pv | TRUE | 61613 | N | . | WED Stilson Solar | WED Stilson Solar, LLC | 61217 | RI | NEW | NPCC |  | 22 | 2 | NAICS-22 Non-Cogen | PV | SUN | SUN | ISNE | 26620 | 3010 | 2021
Vintage2017 | solar pv | TRUE | 61614 | N | . | Cyril | Western Farmers Elec Coop, Inc | 20447 | OK | WSC | MRO |  | 22 | 1 | Electric Utility | PV | SUN | SUN | SWPP | 76146 | 8610 | 2021
Vintage2017 | solar pv | TRUE | 61615 | N | . | Hinton | Western Farmers Elec Coop, Inc | 20447 | OK | WSC | MRO |  | 22 | 1 | Electric Utility | PV | SUN | SUN | SWPP | 30935 | 3498 | 2021
Vintage2017 | solar pv | TRUE | 61616 | N | . | Marietta | Western Farmers Elec Coop, Inc | 20447 | OK | WSC | MRO |  | 22 | 1 | Electric Utility | PV | SUN | SUN | SWPP | 43194 | 4884 | 2021
Vintage2017 | solar pv | TRUE | 61617 | N | . | Pine Ridge | Western Farmers Elec Coop, Inc | 20447 | OK | WSC | MRO |  | 22 | 1 | Electric Utility | PV | SUN | SUN | SWPP | 32713 | 3699 | 2021
Vintage2017 | solar pv | TRUE | 61618 | N | . | Tuttle | Western Farmers Elec Coop, Inc | 20447 | OK | WSC | MRO |  | 22 | 1 | Electric Utility | PV | SUN | SUN | SWPP | 60362 | 6825 | 2021
Vintage2013 | solar pv | TRUE | 61619 | N | . | CDCR (CA) - Solano State Prison | SunE Solano SP Owner, LLC | 61224 | CA | PACC | WECC |  | 22 | 2 | NAICS-22 Non-Cogen | PV | SUN | SUN | CISO | 18828 | 2129 | 2021
Vintage2013 | solar pv | TRUE | 61620 | N | . | CDCR (CA) - Corcoran State Prison | SunE Corcoran SP Owner, LLC | 61225 | CA | PACC | WECC |  | 22 | 2 | NAICS-22 Non-Cogen | PV | SUN | SUN | CISO | 65977 | 7460 | 2021
Vintage2013 | solar pv | TRUE | 61621 | N | . | CDCR (CA) - Wasco State Prison | SunE Wasco SP Owner, LLC | 61226 | CA | PACC | WECC |  | 22 | 2 | NAICS-22 Non-Cogen | PV | SUN | SUN | CISO | 27797 | 3143 | 2021
Vintage2017 | solar pv | TRUE | 61622 | N | . | WED Kingstown Solar I - East Array | WED Kingstown Solar I, LLC | 61216 | RI | NEW | NPCC |  | 22 | 2 | NAICS-22 Non-Cogen | PV | SUN | SUN | ISNE | 42612 | 4818 | 2021
Vintage2018 | solar pv | TRUE | 61625 | N | . | West Moore Solar II | Cypress Creek Renewables | 61060 | TX | WSC | TRE |  | 22 | 2 | NAICS-22 Non-Cogen | PV | SUN | SUN | ERCO | 65559 | 7413 | 2021
Vintage2018 | solar pv | TRUE | 61626 | N | . | Dundas Solar Holdings LLC CSG | Altus Power America Management, LLC | 60281 | MN | WNC | MRO |  | 22 | 2 | NAICS-22 Non-Cogen | PV | SUN | SUN | MISO | 74334 | 8405 | 2021
Vintage2018 | solar pv | TRUE | 61627 | N | . | Waterville CSG Solar Holdings LLC | Altus Power America Management, LLC | 60281 | MN | WNC | MRO |  | 22 | 2 | NAICS-22 Non-Cogen | PV | SUN | SUN | MISO | 58048 | 6563.37 | 2021
Vintage2018 | solar pv | TRUE | 61628 | N | . | Kilroy Solar | Nautilus Solar Solutions | 61227 | CA | PACC | WECC |  | 22 | 2 | NAICS-22 Non-Cogen | PV | SUN | SUN | CISO | 61306 | 6932 | 2021
Vintage2017 | solar pv | TRUE | 61629 | N | . | West Brookfield Solar - Gilbertsville Rd (CSG) | Nautilus Solar Solutions | 61227 | MA | NEW | NPCC |  | 22 | 2 | NAICS-22 Non-Cogen | PV | SUN | SUN | ISNE | 54974 | 6216 | 2021
Vintage2011 | solar pv | TRUE | 61630 | N | . | William G Mennen Sports Solar | Sunlight General Morris Solar LLC | 58753 | NJ | MAT | RFC |  | 22 | 2 | NAICS-22 Non-Cogen | PV | SUN | SUN | PJM | 9455 | 1069 | 2021
Vintage2018 | solar pv | TRUE | 61631 | N | . | Chiloquin Solar, LLC | Heelstone Energy Holdings, LLC | 59462 | OR | PACC | WECC |  | 22 | 2 | NAICS-22 Non-Cogen | PV | SUN | SUN | PACW | 171097 | 19346 | 2021
Vintage2017 | solar pv | TRUE | 61633 | N | . | DG Tufts Science LLC CSG | DG Tufts Science, LLC | 64665 | MA | NEW | NPCC |  | 22 | 2 | NAICS-22 Non-Cogen | PV | SUN | SUN | ISNE | 12717 | 1438 | 2021
Vintage2017 | solar pv | TRUE | 61634 | N | . | DG Dighton LLC CSG | DG Dighton, LLC | 64630 | MA | NEW | NPCC |  | 22 | 2 | NAICS-22 Non-Cogen | PV | SUN | SUN | ISNE | 75863 | 8578 | 2021
Vintage2017 | solar pv | TRUE | 61635 | N | . | DG Tufts Knoll LLC CSG | DG Tufts Knoll, LLC | 64664 | MA | NEW | NPCC |  | 22 | 2 | NAICS-22 Non-Cogen | PV | SUN | SUN | ISNE | 27027 | 3056 | 2021
Vintage2017 | solar pv | TRUE | 61636 | N | . | DG Webster LLC CSG | DG Webster, LLC | 64666 | MA | NEW | NPCC |  | 22 | 2 | NAICS-22 Non-Cogen | PV | SUN | SUN | ISNE | 73803 | 8345 | 2021
Vintage2017 | solar pv | TRUE | 61637 | N | . | Denison Solar Array | AEP Onsite Partners, LLC | 60571 | OH | ENC | RFC |  | 22 | 2 | NAICS-22 Non-Cogen | PV | SUN | SUN | PJM | 25550 | 2889 | 2021
Vintage2018 | onshore wind | TRUE | 61638 | N | . | Turtle Creek Wind Farm LLC | Turtle Creek Wind Farm LLC | 61330 | IA | WNC | MRO |  | 22 | 2 | NAICS-22 Non-Cogen | WT | WND | WND | MISO | 5609919 | 634319 | 2021
Vintage1982 | hydro | TRUE | 61640 | N | . | Texon Hydroelectric Project | Hitchcock Hydro, LLC | 61253 | MA | NEW | NPCC |  | 22 | 2 | NAICS-22 Non-Cogen | HY | WAT | HYC | ISNE | 57302 | 6479 | 2021
Vintage1917 | hydro | TRUE | 61641 | N | . | Seneca Falls Hydroelectric Project | C-S Canal Hydro, LLC | 61252 | NY | MAT | NPCC |  | 22 | 2 | NAICS-22 Non-Cogen | HY | WAT | HYC | NYIS | 129254 | 14615 | 2021
Vintage1915 | hydro | TRUE | 61642 | N | . | Waterloo Hydroelectric Project | C-S Canal Hydro, LLC | 61252 | NY | MAT | NPCC |  | 22 | 2 | NAICS-22 Non-Cogen | HY | WAT | HYC | NYIS | 49863 | 5638 | 2021
Vintage2018 | natural gas peaker | TRUE | 61643 | N | . | Denton Energy Center | City of Denton - (TX) | 5063 | TX | WSC | TRE |  | 22 | 1 | Electric Utility | IC | NG | NG | ERCO | 2217797 | 262378 | 2021
Vintage2017 | onshore wind | TRUE | 61644 | N | . | August Wind Farm | August Wind Energy, LLC | 61254 | IA | WNC | MRO |  | 22 | 2 | NAICS-22 Non-Cogen | WT | WND | WND | MISO | 50262 | 5683 | 2021
Vintage2019 | solar pv | TRUE | 61645 | N | . | Altair Community Solar Garden | National Grid Renewables | 62759 | MN | WNC | MRO |  | 22 | 2 | NAICS-22 Non-Cogen | PV | SUN | SUN | MISO | 16654 | 1883 | 2021
Vintage2020 | solar pv | TRUE | 61646 | N | . | LA3 West Baton Rouge Solar Facility | Sol Systems | 61677 | LA | WSC | SERC |  | 22 | 2 | NAICS-22 Non-Cogen | PV | SUN | SUN | MISO | 985266 | 111405 | 2021
| other | FALSE | 61647 | N | . | New Orleans Solar Power Plant | Entergy New Orleans, LLC | 13478 | LA | WSC | SERC |  | 22 | 1 | Electric Utility | BA | MWH | OTH | MISO | 0 | 0 | 2021
Vintage2016 | solar pv | TRUE | 61647 | N | . | New Orleans Solar Power Plant | Entergy New Orleans, LLC | 13478 | LA | WSC | SERC |  | 22 | 1 | Electric Utility | PV | SUN | SUN | MISO | 1956 | 221 | 2021
Vintage2021 | solar pv | TRUE | 61648 | N | . | Robins Air Force Base Solar | Georgia Power Co | 7140 | GA | SAT | SERC |  | 22 | 1 | Electric Utility | PV | SUN | SUN | SOCO | 1808696 | 204511 | 2021
Vintage2021 | onshore wind | TRUE | 61650 | N | . | Blazing Star 2 Wind Farm | Northern States Power Co - Minnesota | 13781 | MN | WNC | MRO |  | 22 | 1 | Electric Utility | WT | WND | WND | MISO | 6541126 | 739612 | 2021
Vintage2019 | solar pv | TRUE | 61651 | N | . | Capricornus Community Solar Garden | National Grid Renewables | 62759 | MN | WNC | MRO |  | 22 | 2 | NAICS-22 Non-Cogen | PV | SUN | SUN | MISO | 17716 | 2003 | 2021
Vintage2008 | biomass | TRUE | 61652 | Y | . | Fiber Recovery, Inc. | Fiber Recovery, Inc | 61266 | WI | ENC | RFC |  | 22 | 3 | NAICS-22 Cogen | IC | LFG | MLG | MISO | 173344 | 15762 | 2021
Vintage2018 | solar pv | TRUE | 61654 | N | . | Balm Solar | Tampa Electric Co | 18454 | FL | SAT | SERC |  | 22 | 1 | Electric Utility | PV | SUN | SUN | TEC | 1318853 | 149124 | 2021
Vintage2019 | solar pv | TRUE | 61655 | N | . | Bonnie Mine Solar | Tampa Electric Co | 18454 | FL | SAT | SERC |  | 22 | 1 | Electric Utility | PV | SUN | SUN | TEC | 633885 | 71674 | 2021
Vintage2019 | solar pv | TRUE | 61656 | N | . | Grange Hall Solar | Tampa Electric Co | 18454 | FL | SAT | SERC |  | 22 | 1 | Electric Utility | PV | SUN | SUN | TEC | 1087456 | 122960 | 2021
Vintage2019 | solar pv | TRUE | 61657 | N | . | Lake Hancock Solar | Tampa Electric Co | 18454 | FL | SAT | SERC |  | 22 | 1 | Electric Utility | PV | SUN | SUN | TEC | 836891 | 94628 | 2021
Vintage2017 | solar pv | TRUE | 61658 | N | . | Cougar Solar, LLC | Cougar Solar, LLC | 61269 | NC | SAT | SERC |  | 22 | 2 | NAICS-22 Non-Cogen | PV | SUN | SUN | CPLE | 31539 | 3566 | 2021
Vintage2018 | onshore wind | TRUE | 61660 | N | . | Whirlpool Corp-Greenville Wind Farm | OEE XXVI LLC | 61278 | OH | ENC | RFC |  | 22 | 2 | NAICS-22 Non-Cogen | WT | WND | WND | PJM | 95950 | 10849 | 2021
| other | FALSE | 61661 | N | . | Vista Energy Storage System | Vista Energy Storage, LLC | 61277 | CA | PACC | WECC |  | 22 | 2 | NAICS-22 Non-Cogen | BA | MWH | OTH | CISO | 0 | -4877 | 2021
Vintage2018 | solar pv | TRUE | 61662 | N | . | Carrizozo Solar | SoCore Energy LLC | 60520 | NM | MTN | WECC |  | 22 | 2 | NAICS-22 Non-Cogen | PV | SUN | SUN | PNM | 61111 | 6910 | 2021
Vintage2019 | solar pv | TRUE | 61663 | N | . | Lithia Solar | Tampa Electric Co | 18454 | FL | SAT | SERC |  | 22 | 1 | Electric Utility | PV | SUN | SUN | TEC | 1349709 | 152613 | 2021
Vintage2018 | solar pv | TRUE | 61665 | N | . | Payne Creek Solar | Tampa Electric Co | 18454 | FL | SAT | SERC |  | 22 | 1 | Electric Utility | PV | SUN | SUN | TEC | 1172838 | 132614 | 2021
Vintage2019 | solar pv | TRUE | 61666 | N | . | Peace Creek Solar | Tampa Electric Co | 18454 | FL | SAT | SERC |  | 22 | 1 | Electric Utility | PV | SUN | SUN | TEC | 981462 | 110975 | 2021
Vintage2020 | solar pv | TRUE | 61667 | N | . | Wimauma Solar | Tampa Electric Co | 18454 | FL | SAT | SERC |  | 22 | 1 | Electric Utility | PV | SUN | SUN | TEC | 1200734 | 135768 | 2021
Vintage2017 | onshore wind | TRUE | 61668 | N | . | Creston Ridge II, LLC | Creston Ridge II, LLC | 61280 | NE | WNC | MRO |  | 22 | 2 | NAICS-22 Non-Cogen | WT | WND | WND | SWPP | 236444 | 26735 | 2021
Vintage2018 | solar pv | TRUE | 61669 | N | . | Scandia Community Solar Garden | Scandia CSG LLC | 61284 | MN | WNC | MRO |  | 22 | 2 | NAICS-22 Non-Cogen | PV | SUN | SUN | MISO | 29926 | 3384 | 2021
Vintage2018 | solar pv | TRUE | 61670 | N | . | RJC II Community Solar Garden | RJC II CSG LLC | 61285 | MN | WNC | MRO |  | 22 | 2 | NAICS-22 Non-Cogen | PV | SUN | SUN | MISO | 17070 | 1930 | 2021
Vintage2018 | solar pv | TRUE | 61671 | N | . | Betcher Community Solar Garden | Betcher CSG LLC | 61256 | MN | WNC | MRO |  | 22 | 2 | NAICS-22 Non-Cogen | PV | SUN | SUN | MISO | 13629 | 1541 | 2021
Vintage2018 | solar pv | TRUE | 61672 | N | . | Sherburne Community Solar | AEP Onsite Partners, LLC | 60571 | MN | WNC | MRO |  | 22 | 2 | NAICS-22 Non-Cogen | PV | SUN | SUN | MISO | 83133 | 9400 | 2021
Vintage2018 | onshore wind | TRUE | 61673 | N | . | Arkwright Summit Wind Farm LLC | Arkwright Summit Wind Farm LLC | 58261 | NY | MAT | NPCC |  | 22 | 2 | NAICS-22 Non-Cogen | WT | WND | WND | NYIS | 2065242 | 233519 | 2021
Vintage2018 | onshore wind | TRUE | 61674 | N | . | Wildcat Ranch Wind Project | Wildcat Ranch Wind Project, LLC | 61291 | TX | WSC | MRO |  | 22 | 2 | NAICS-22 Non-Cogen | WT | WND | WND | SWPP | 5812859 | 657266 | 2021
Vintage0 | petroleum | FALSE | 61675 | Y | . | NCSU CCUP Cogeneration Plant | NC State University, Energy Systems | 61292 | NC | SAT | SERC |  | 611 | 5 | Commercial NAICS Cogen | GT | DFO | DFO | CPLE | 27 | 2.295 | 2021
Vintage2019 | natural gas peaker | FALSE | 61675 | Y | . | NCSU CCUP Cogeneration Plant | NC State University, Energy Systems | 61292 | NC | SAT | SERC |  | 611 | 5 | Commercial NAICS Cogen | GT | NG | NG | CPLE | 509579 | 42835.705 | 2021
Vintage2019 | natural gas steam turbine | FALSE | 61675 | Y | . | NCSU CCUP Cogeneration Plant | NC State University, Energy Systems | 61292 | NC | SAT | SERC |  | 611 | 5 | Commercial NAICS Cogen | ST | NG | NG | CPLE | 37440 | 2940 | 2021
Vintage0 | petroleum | FALSE | 61676 | Y | . | NCSU Cates Cogeneration Plant | NC State University, Energy Systems | 61292 | NC | SAT | SERC |  | 611 | 5 | Commercial NAICS Cogen | GT | DFO | DFO | CPLE | 1701 | 141.629 | 2021
Vintage2012 | natural gas peaker | FALSE | 61676 | Y | . | NCSU Cates Cogeneration Plant | NC State University, Energy Systems | 61292 | NC | SAT | SERC |  | 611 | 5 | Commercial NAICS Cogen | GT | NG | NG | CPLE | 964009 | 80302.371 | 2021
Vintage2018 | onshore wind | TRUE | 61677 | N | . | Perennial Windfarm | Perennial Wind, LLC | 61288 | NE | WNC | MRO |  | 22 | 2 | NAICS-22 Non-Cogen | WT | WND | WND | SWPP | 289818 | 32770 | 2021
| other | FALSE | 61678 | N | . | Pinal Central Energy Center Hybrid | Pinal Central Energy Center, LLC | 61295 | AZ | MTN | WECC |  | 22 | 2 | NAICS-22 Non-Cogen | BA | MWH | OTH | SRP | 0 | -1284 | 2021
Vintage2018 | solar pv | TRUE | 61678 | N | . | Pinal Central Energy Center Hybrid | Pinal Central Energy Center, LLC | 61295 | AZ | MTN | WECC |  | 22 | 2 | NAICS-22 Non-Cogen | PV | SUN | SUN | SRP | 543314 | 61433 | 2021
| other | FALSE | 61679 | N | . | Cox Battery Energy Storage | City Utilities of Springfield - (MO) | 17833 | MO | WNC | MRO |  | 22 | 1 | Electric Utility | BA | MWH | OTH | SWPP | 0 | 2 | 2021
Vintage2017 | solar pv | TRUE | 61680 | N | . | Tatanka Wi | HQC Tatanka Wi Solar Power Generation LLC | 61299 | MN | WNC | MRO |  | 22 | 2 | NAICS-22 Non-Cogen | PV | SUN | SUN | MISO | 112017 | 12666 | 2021
Vintage2017 | solar pv | TRUE | 61681 | N | . | Middle Daisy | Onyx Asset Services Group | 60584 | NM | MTN | MRO |  | 22 | 2 | NAICS-22 Non-Cogen | PV | SUN | SUN | SWPP | 51330 | 5804 | 2021
Vintage2014 | solar pv | TRUE | 61682 | N | . | USG 1 | ZGlobal Inc | 60059 | CA | PACC | WECC |  | 22 | 2 | NAICS-22 Non-Cogen | PV | SUN | SUN | IID | 26337 | 2978 | 2021
Vintage2015 | solar pv | TRUE | 61683 | N | . | USG 2 | ZGlobal Inc | 60059 | CA | PACC | WECC |  | 22 | 2 | NAICS-22 Non-Cogen | PV | SUN | SUN | IID | 16928 | 1914 | 2021
Vintage2017 | petroleum | TRUE | 61684 | N | . | Klawock Power Generation Station | Alaska Power and Telephone Co | 219 | AK | PACN |  |  | 22 | 1 | Electric Utility | IC | DFO | DFO | NA | 6535 | 600 | 2021
Vintage2021 | petroleum | TRUE | 61685 | N | . | Slana Generating Station | Alaska Power and Telephone Co | 219 | AK | PACN |  |  | 22 | 1 | Electric Utility | IC | DFO | DFO | NA | 15017 | 1403 | 2021
Vintage2018 | solar pv | TRUE | 61686 | N | . | Johnson 1 Community Solar | Johnson I CSG LLC | 61287 | MN | WNC | MRO |  | 22 | 2 | NAICS-22 Non-Cogen | PV | SUN | SUN | MISO | 16185 | 1830 | 2021
Vintage2016 | hydro | TRUE | 61688 | N | . | North Gooding Main Hydro | North Gooding Main Hydro LLC | 61305 | ID | MTN | WECC |  | 22 | 2 | NAICS-22 Non-Cogen | HY | WAT | HYC | IPCO | 35516 | 4016 | 2021
Vintage2018 | solar pv | TRUE | 61689 | N | . | Grimm Community Solar | Grimm CSG LLC | 61303 | MN | WNC | MRO |  | 22 | 2 | NAICS-22 Non-Cogen | PV | SUN | SUN | MISO | 17636 | 1994 | 2021
Vintage2018 | solar pv | TRUE | 61690 | N | . | Foreman's Hill Community Solar | Foreman's Hill CSG LLC | 61304 | MN | WNC | MRO |  | 22 | 2 | NAICS-22 Non-Cogen | PV | SUN | SUN | MISO | 78483 | 8874 | 2021
Vintage2016 | solar pv | TRUE | 61692 | N | . | IVC Solar | ZGlobal Inc | 60059 | CA | PACC | WECC |  | 22 | 2 | NAICS-22 Non-Cogen | PV | SUN | SUN | IID | 59723 | 6753 | 2021
Vintage2018 | solar pv | TRUE | 61693 | N | . | Buckleberry Solar | Cypress Creek Renewables | 61060 | NC | SAT | SERC |  | 22 | 2 | NAICS-22 Non-Cogen | PV | SUN | SUN | CPLE | 904416 | 102263 | 2021
Vintage2017 | solar pv | FALSE | 61694 | N | . | Lockheed Martin Solar | Lockheed Martin RMS | 61307 | FL | SAT | SERC |  | 339 | 6 | Industrial NAICS Non-Cogen | PV | SUN | SUN | FPC | 28063 | 3173 | 2021
Vintage2018 | solar pv | TRUE | 61695 | N | . | Johnson II Community Solar | Johnson II CSG LLC | 61309 | MN | WNC | MRO |  | 22 | 2 | NAICS-22 Non-Cogen | PV | SUN | SUN | MISO | 14414 | 1630 | 2021
Vintage2020 | solar pv | TRUE | 61696 | N | . | Twiggs Solar | GA Solar 4 | 61873 | GA | SAT | SERC |  | 22 | 2 | NAICS-22 Non-Cogen | PV | SUN | SUN | SOCO | 3929168 | 444275 | 2021
Vintage2018 | solar pv | TRUE | 61697 | N | . | Lamesa II | Lamesa Solar II, L.L.C. | 62080 | TX | WSC | TRE |  | 22 | 2 | NAICS-22 Non-Cogen | PV | SUN | SUN | ERCO | 974935 | 110237 | 2021
Vintage2019 | solar pv | TRUE | 61698 | N | . | Folsom SP and CSP Sacramento | Ecoplexus, Inc | 58970 | CA | PACC | WECC |  | 22 | 2 | NAICS-22 Non-Cogen | PV | SUN | SUN | BANC | 23419 | 2648 | 2021
Vintage2017 | solar pv | TRUE | 61699 | N | . | Otarre Solar Park | TIG Sun Energy IV, LLC | 61322 | SC | SAT | SERC |  | 22 | 2 | NAICS-22 Non-Cogen | PV | SUN | SUN | SCEG | 25081 | 2836 | 2021
Vintage2018 | solar pv | TRUE | 61700 | N | . | PowerFin Kingsbery | PowerFin ASL 1, LLC | 61323 | TX | WSC | TRE |  | 22 | 2 | NAICS-22 Non-Cogen | PV | SUN | SUN | ERCO | 34678 | 3921 | 2021
Vintage2019 | solar pv | TRUE | 61701 | N | . | Seabrook Solar | Dominion Energy Inc | 5248 | SC | SAT | SERC |  | 22 | 2 | NAICS-22 Non-Cogen | PV | SUN | SUN | SCEG | 1335064 | 150957 | 2021
Vintage2005 | biomass | TRUE | 61702 | N | . | Greater New Bedford LFG Utiliz. Facility | CommonWealth New Bedford Energy LLC | 61335 | MA | NEW | NPCC |  | 22 | 2 | NAICS-22 Non-Cogen | IC | LFG | MLG | ISNE | 225541 | 17236 | 2021
Vintage0 | petroleum | FALSE | 61703 | Y | . | Sikorsky Aircraft CHP | Sikorsky Aircraft Corporation | 61332 | CT | NEW | NPCC |  | 336 | 7 | Industrial NAICS Cogen | GT | DFO | DFO | ISNE | 37 | 3.211 | 2021
Vintage2011 | natural gas peaker | FALSE | 61703 | Y | . | Sikorsky Aircraft CHP | Sikorsky Aircraft Corporation | 61332 | CT | NEW | NPCC |  | 336 | 7 | Industrial NAICS Cogen | GT | NG | NG | ISNE | 826976 | 71407.789 | 2021
Vintage2010 | solar pv | FALSE | 61703 | Y | . | Sikorsky Aircraft CHP | Sikorsky Aircraft Corporation | 61332 | CT | NEW | NPCC |  | 336 | 7 | Industrial NAICS Cogen | PV | SUN | SUN | ISNE | 973 | 110 | 2021
Vintage2019 | solar pv | TRUE | 61704 | N | . | Aquila Community Solar | National Grid Renewables | 62759 | MN | WNC | MRO |  | 22 | 2 | NAICS-22 Non-Cogen | PV | SUN | SUN | MISO | 17697 | 2001 | 2021
Vintage2018 | solar pv | TRUE | 61705 | N | . | Acturus Community Solar | National Grid Renewables | 62759 | MN | WNC | MRO |  | 22 | 2 | NAICS-22 Non-Cogen | PV | SUN | SUN | MISO | 16654 | 1883 | 2021
Vintage2018 | solar pv | TRUE | 61706 | N | . | Auriga Community Solar | National Grid Renewables | 62759 | MN | WNC | MRO |  | 22 | 2 | NAICS-22 Non-Cogen | PV | SUN | SUN | MISO | 17545 | 1984 | 2021
Vintage2019 | solar pv | TRUE | 61707 | N | . | Canopus Community Solar | National Grid Renewables | 62759 | MN | WNC | MRO |  | 22 | 2 | NAICS-22 Non-Cogen | PV | SUN | SUN | MISO | 16733 | 1892 | 2021
Vintage2018 | solar pv | TRUE | 61708 | N | . | Sagitta Community Solar | National Grid Renewables | 62759 | MN | WNC | MRO |  | 22 | 2 | NAICS-22 Non-Cogen | PV | SUN | SUN | MISO | 15803 | 1787 | 2021
Vintage2018 | solar pv | TRUE | 61709 | N | . | Libra Community Solar | National Grid Renewables | 62759 | MN | WNC | MRO |  | 22 | 2 | NAICS-22 Non-Cogen | PV | SUN | SUN | MISO | 15882 | 1796 | 2021
Vintage2019 | solar pv | TRUE | 61710 | N | . | Aquarius Community Solar | National Grid Renewables | 62759 | MN | WNC | MRO |  | 22 | 2 | NAICS-22 Non-Cogen | PV | SUN | SUN | MISO | 18024 | 2038 | 2021
Vintage2019 | solar pv | TRUE | 61711 | N | . | Cassiopeia Community Solar | National Grid Renewables | 62759 | MN | WNC | MRO |  | 22 | 2 | NAICS-22 Non-Cogen | PV | SUN | SUN | MISO | 17345 | 1961 | 2021
Vintage2019 | solar pv | TRUE | 61712 | N | . | Crux Community Solar | National Grid Renewables | 62759 | MN | WNC | MRO |  | 22 | 2 | NAICS-22 Non-Cogen | PV | SUN | SUN | MISO | 16378 | 1852 | 2021
Vintage2018 | solar pv | TRUE | 61713 | N | . | Leo Community Solar | National Grid Renewables | 62759 | MN | WNC | MRO |  | 22 | 2 | NAICS-22 Non-Cogen | PV | SUN | SUN | MISO | 18439 | 2085 | 2021
Vintage2019 | solar pv | TRUE | 61715 | N | . | Deneb Community Solar | National Grid Renewables | 62759 | MN | WNC | MRO |  | 22 | 2 | NAICS-22 Non-Cogen | PV | SUN | SUN | MISO | 15893 | 1797 | 2021
Vintage2019 | solar pv | TRUE | 61716 | N | . | Kaus Community Solar | National Grid Renewables | 62759 | MN | WNC | MRO |  | 22 | 2 | NAICS-22 Non-Cogen | PV | SUN | SUN | MISO | 17078 | 1931 | 2021
Vintage2017 | solar pv | TRUE | 61717 | N | . | IRE Solar I, LLC | Scotch Settlement | 61347 | NY | MAT | NPCC |  | 22 | 2 | NAICS-22 Non-Cogen | PV | SUN | SUN | NYIS | 15388 | 1740 | 2021
Vintage2018 | solar pv | FALSE | 61718 | N | . | Aerolease | PCS Energy, LLC | 61348 | CA | PACC | WECC |  | 211 | 6 | Industrial NAICS Non-Cogen | PV | SUN | SUN | LDWP | 16767 | 1896 | 2021
Vintage2018 | solar pv | TRUE | 61719 | N | . | CJ Solar I, LLC | Lisbon West | 61345 | NY | MAT | NPCC |  | 22 | 2 | NAICS-22 Non-Cogen | PV | SUN | SUN | NYIS | 30478 | 3446 | 2021
Vintage2018 | solar pv | TRUE | 61720 | N | . | COU Solar I, LLC | Lisbon East | 61346 | NY | MAT | NPCC |  | 22 | 2 | NAICS-22 Non-Cogen | PV | SUN | SUN | NYIS | 21598 | 2442 | 2021
| other | FALSE | 61721 | N | . | HEBT WLA 1 | Advanced Microgrid Solutions | 61344 | CA | PACC | WECC |  | 622 | 4 | Commercial NAICS Non-Cogen | BA | MWH | OTH | CISO | 0 | -124 | 2021
| other | FALSE | 61722 | N | . | HEBT Irvine 1 | Advanced Microgrid Solutions | 61344 | CA | PACC | WECC |  | 22 | 2 | NAICS-22 Non-Cogen | BA | MWH | OTH | CISO | 0 | -535 | 2021
| other | FALSE | 61723 | N | . | HEBT Irvine 2 | Advanced Microgrid Solutions | 61344 | CA | PACC | WECC |  | 22 | 2 | NAICS-22 Non-Cogen | BA | MWH | OTH | CISO | 0 | -575 | 2021
Vintage2017 | solar pv | TRUE | 61724 | N | . | Onyx - Saratoga Springs Landfill Solar CSG | Onyx Asset Services Group | 60584 | NY | MAT | NPCC |  | 22 | 2 | NAICS-22 Non-Cogen | PV | SUN | SUN | NYIS | 24983 | 2825 | 2021
Vintage2017 | solar pv | TRUE | 61725 | N | . | Madison County | AEP Onsite Partners, LLC | 60571 | NY | MAT | NPCC |  | 22 | 2 | NAICS-22 Non-Cogen | PV | SUN | SUN | NYIS | 23526 | 2660 | 2021
Vintage2017 | solar pv | TRUE | 61726 | N | . | Onyx - Pembroke Landfill Solar | Onyx Asset Services Group | 60584 | MA | NEW | NPCC |  | 22 | 2 | NAICS-22 Non-Cogen | PV | SUN | SUN | ISNE | 29273 | 3310 | 2021
Vintage2017 | solar pv | TRUE | 61727 | N | . | Onyx - Brockton Thatcher Landfill Solar CSG | Onyx Asset Services Group | 60584 | MA | NEW | NPCC |  | 22 | 2 | NAICS-22 Non-Cogen | PV | SUN | SUN | ISNE | 49615 | 5610 | 2021
Vintage2017 | solar pv | TRUE | 61728 | N | . | Barrett Farm Solar - Phase I | Onyx Asset Services Group | 60584 | CT | NEW | NPCC |  | 22 | 2 | NAICS-22 Non-Cogen | PV | SUN | SUN | ISNE | 23367 | 2642 | 2021
Vintage2018 | solar pv | TRUE | 61729 | N | . | Richmond Solar Site 2 | Indiana Municipal Power Agency | 9234 | IN | ENC | RFC |  | 22 | 1 | Electric Utility | PV | SUN | SUN | PJM | 120818 | 13661 | 2021
| other | FALSE | 61730 | N | . | MA Solar Storage 1 Hybrid | Origis Energy USA, Inc | 58764 | MA | NEW | NPCC |  | 22 | 2 | NAICS-22 Non-Cogen | BA | MWH | OTH | ISNE | 0 | -33 | 2021
Vintage2018 | solar pv | TRUE | 61730 | N | . | MA Solar Storage 1 Hybrid | Origis Energy USA, Inc | 58764 | MA | NEW | NPCC |  | 22 | 2 | NAICS-22 Non-Cogen | PV | SUN | SUN | ISNE | 12116 | 1370 | 2021
Vintage2017 | solar pv | TRUE | 61731 | N | . | Solten Plainville 6000, LLC | Solten Plainville 6000, LLC | 61354 | MA | NEW | NPCC |  | 22 | 2 | NAICS-22 Non-Cogen | PV | SUN | SUN | ISNE | 63439 | 7173 | 2021
Vintage2017 | solar pv | TRUE | 61732 | N | . | Randolph | Solten Randolph 4500, LLC | 61356 | MA | NEW | NPCC |  | 22 | 2 | NAICS-22 Non-Cogen | PV | SUN | SUN | ISNE | 52288 | 5912 | 2021
Vintage2017 | solar pv | FALSE | 61733 | N | . | Haywood Solar | Haywood Solar | 61357 | TN | ESC | SERC |  | 114 | 6 | Industrial NAICS Non-Cogen | PV | SUN | SUN | TVA | 51587 | 5833 | 2021
Vintage2017 | onshore wind | FALSE | 61734 | N | . | Seneca Nation Cattaraugus Wind Turbine | Seneca Nation | 61363 | NY | MAT | NPCC |  | 441 | 4 | Commercial NAICS Non-Cogen | WT | WND | WND | NYIS | 26222 | 2965 | 2021
Vintage2019 | onshore wind | TRUE | 61735 | N | . | Hilltopper Wind Project | Hilltopper Wind Project, LLC | 61365 | IL | ENC | SERC |  | 22 | 2 | NAICS-22 Non-Cogen | WT | WND | WND | PJM | 4950995 | 559814 | 2021
Vintage2018 | solar pv | TRUE | 61736 | N | . | Woods Hill Solar | Woods Hill Solar, LLC | 61366 | CT | NEW | NPCC |  | 22 | 2 | NAICS-22 Non-Cogen | PV | SUN | SUN | ISNE | 237141 | 26814 | 2021
| other | FALSE | 61737 | N | . | Navy Yard Peaker Station | Philadelphia Authority for Industrial Development | 61353 | PA | MAT | RFC |  | 22 | 2 | NAICS-22 Non-Cogen | BA | MWH | OTH | PJM | 0 | 117 | 2021
Vintage2018 | natural gas peaker | TRUE | 61737 | N | . | Navy Yard Peaker Station | Philadelphia Authority for Industrial Development | 61353 | PA | MAT | RFC |  | 22 | 2 | NAICS-22 Non-Cogen | IC | NG | NG | PJM | 49726 | 5374 | 2021
Vintage2015 | solar pv | TRUE | 61738 | N | . | GWCC PV Solar Farm | GWCC PV Solar Farm | 61362 | MD | SAT | RFC |  | 22 | 2 | NAICS-22 Non-Cogen | PV | SUN | SUN | PJM | 24967 | 2823 | 2021
| other | FALSE | 61739 | N | . | Lockheed Martin RMS Syracuse | Lockheed Martin RMS Syracuse | 61364 | NY | MAT | NPCC |  | 339 | 6 | Industrial NAICS Non-Cogen | BA | MWH | OTH | NYIS | 0 | 0 | 2021
Vintage2018 | solar pv | TRUE | 61740 | N | . | Gratis Road Solar Facility | Walton Solar | 61361 | GA | SAT | SERC |  | 22 | 2 | NAICS-22 Non-Cogen | PV | SUN | SUN | SOCO | 49004 | 5541 | 2021
| other | FALSE | 61741 | N | . | Kingsberry Energy Storage System | Austin Energy | 1015 | TX | WSC | TRE |  | 22 | 1 | Electric Utility | BA | MWH | OTH | ERCO | 0 | -174 | 2021
| other | FALSE | 61742 | N | . | System Control Center | Austin Energy | 1015 | TX | WSC | TRE |  | 22 | 1 | Electric Utility | FW | MWH | OTH | ERCO | 0 | 0 | 2021
Vintage2017 | solar pv | TRUE | 61744 | N | . | L'Oreal Solar - Florence | L'Oreal USA Products Inc | 57210 | KY | ESC | SERC |  | 22 | 2 | NAICS-22 Non-Cogen | PV | SUN | SUN | PJM | 11498 | 1300 | 2021
Vintage2018 | onshore wind | TRUE | 61745 | N | . | Aurora County Wind | Consolidated Edison Development Inc. | 56769 | SD | WNC | MRO |  | 22 | 2 | NAICS-22 Non-Cogen | WT | WND | WND | SWPP | 731037 | 82659 | 2021
Vintage2018 | onshore wind | TRUE | 61746 | N | . | Brule County Wind | Consolidated Edison Development Inc. | 56769 | SD | WNC | MRO |  | 22 | 2 | NAICS-22 Non-Cogen | WT | WND | WND | SWPP | 722377 | 81680 | 2021
Vintage2020 | onshore wind | TRUE | 61747 | N | . | Foxtail Wind, LLC | Foxtail Wind, LLC | 61374 | ND | WNC | MRO |  | 22 | 1 | Electric Utility | WT | WND | WND | MISO | 5492530 | 621046 | 2021
Vintage2017 | solar pv | TRUE | 61748 | N | . | Southern Current One, LLC | Southern Current One, LLC | 61375 | SC | SAT | SERC |  | 22 | 2 | NAICS-22 Non-Cogen | PV | SUN | SUN | SCEG | 166630 | 18841 | 2021
Vintage2018 | solar pv | TRUE | 61750 | N | . | Wistaria Ranch Solar | Consolidated Edison Development Inc. | 56769 | CA | PACC | WECC |  | 22 | 2 | NAICS-22 Non-Cogen | PV | SUN | SUN | CISO | 2288526 | 258766 | 2021
Vintage2018 | solar pv | TRUE | 61751 | N | . | Rotor Clip | MERIT SI | 61373 | NJ | MAT | RFC |  | 22 | 2 | NAICS-22 Non-Cogen | PV | SUN | SUN | PJM | 40214 | 4547 | 2021
Vintage2018 | solar pv | TRUE | 61752 | N | . | Quincy II Solar Garden | AEP Onsite Partners, LLC | 60571 | CO | MTN | WECC |  | 22 | 2 | NAICS-22 Non-Cogen | PV | SUN | SUN | PSCO | 28036 | 3170 | 2021
Vintage2018 | solar pv | TRUE | 61753 | N | . | Imboden Solar Garden | AEP Onsite Partners, LLC | 60571 | CO | MTN | WECC |  | 22 | 2 | NAICS-22 Non-Cogen | PV | SUN | SUN | PSCO | 56195 | 6354 | 2021
Vintage2017 | solar pv | TRUE | 61755 | N | . | East Acres Solar NG, LLC | NuGen Capital Management | 59254 | MA | NEW | NPCC |  | 22 | 2 | NAICS-22 Non-Cogen | PV | SUN | SUN | ISNE | 42267 | 4779 | 2021
Vintage2018 | onshore wind | TRUE | 61756 | N | . | Meadow Lake Wind Farm VI LLC | Meadow Lake Wind Farm VI LLC | 61381 | IN | ENC | RFC |  | 22 | 2 | NAICS-22 Non-Cogen | WT | WND | WND | MISO | 5296990 | 598936 | 2021
Vintage2011 | biomass | TRUE | 61758 | N | . | Gaston County Renewable Energy Center | Gaston County Solid Waste and Recycling Division | 61382 | NC | SAT | SERC |  | 22 | 2 | NAICS-22 Non-Cogen | IC | LFG | MLG | DUK | 265020 | 22826 | 2021
Vintage2018 | solar pv | TRUE | 61759 | N | . | Covington Solar Farm | Oklahoma Gas & Electric Co | 14063 | OK | WSC | MRO |  | 22 | 1 | Electric Utility | PV | SUN | SUN | SWPP | 180293 | 20386 | 2021
Vintage2006 | biomass | TRUE | 61761 | Y | . | Douglas County Forest Products | Douglas County Forest Products | 61393 | OR | PACC | WECC |  | 321 | 7 | Industrial NAICS Cogen | ST | WDS | WWW | PACW | 223360 | 19049.83 | 2021
Vintage2018 | solar pv | TRUE | 61762 | N | . | Sherburne North Project CSG | MN Solar Community, LLC | 61383 | MN | WNC | MRO |  | 22 | 2 | NAICS-22 Non-Cogen | PV | SUN | SUN | MISO | 63642 | 7196 | 2021
| other | FALSE | 61763 | N | . | Sunshine Gateway Solar Energy Center | Florida Power & Light Co | 6452 | FL | SAT | SERC |  | 22 | 1 | Electric Utility | BA | MWH | OTH | FPL | 0 | 0 | 2021
Vintage2019 | solar pv | TRUE | 61763 | N | . | Sunshine Gateway Solar Energy Center | Florida Power & Light Co | 6452 | FL | SAT | SERC |  | 22 | 1 | Electric Utility | PV | SUN | SUN | FPL | 1271823 | 143806 | 2021
Vintage2016 | solar pv | TRUE | 61764 | N | . | Gore Mountain Solar II | Gore Mountain Solar II, LLC | 61391 | NY | MAT | NPCC |  | 22 | 2 | NAICS-22 Non-Cogen | PV | SUN | SUN | NYIS | 25188 | 2848 | 2021
Vintage2016 | solar pv | TRUE | 61765 | N | . | HGS Solar I | HGS solar I, LLC | 61387 | NY | MAT | NPCC |  | 22 | 2 | NAICS-22 Non-Cogen | PV | SUN | SUN | NYIS | 27566 | 3117 | 2021
Vintage2019 | solar pv | TRUE | 61766 | N | . | Miami Dade Solar Energy Center | Florida Power & Light Co | 6452 | FL | SAT | SERC |  | 22 | 1 | Electric Utility | PV | SUN | SUN | FPL | 1342291 | 151774 | 2021
Vintage2019 | solar pv | TRUE | 61767 | N | . | Pioneer Trail Solar Energy Center | Florida Power & Light Co | 6452 | FL | SAT | SERC |  | 22 | 1 | Electric Utility | PV | SUN | SUN | FPL | 1288489 | 145691 | 2021
Vintage2019 | solar pv | TRUE | 61768 | N | . | Interstate Solar Energy Center | Florida Power & Light Co | 6452 | FL | SAT | SERC |  | 22 | 1 | Electric Utility | PV | SUN | SUN | FPL | 1371739 | 155104 | 2021
Vintage2017 | solar pv | TRUE | 61769 | N | . | Syncarpha Hancock I CSG | Syncarpha Hancock I, LLC | 61388 | MA | NEW | NPCC |  | 22 | 2 | NAICS-22 Non-Cogen | PV | SUN | SUN | ISNE | 26967 | 3049 | 2021
Vintage2017 | solar pv | TRUE | 61770 | N | . | Syncarpha Hancock II CSG | Syncarpha Hancock II, LLC | 61389 | MA | NEW | NPCC |  | 22 | 2 | NAICS-22 Non-Cogen | PV | SUN | SUN | ISNE | 27522 | 3112 | 2021
Vintage2017 | solar pv | TRUE | 61771 | N | . | Syncarpha Hancock III CSG | Syncarpha Hancock III, LLC | 61390 | MA | NEW | NPCC |  | 22 | 2 | NAICS-22 Non-Cogen | PV | SUN | SUN | ISNE | 14018 | 1585 | 2021
Vintage2020 | onshore wind | TRUE | 61773 | N | . | Palmas Wind, LLC | Acciona Energy USA Global, LLC | 57416 | TX | WSC | TRE |  | 22 | 2 | NAICS-22 Non-Cogen | WT | WND | WND | ERCO | 2404612 | 271892 | 2021
Vintage2016 | solar pv | TRUE | 61774 | N | . | Syncarpha Still River, LLC CSG | Syncarpha Still River, LLC | 61392 | MA | NEW | NPCC |  | 22 | 2 | NAICS-22 Non-Cogen | PV | SUN | SUN | ISNE | 30220 | 3417 | 2021
Vintage2018 | onshore wind | FALSE | 61775 | N | . | Town of Otis Wind Energy Project | Town of Otis | 61397 | MA | NEW | NPCC |  | 92 | 4 | Commercial NAICS Non-Cogen | WT | WND | WND | ISNE | 27416 | 3100 | 2021
Vintage2019 | onshore wind | TRUE | 61776 | N | . | Midway Wind, LLC | Midway Wind, LLC | 61396 | TX | WSC | TRE |  | 22 | 2 | NAICS-22 Non-Cogen | WT | WND | WND | ERCO | 3938818 | 445366 | 2021
Vintage2008 | biomass | TRUE | 61777 | N | . | Brevard | EPP Renewable Energy | 57249 | FL | SAT | SERC |  | 22 | 2 | NAICS-22 Non-Cogen | IC | LFG | MLG | FPL | 339151 | 39707 | 2021
Vintage2019 | solar pv | TRUE | 61778 | N | . | North 301 Solar | North 301 Solar, LLC | 61401 | NC | SAT | SERC |  | 22 | 2 | NAICS-22 Non-Cogen | PV | SUN | SUN | PJM | 356881 | 40353 | 2021
Vintage2010 | biomass | TRUE | 61779 | N | . | Hernando | Hernando Energy | 61402 | FL | SAT | SERC |  | 22 | 2 | NAICS-22 Non-Cogen | IC | LFG | MLG | SEC | 153893 | 13001 | 2021
Vintage2007 | biomass | TRUE | 61780 | N | . | Seminole Energy | EPP Renewable Energy | 57249 | FL | SAT | SERC |  | 22 | 2 | NAICS-22 Non-Cogen | IC | LFG | MLG | FPL | 218998 | 19727 | 2021
Vintage2019 | solar pv | TRUE | 61781 | N | . | Edenton Solar | Edenton Solar | 61404 | NC | SAT | SERC |  | 22 | 2 | NAICS-22 Non-Cogen | PV | SUN | SUN | PJM | 83567 | 9449 | 2021
Vintage2019 | onshore wind | TRUE | 61782 | N | . | Live Oak Wind Project | Engie North America | 56201 | TX | WSC | TRE |  | 22 | 2 | NAICS-22 Non-Cogen | WT | WND | WND | ERCO | 6762174 | 764606 | 2021
Vintage2018 | onshore wind | TRUE | 61784 | N | . | Upstream Wind Energy LLC | Invenergy Services LLC | 49893 | NE | WNC | MRO |  | 22 | 2 | NAICS-22 Non-Cogen | WT | WND | WND | SWPP | 7047118 | 796825 | 2021
Vintage2020 | solar pv | TRUE | 61785 | N | . | Camilla Solar Energy Project | Invenergy Services LLC | 49893 | GA | SAT | SERC |  | 22 | 2 | NAICS-22 Non-Cogen | PV | SUN | SUN | SOCO | 3270495 | 369798 | 2021
Vintage2018 | other | TRUE | 61786 | N | . | Trinity College Fuel Cell | AEP Onsite Partners, LLC | 60571 | CT | NEW | NPCC |  | 22 | 2 | NAICS-22 Non-Cogen | FC | NG | NG | ISNE | 98934 | 10842 | 2021
Vintage2018 | onshore wind | TRUE | 61787 | N | . | Bishop Hill III | Invenergy Services LLC | 49893 | IL | ENC | SERC |  | 22 | 2 | NAICS-22 Non-Cogen | WT | WND | WND | MISO | 3841224 | 434331 | 2021
Vintage2008 | onshore wind | TRUE | 61788 | N | . | Hilltop Power | Hilltop Power, LLC | 61415 | MN | WNC | MRO |  | 22 | 2 | NAICS-22 Non-Cogen | WT | WND | WND | MISO | 36445 | 4121 | 2021
Vintage2019 | onshore wind | TRUE | 61789 | N | . | Diamond Vista Wind Project, LLC | Enel Green Power Diamond Vista Wind Project, LLC | 61413 | KS | WNC | MRO |  | 22 | 2 | NAICS-22 Non-Cogen | WT | WND | WND | SWPP | 10471413 | 1184013 | 2021
Vintage2019 | solar pv | TRUE | 61790 | N | . | Shaw Creek Solar, LLC | Shaw Creek Solar | 56622 | SC | SAT | SERC |  | 22 | 2 | NAICS-22 Non-Cogen | PV | SUN | SUN | SCEG | 1499801 | 169584 | 2021
Vintage2018 | solar pv | TRUE | 61791 | N | . | Stage Gulch Solar | Stage Gulch Solar, LLC | 61418 | CA | PACC | WECC |  | 22 | 2 | NAICS-22 Non-Cogen | PV | SUN | SUN | CISO | 15989 | 1808 | 2021
Vintage2018 | solar pv | TRUE | 61792 | N | . | Lavio Solar | Lavio Solar, LLC | 61417 | CA | PACC | WECC |  | 22 | 2 | NAICS-22 Non-Cogen | PV | SUN | SUN | CISO | 18095 | 2046 | 2021
Vintage2018 | solar pv | TRUE | 61793 | N | . | Heyer CSG | Heyer CSG LLC | 61409 | MN | WNC | MRO |  | 22 | 2 | NAICS-22 Non-Cogen | PV | SUN | SUN | MISO | 16485 | 1864 | 2021
Vintage2019 | solar pv | TRUE | 61794 | N | . | Gateway Solar | Constellation Solar MC, LLC | 61419 | MD | SAT | RFC |  | 22 | 2 | NAICS-22 Non-Cogen | PV | SUN | SUN | PJM | 85079 | 9620 | 2021
Vintage2017 | solar pv | TRUE | 61798 | N | . | Prairie Sky Solar Farm | Kansas Electric Power Coop Inc | 9961 | KS | WNC | MRO |  | 22 | 1 | Electric Utility | PV | SUN | SUN | SWPP | 16581 | 1875 | 2021
Vintage2018 | solar pv | TRUE | 61799 | N | . | Rensselaer Solar Site 2 | Indiana Municipal Power Agency | 9234 | IN | ENC | RFC |  | 22 | 1 | Electric Utility | PV | SUN | SUN | MISO | 65110 | 7362 | 2021
Vintage2018 | solar pv | TRUE | 61800 | N | . | DG AMP Solar Smyrna | DG AMP Solar, LLC | 60370 | DE | SAT | RFC |  | 22 | 2 | NAICS-22 Non-Cogen | PV | SUN | SUN | PJM | 16989 | 1921 | 2021
Vintage2017 | solar pv | TRUE | 61804 | N | . | City of Rochester Solar | AES Distributed Energy | 61012 | NY | MAT | NPCC |  | 22 | 2 | NAICS-22 Non-Cogen | PV | SUN | SUN | NYIS | 23905 | 2703 | 2021
Vintage2018 | solar pv | TRUE | 61805 | N | . | DG AMP Solar Piqua Staunton | DG AMP Solar, LLC | 60370 | OH | ENC | RFC |  | 22 | 2 | NAICS-22 Non-Cogen | PV | SUN | SUN | PJM | 23588 | 2667 | 2021
Vintage2018 | solar pv | TRUE | 61807 | N | . | Hamilton Solar Power Plant | Duke Energy Florida, LLC | 6455 | FL | SAT | SERC |  | 22 | 1 | Electric Utility | PV | SUN | SUN | FPC | 1306321 | 147707 | 2021
Vintage2018 | solar pv | TRUE | 61809 | N | . | EGP Stillwater Solar PV II, LLC | EGP Stillwater Solar PV II, LLC | 61435 | NV | MTN | WECC |  | 22 | 2 | NAICS-22 Non-Cogen | PV | SUN | SUN | NEVP | 72769 | 8228 | 2021
Vintage2018 | solar pv | TRUE | 61810 | N | . | Chisum | Cypress Creek Renewables | 61060 | TX | WSC | TRE |  | 22 | 2 | NAICS-22 Non-Cogen | PV | SUN | SUN | ERCO | 143626 | 16240 | 2021
Vintage2018 | solar pv | TRUE | 61811 | N | . | Titan Solar | Titan Solar, LLC | 61436 | CO | MTN | WECC |  | 22 | 2 | NAICS-22 Non-Cogen | PV | SUN | SUN | PSCO | 924765 | 104564 | 2021
Vintage2017 | solar pv | TRUE | 61813 | N | . | Ranchland Solar, LLC | Ranchland Solar, LLC | 61425 | NC | SAT | SERC |  | 22 | 2 | NAICS-22 Non-Cogen | PV | SUN | SUN | PJM | 1189271 | 134472 | 2021
Vintage2017 | solar pv | TRUE | 61814 | N | . | Kearsarge Concord II | Kearsarge Concord II LLC | 61428 | MA | NEW | NPCC |  | 22 | 2 | NAICS-22 Non-Cogen | PV | SUN | SUN | ISNE | 58619 | 6628 | 2021
Vintage2017 | solar pv | TRUE | 61815 | N | . | Kearsarge Granby | Kearsarge Granby LLC | 61426 | MA | NEW | NPCC |  | 22 | 2 | NAICS-22 Non-Cogen | PV | SUN | SUN | ISNE | 33076 | 3740 | 2021
Vintage2018 | solar pv | FALSE | 61816 | N | . | IKEA Oak Creek Rooftop PV System | IKEA Property Inc | 57389 | WI | ENC | RFC |  | 441 | 4 | Commercial NAICS Non-Cogen | PV | SUN | SUN | MISO | 12204 | 1380 | 2021
Vintage2018 | solar pv | TRUE | 61817 | N | . | Big Lake Project CSG | DG Minnesota CSG, LLC | 61187 | MN | WNC | MRO |  | 22 | 2 | NAICS-22 Non-Cogen | PV | SUN | SUN | MISO | 76791 | 8683 | 2021
Vintage2018 | solar pv | TRUE | 61818 | N | . | DG AMP Solar Brewster | DG AMP Solar, LLC | 60370 | OH | ENC | RFC |  | 22 | 2 | NAICS-22 Non-Cogen | PV | SUN | SUN | PJM | 21207 | 2398 | 2021
Vintage2013 | solar pv | FALSE | 61819 | N | . | IKEA Conshohocken Rooftop PV System | IKEA Property Inc | 57389 | PA | MAT | RFC |  | 441 | 4 | Commercial NAICS Non-Cogen | PV | SUN | SUN | PJM | 8950 | 1012 | 2021
Vintage2016 | other | FALSE | 61820 | N | . | IKEA New Haven Rooftop PV & Fuel Cell | IKEA Property Inc | 57389 | CT | NEW | NPCC |  | 441 | 4 | Commercial NAICS Non-Cogen | FC | NG | NG | ISNE | 13642 | 1734 | 2021
Vintage2012 | solar pv | FALSE | 61820 | N | . | IKEA New Haven Rooftop PV & Fuel Cell | IKEA Property Inc | 57389 | CT | NEW | NPCC |  | 441 | 4 | Commercial NAICS Non-Cogen | PV | SUN | SUN | ISNE | 2439 | 276 | 2021
Vintage2017 | solar pv | FALSE | 61821 | N | . | IKEA Jacksonville Rooftop PV System | IKEA Property Inc | 57389 | FL | SAT | SERC |  | 441 | 4 | Commercial NAICS Non-Cogen | PV | SUN | SUN | JEA | 20865 | 2359 | 2021
Vintage2012 | natural gas peaker | FALSE | 61822 | Y | . | Princeton Energy Center, LLC | Princeton Energy Center LLC | 61440 | NJ | MAT | RFC |  | 622 | 5 | Commercial NAICS Cogen | GT | NG | NG | PJM | 301883 | 21415 | 2021
| petroleum | FALSE | 61822 | Y | . | Princeton Energy Center, LLC | Princeton Energy Center LLC | 61440 | NJ | MAT | RFC |  | 622 | 5 | Commercial NAICS Cogen | IC | DFO | DFO | PJM | 0 | 0 | 2021
Vintage2012 | solar pv | FALSE | 61822 | Y | . | Princeton Energy Center, LLC | Princeton Energy Center LLC | 61440 | NJ | MAT | RFC |  | 622 | 5 | Commercial NAICS Cogen | PV | SUN | SUN | PJM | 1673 | 189 | 2021
Vintage2018 | solar pv | TRUE | 61824 | N | . | RPUWD Scheuer Well Solar Project | Goldman Sachs Renewable Power LLC | 61944 | CA | PACC | WECC |  | 22 | 2 | NAICS-22 Non-Cogen | PV | SUN | SUN | CISO | 59565 | 6735 | 2021
Vintage2018 | solar pv | TRUE | 61825 | N | . | Dignity - Siena Campus | Goldman Sachs Renewable Power LLC | 61944 | NV | MTN | WECC |  | 22 | 2 | NAICS-22 Non-Cogen | PV | SUN | SUN | NEVP | 25374 | 2869 | 2021
Vintage2014 | solar pv | TRUE | 61826 | N | . | O'Fallon Renewable Energy Center | Ameren Missouri | 59495 | MO | WNC | SERC |  | 22 | 1 | Electric Utility | PV | SUN | SUN | MISO | 53843 | 6088 | 2021
Vintage2017 | solar pv | TRUE | 61827 | N | . | Dayton Cutoff Solar | SP Solar 7, LLC | 61451 | OR | PACC | WECC |  | 22 | 2 | NAICS-22 Non-Cogen | PV | SUN | SUN | PGE | 31520 | 3564 | 2021
Vintage2017 | solar pv | TRUE | 61828 | N | . | Valley Creek Solar | SP Solar 8, LLC | 61450 | OR | PACC | WECC |  | 22 | 2 | NAICS-22 Non-Cogen | PV | SUN | SUN | PGE | 33764 | 3818 | 2021
Vintage2017 | solar pv | TRUE | 61829 | N | . | Silverton Solar | Silverton Solar, LLC | 61449 | OR | PACC | WECC |  | 22 | 2 | NAICS-22 Non-Cogen | PV | SUN | SUN | PGE | 31725 | 3587 | 2021
Vintage2017 | solar pv | TRUE | 61830 | N | . | Sheep Solar | Sheep Solar, LLC | 61448 | OR | PACC | WECC |  | 22 | 2 | NAICS-22 Non-Cogen | PV | SUN | SUN | PGE | 34006 | 3845 | 2021
Vintage2017 | solar pv | TRUE | 61831 | N | . | Colton Solar | SP Solar 6, LLC | 61445 | OR | PACC | WECC |  | 22 | 2 | NAICS-22 Non-Cogen | PV | SUN | SUN | PGE | 31971 | 3615 | 2021
Vintage2017 | solar pv | TRUE | 61832 | N | . | Interstate Solar | SP Solar 1, LLC | 61447 | OR | PACC | WECC |  | 22 | 2 | NAICS-22 Non-Cogen | PV | SUN | SUN | PGE | 32590 | 3685 | 2021
Vintage2017 | solar pv | TRUE | 61833 | N | . | Freedom Solar | Freedom Solar, LLC | 61446 | SC | SAT | SERC |  | 22 | 2 | NAICS-22 Non-Cogen | PV | SUN | SUN | DUK | 91067 | 10297 | 2021
Vintage2017 | solar pv | TRUE | 61834 | N | . | Soboba Community Solar Project | Soboba Band of Luiseno Indians | 61453 | CA | PACC | WECC |  | 22 | 1 | Electric Utility | PV | SUN | SUN | CISO | 33731 | 3814 | 2021
Vintage2017 | solar pv | TRUE | 61835 | N | . | Grand Ronde Solar | NorWest Energy 14, LLC | 61454 | OR | PACC | WECC |  | 22 | 2 | NAICS-22 Non-Cogen | PV | SUN | SUN | PGE | 32953 | 3726 | 2021
Vintage2018 | onshore wind | TRUE | 61836 | N | . | Minco Wind IV, LLC | Minco Wind IV, LLC | 61458 | OK | WSC | MRO |  | 22 | 2 | NAICS-22 Non-Cogen | WT | WND | WND | SWPP | 4881233 | 551926 | 2021
Vintage2017 | natural gas steam turbine | FALSE | 61838 | Y | . | Cleveland Thermal | Cleveland Thermal, LLC | 61457 | OH | ENC | RFC |  | 22133 | 5 | Commercial NAICS Cogen | ST | NG | NG | PJM | 16252 | 1429 | 2021
Vintage2017 | solar pv | TRUE | 61839 | N | . | FECC Solar Benton | Today's Power, Inc. | 61204 | AR | WSC | SERC |  | 22 | 1 | Electric Utility | PV | SUN | SUN | MISO | 12682 | 1434 | 2021
Vintage2019 | solar pv | TRUE | 61840 | N | . | Hope Farm Solar, LLC | Adapture Renewables, Inc. | 60496 | RI | NEW | NPCC |  | 22 | 2 | NAICS-22 Non-Cogen | PV | SUN | SUN | ISNE | 137578 | 15556 | 2021
Vintage2018 | solar pv | TRUE | 61842 | N | . | Sun Farm VI, LLC | Greenbacker Renewable Energy Corporation | 60025 | NC | SAT | SERC |  | 22 | 2 | NAICS-22 Non-Cogen | PV | SUN | SUN | PJM | 96230 | 10881 | 2021
Vintage2018 | solar pv | TRUE | 61843 | N | . | SeaWorld Aquatica | Onyx Asset Services Group | 60584 | CA | PACC | WECC |  | 22 | 2 | NAICS-22 Non-Cogen | PV | SUN | SUN | CISO | 17130 | 1937 | 2021
Vintage2020 | solar pv | TRUE | 61844 | N | . | Brush Solar Center | Adapture Renewables, Inc. | 60496 | OR | PACC | WECC |  | 22 | 2 | NAICS-22 Non-Cogen | PV | SUN | SUN | IPCO | 57149 | 6462 | 2021
Vintage0 | other | FALSE | 61846 | Y | . | Tulare BioMAT Fuel Cell | Central CA Fuel Cell 2, LLC | 61467 | CA | PACC | WECC |  | 22 | 3 | NAICS-22 Cogen | FC | NG | NG | CISO | 11406 | 1193.037 | 2021
Vintage2019 | biomass | TRUE | 61846 | Y | . | Tulare BioMAT Fuel Cell | Central CA Fuel Cell 2, LLC | 61467 | CA | PACC | WECC |  | 22 | 3 | NAICS-22 Cogen | FC | OBG | ORW | CISO | 164603 | 17214.963 | 2021
Vintage2018 | solar pv | TRUE | 61847 | N | . | Broadalbin | Onyx Asset Services Group | 60584 | NY | MAT | NPCC |  | 22 | 2 | NAICS-22 Non-Cogen | PV | SUN | SUN | NYIS | 27886 | 3153 | 2021
Vintage2008 | onshore wind | FALSE | 61848 | N | . | PYCO Industries, Inc. Wind Farm | PYCO Industries, Inc. | 61470 | TX | WSC | MRO |  | 311 | 6 | Industrial NAICS Non-Cogen | WT | WND | WND | ERCO | 32494 | 3674 | 2021
| solar pv | FALSE | 61849 | N | . | Danville | Terraform Arcadia | 63249 | VA | SAT | SERC |  | 22 | 2 | NAICS-22 Non-Cogen | PV | SUN | SUN | PJM | 0 | 0 | 2021
Vintage2001 | petroleum | TRUE | 61850 | N | . | Amana Society Service Company | Amana Society Service Co | 471 | IA | WNC | MRO |  | 22 | 2 | NAICS-22 Non-Cogen | IC | DFO | DFO | MISO | 20351 | 2082 | 2021
Vintage0 | solar pv | FALSE | 61852 | N | . | Eagle Shadow Mountain Solar Farm | 325MK 8me LLC | 61477 | NV | MTN | WECC |  | 22 | 2 | NAICS-22 Non-Cogen | PV | SUN | SUN | NEVP | 276499 | 31264 | 2021
Vintage2008 | hydro | FALSE | 61853 | N | . | Jordanelle Dam Hydroelectric Project | Central Utah Water Conservancy District | 61476 | UT | MTN | WECC |  | 22131 | 4 | Commercial NAICS Non-Cogen | HY | WAT | HYC | PACE | 306445 | 34650 | 2021
Vintage2020 | solar pv | TRUE | 61854 | N | . | Baker City Solar | Adapture Renewables, Inc. | 60496 | OR | PACC | WECC |  | 22 | 2 | NAICS-22 Non-Cogen | PV | SUN | SUN | IPCO | 286343 | 32377 | 2021
Vintage2020 | solar pv | TRUE | 61855 | N | . | Morgan Solar Center | Adapture Renewables, Inc. | 60496 | OR | PACC | WECC |  | 22 | 2 | NAICS-22 Non-Cogen | PV | SUN | SUN | IPCO | 62050 | 7016 | 2021
Vintage2020 | solar pv | TRUE | 61856 | N | . | Vale Solar Center | Adapture Renewables, Inc. | 60496 | OR | PACC | WECC |  | 22 | 2 | NAICS-22 Non-Cogen | PV | SUN | SUN | IPCO | 52347 | 5919 | 2021
Vintage0 | petroleum | FALSE | 61857 | Y | . | Toray Plastic America's CHP Plant | Toray Plastics America | 61478 | RI | NEW | NPCC |  | 326 | 7 | Industrial NAICS Cogen | GT | DFO | DFO | ISNE | 3714 | 320.103 | 2021
Vintage2003 | natural gas peaker | FALSE | 61857 | Y | . | Toray Plastic America's CHP Plant | Toray Plastics America | 61478 | RI | NEW | NPCC |  | 326 | 7 | Industrial NAICS Cogen | GT | NG | NG | ISNE | 672317 | 57931.097 | 2021
Vintage2014 | natural gas peaker | FALSE | 61857 | Y | . | Toray Plastic America's CHP Plant | Toray Plastics America | 61478 | RI | NEW | NPCC |  | 326 | 7 | Industrial NAICS Cogen | IC | NG | NG | ISNE | 851021 | 97118.98 | 2021
Vintage2018 | onshore wind | TRUE | 61858 | N | . | Stillwater Wind, LLC | Pattern Operators LP | 56545 | MT | MTN | WECC |  | 22 | 2 | NAICS-22 Non-Cogen | WT | WND | WND | NWMT | 2300387 | 260107 | 2021
Vintage2020 | solar pv | TRUE | 61860 | N | . | Ontario Solar Center | Adapture Renewables, Inc. | 60496 | OR | PACC | WECC |  | 22 | 2 | NAICS-22 Non-Cogen | PV | SUN | SUN | IPCO | 63101 | 7135 | 2021
| other | FALSE | 61861 | N | . | AES ES GILBERT | AES ES GILBERT, LLC | 61482 | AZ | MTN | WECC |  | 22 | 2 | NAICS-22 Non-Cogen | BA | MWH | OTH | SRP | 0 | -2199 | 2021
Vintage2018 | solar pv | TRUE | 61862 | N | . | Dignity - San Martin | Goldman Sachs Renewable Power LLC | 61944 | NV | MTN | WECC |  | 22 | 2 | NAICS-22 Non-Cogen | PV | SUN | SUN | NEVP | 32103 | 3630 | 2021
Vintage2018 | solar pv | TRUE | 61863 | N | . | Duanesburg | Onyx Asset Services Group | 60584 | NY | MAT | NPCC |  | 22 | 2 | NAICS-22 Non-Cogen | PV | SUN | SUN | NYIS | 27574 | 3118 | 2021
Vintage2017 | solar pv | TRUE | 61864 | N | . | Dix Solar, L.L.C | Dix Solar, L.L.C | 61483 | NJ | MAT | RFC |  | 22 | 2 | NAICS-22 Non-Cogen | PV | SUN | SUN | PJM | 181832 | 20560 | 2021
Vintage2019 | onshore wind | TRUE | 61865 | N | . | Rio Bravo Windpower, LLC | Rio Bravo Windpower, LLC | 61485 | TX | WSC | TRE |  | 22 | 2 | NAICS-22 Non-Cogen | WT | WND | WND | ERCO | 6056285 | 684790 | 2021
Vintage2019 | onshore wind | TRUE | 61866 | N | . | Wildhorse Mountain Wind Facility | Southern Power Co | 17650 | OK | WSC | MRO |  | 22 | 2 | NAICS-22 Non-Cogen | WT | WND | WND | SWPP | 3382583 | 382472 | 2021
Vintage2018 | solar pv | TRUE | 61867 | N | . | Bovine | Cypress Creek Renewables | 61060 | TX | WSC | TRE |  | 22 | 2 | NAICS-22 Non-Cogen | PV | SUN | SUN | ERCO | 137993 | 15603 | 2021
Vintage2018 | solar pv | TRUE | 61868 | N | . | Bronson | Cypress Creek Renewables | 61060 | TX | WSC | TRE |  | 22 | 2 | NAICS-22 Non-Cogen | PV | SUN | SUN | ERCO | 143539 | 16230 | 2021
Vintage2017 | solar pv | TRUE | 61869 | N | . | Scenic Hill Solar III | Scenic Hill Solar III LLC | 61486 | AR | WSC | SERC |  | 22 | 2 | NAICS-22 Non-Cogen | PV | SUN | SUN | SPA | 84964 | 9607 | 2021
Vintage2019 | solar pv | TRUE | 61870 | N | . | Montevideo Solar LLC, CSG | Montevideo Solar LLC | 61487 | MN | WNC | MRO |  | 22 | 2 | NAICS-22 Non-Cogen | PV | SUN | SUN | MISO | 54869 | 6204 | 2021
Vintage2018 | solar pv | TRUE | 61871 | N | . | Sterling Solar (TX) | Cypress Creek Renewables | 61060 | TX | WSC | TRE |  | 22 | 2 | NAICS-22 Non-Cogen | PV | SUN | SUN | ERCO | 125913 | 14237 | 2021
Vintage2019 | solar pv | TRUE | 61872 | N | . | Lampwick | Sol Systems | 61677 | TX | WSC | TRE |  | 22 | 2 | NAICS-22 Non-Cogen | PV | SUN | SUN | ERCO | 146775 | 16596 | 2021
Vintage2018 | solar pv | TRUE | 61873 | N | . | Yellow Jacket | Cypress Creek Renewables | 61060 | TX | WSC | TRE |  | 22 | 2 | NAICS-22 Non-Cogen | PV | SUN | SUN | ERCO | 88731 | 10033 | 2021
Vintage2018 | solar pv | TRUE | 61874 | N | . | Eddy II | Cypress Creek Renewables | 61060 | TX | WSC | TRE |  | 22 | 2 | NAICS-22 Non-Cogen | PV | SUN | SUN | ERCO | 142830 | 16150 | 2021
Vintage2019 | solar pv | TRUE | 61875 | N | . | Cascade Solar (TX) | Cypress Creek Renewables | 61060 | TX | WSC | TRE |  | 22 | 2 | NAICS-22 Non-Cogen | PV | SUN | SUN | ERCO | 160113 | 18104 | 2021
Vintage2018 | onshore wind | TRUE | 61876 | N | . | Persimmon Creek Wind Farm 1, LLC | Persimmon Creek Wind Farm 1, LLC | 61495 | OK | WSC | MRO |  | 22 | 2 | NAICS-22 Non-Cogen | WT | WND | WND | SWPP | 7252822 | 820084 | 2021
Vintage2018 | solar pv | TRUE | 61877 | N | . | Hanover Solar, LLC | NES Rigel | 64877 | NC | SAT | SERC |  | 22 | 2 | NAICS-22 Non-Cogen | PV | SUN | SUN | DUK | 81207 | 9182 | 2021
Vintage2019 | solar pv | TRUE | 61878 | N | . | John A Logan College Solar | REA Investments, LLC | 63359 | IL | ENC | SERC |  | 22 | 2 | NAICS-22 Non-Cogen | PV | SUN | SUN | MISO | 22217 | 2512 | 2021
Vintage2018 | solar pv | TRUE | 61879 | N | . | Bartow Solar Energy LLC | Alchemy Renewable Energy | 62627 | FL | SAT | SERC |  | 22 | 2 | NAICS-22 Non-Cogen | PV | SUN | SUN | FPC | 115114 | 13016 | 2021
Vintage2018 | solar pv | TRUE | 61881 | N | . | Morning View | Cypress Creek Renewables | 61060 | NC | SAT | SERC |  | 22 | 2 | NAICS-22 Non-Cogen | PV | SUN | SUN | CPLE | 32713 | 3699 | 2021
Vintage2018 | solar pv | TRUE | 61882 | N | . | Copperfield | Cypress Creek Renewables | 61060 | NC | SAT | SERC |  | 22 | 2 | NAICS-22 Non-Cogen | PV | SUN | SUN | CPLE | 30555 | 3455 | 2021
Vintage2018 | solar pv | TRUE | 61883 | N | . | Hopewell Friends | Cypress Creek Renewables | 61060 | NC | SAT | SERC |  | 22 | 2 | NAICS-22 Non-Cogen | PV | SUN | SUN | CPLE | 19696 | 2227 | 2021
Vintage2017 | solar pv | TRUE | 61884 | N | . | Kearney NPPD Solar Project | SoCore Energy LLC | 60520 | NE | WNC | MRO |  | 22 | 2 | NAICS-22 Non-Cogen | PV | SUN | SUN | SWPP | 108311 | 12247 | 2021
Vintage2018 | solar pv | TRUE | 61885 | N | . | Staunton | Cypress Creek Renewables | 61060 | IN | ENC | MRO |  | 22 | 2 | NAICS-22 Non-Cogen | PV | SUN | SUN | MISO | 60298 | 6818 | 2021
Vintage2018 | solar pv | TRUE | 61886 | N | . | Bar D | Cypress Creek Renewables | 61060 | CO | MTN | WECC |  | 22 | 2 | NAICS-22 Non-Cogen | PV | SUN | SUN | WACM | 81275 | 9190 | 2021
Vintage2018 | solar pv | TRUE | 61887 | N | . | Fort Bliss (DEA EPIC) | Ameresco Federal Solutions | 60146 | TX | WSC | TRE |  | 22 | 2 | NAICS-22 Non-Cogen | PV | SUN | SUN | EPE | 38532 | 4357 | 2021
Vintage2018 | solar pv | TRUE | 61888 | N | . | Johnstown | Onyx Asset Services Group | 60584 | NY | MAT | NPCC |  | 22 | 2 | NAICS-22 Non-Cogen | PV | SUN | SUN | NYIS | 28283 | 3198 | 2021
Vintage2019 | onshore wind | TRUE | 61889 | N | . | Sholes Wind Energy Center | Sholes Wind Energy Center, LLC | 61502 | NE | WNC | MRO |  | 22 | 2 | NAICS-22 Non-Cogen | WT | WND | WND | SWPP | 6140072 | 694264 | 2021
Vintage0 | petroleum | FALSE | 61890 | N | . | NRG Chalk Point CT | NRG Chalk Point CT | 61505 | MD | SAT | RFC |  | 22 | 2 | NAICS-22 Non-Cogen | GT | DFO | DFO | PJM | 5550 | 240.976 | 2021
Vintage1990 | natural gas peaker | TRUE | 61890 | N | . | NRG Chalk Point CT | NRG Chalk Point CT | 61505 | MD | SAT | RFC |  | 22 | 2 | NAICS-22 Non-Cogen | GT | NG | NG | PJM | 11850 | 704.024 | 2021
| other | FALSE | 61891 | N | . | Stryker 22, L.L.C. | Stryker 22, L.L.C. | 61506 | NJ | MAT | RFC |  | 22 | 2 | NAICS-22 Non-Cogen | BA | MWH | OTH | PJM | 0 | -5280 | 2021
| other | FALSE | 61892 | N | . | Plumsted 537 LLC | Plumsted 537 LLC | 61507 | NJ | MAT | RFC |  | 22 | 2 | NAICS-22 Non-Cogen | BA | MWH | OTH | PJM | 0 | -5190 | 2021
Vintage2017 | solar pv | TRUE | 61893 | N | . | BNB Camden Solar | BNB Camden Solar LLC | 61508 | NJ | MAT | RFC |  | 22 | 2 | NAICS-22 Non-Cogen | PV | SUN | SUN | PJM | 44636 | 5047 | 2021
Vintage2015 | solar pv | FALSE | 61894 | N | . | National Raisin | National Raisin | 61510 | CA | PACC | WECC |  | 115 | 6 | Industrial NAICS Non-Cogen | PV | SUN | SUN | CISO | 44060 | 4982 | 2021
Vintage2017 | solar pv | TRUE | 61895 | N | . | Toyota HQ Plan | Goldman Sachs Renewable Power LLC | 61944 | TX | WSC | TRE |  | 22 | 2 | NAICS-22 Non-Cogen | PV | SUN | SUN | ERCO | 96956 | 10963 | 2021
Vintage2016 | solar pv | TRUE | 61898 | N | . | Solean Solar Project | BQ Energy LLC | 59474 | NY | MAT | NPCC |  | 22 | 2 | NAICS-22 Non-Cogen | PV | SUN | SUN | NYIS | 53755 | 6078 | 2021
Vintage2018 | solar pv | TRUE | 61899 | N | . | Lincoln Ave Solar Project | CVI Renewables Holdings, LLC. | 63970 | NY | MAT | NPCC |  | 22 | 2 | NAICS-22 Non-Cogen | PV | SUN | SUN | NYIS | 27735 | 3136 | 2021
Vintage2018 | solar pv | TRUE | 61900 | N | . | Blydenburgh Solar Project | CVI Renewables Holdings, LLC. | 63970 | NY | MAT | NPCC |  | 22 | 2 | NAICS-22 Non-Cogen | PV | SUN | SUN | NYIS | 21510 | 2432 | 2021
| other | FALSE | 61901 | N | . | Redstone Arsenal Hybrid | Goldman Sachs Renewable Power LLC | 61944 | AL | ESC | SERC |  | 22 | 2 | NAICS-22 Non-Cogen | BA | MWH | OTH | TVA | 0 | 28 | 2021
Vintage2017 | solar pv | TRUE | 61901 | N | . | Redstone Arsenal Hybrid | Goldman Sachs Renewable Power LLC | 61944 | AL | ESC | SERC |  | 22 | 2 | NAICS-22 Non-Cogen | PV | SUN | SUN | TVA | 152196 | 17209 | 2021
Vintage2017 | solar pv | TRUE | 61902 | N | . | Holtsville Solar Project | CVI Renewables Holdings, LLC. | 63970 | NY | MAT | NPCC |  | 22 | 2 | NAICS-22 Non-Cogen | PV | SUN | SUN | NYIS | 18095 | 2046 | 2021
Vintage2018 | solar pv | TRUE | 61903 | N | . | Sharon Springs | Onyx Asset Services Group | 60584 | NY | MAT | NPCC |  | 22 | 2 | NAICS-22 Non-Cogen | PV | SUN | SUN | NYIS | 26177 | 2960 | 2021
Vintage2018 | solar pv | TRUE | 61904 | N | . | Amsterdam North | Onyx Asset Services Group | 60584 | NY | MAT | NPCC |  | 22 | 2 | NAICS-22 Non-Cogen | PV | SUN | SUN | NYIS | 27815 | 3145 | 2021
Vintage2018 | solar pv | TRUE | 61905 | N | . | Amsterdam South | Onyx Asset Services Group | 60584 | NY | MAT | NPCC |  | 22 | 2 | NAICS-22 Non-Cogen | PV | SUN | SUN | NYIS | 29494 | 3335 | 2021
Vintage2019 | solar pv | TRUE | 61906 | N | . | Phoebe Solar | Phoebe Energy Project, LLC | 61515 | TX | WSC | TRE |  | 22 | 2 | NAICS-22 Non-Cogen | PV | SUN | SUN | ERCO | 4848952 | 548276 | 2021
Vintage2018 | solar pv | TRUE | 61907 | N | . | Springfield Solar Project | NJR Clean Energy Ventures Corporation | 56990 | NJ | MAT | RFC |  | 22 | 2 | NAICS-22 Non-Cogen | PV | SUN | SUN | PJM | 94842 | 10724 | 2021
| other | FALSE | 61909 | N | . | Parkview Battery | Consumers Energy Co | 4254 | MI | ENC | RFC |  | 22 | 1 | Electric Utility | BA | MWH | OTH | MISO | 0 | -82 | 2021
Vintage2018 | onshore wind | TRUE | 61911 | N | . | Ivester Wind Farm | MidAmerican Energy Co | 12341 | IA | WNC | MRO |  | 22 | 1 | Electric Utility | WT | WND | WND | MISO | 2848573 | 322091 | 2021
Vintage2021 | geothermal | FALSE | 61912 | N | . | McGinness Hills 3 | Ormat Nevada Inc | 34691 | NV | MTN | WECC |  | 22133 | 4 | Commercial NAICS Non-Cogen | BT | GEO | GEO | NEVP | 4437062 | 501703 | 2021
| other | FALSE | 61913 | N | . | Punkin Center Battery Storage | Arizona Public Service Co | 803 | AZ | MTN | WECC |  | 22 | 1 | Electric Utility | BA | MWH | OTH | AZPS | 0 | 0 | 2021
Vintage2018 | solar pv | TRUE | 61914 | N | . | Susquehanna University Solar | Terraform Arcadia | 63249 | PA | MAT | RFC |  | 22 | 2 | NAICS-22 Non-Cogen | PV | SUN | SUN | PJM | 37047 | 4189 | 2021
Vintage2018 | solar pv | TRUE | 61915 | N | . | Bowie State Solar | Terraform Arcadia | 63249 | MD | SAT | RFC |  | 22 | 2 | NAICS-22 Non-Cogen | PV | SUN | SUN | PJM | 22465 | 2540 | 2021
Vintage2020 | onshore wind | TRUE | 61916 | N | . | Pegasus Wind | Pegasus Wind, LLC | 61521 | MI | ENC | RFC |  | 22 | 2 | NAICS-22 Non-Cogen | WT | WND | WND | MISO | 3306877 | 373912 | 2021
Vintage2018 | solar pv | TRUE | 61917 | N | . | Kearsarge Oppenheim CSG | Kearsarge Oppenheim LLC | 61520 | NY | MAT | NPCC |  | 22 | 2 | NAICS-22 Non-Cogen | PV | SUN | SUN | NYIS | 19236 | 2175 | 2021
Vintage2020 | solar pv | TRUE | 61918 | N | . | Blackville Solar Farm, LLC | Dominion Energy Inc | 5248 | SC | SAT | SERC |  | 22 | 2 | NAICS-22 Non-Cogen | PV | SUN | SUN | SCEG | 138771 | 15691 | 2021
Vintage2019 | solar pv | TRUE | 61919 | N | . | Frontenac Holdco LLC, CSG | Frontenac Holdco LLC | 61518 | MN | WNC | MRO |  | 22 | 2 | NAICS-22 Non-Cogen | PV | SUN | SUN | MISO | 84822 | 9591 | 2021
Vintage2021 | solar pv | TRUE | 61920 | N | . | Galloway 1 Solar Farm | 225DD 8me LLC | 61523 | TX | WSC | TRE |  | 22 | 2 | NAICS-22 Non-Cogen | PV | SUN | SUN | ERCO | 1014442 | 114704 | 2021
Vintage2018 | onshore wind | TRUE | 61921 | N | . | Tahoka Wind | Tahoka Wind, LLC | 61527 | TX | WSC | TRE |  | 22 | 2 | NAICS-22 Non-Cogen | WT | WND | WND | ERCO | 10015017 | 1132408 | 2021
Vintage2018 | solar pv | TRUE | 61922 | N | . | Sunlight Beacon | BQ Energy LLC | 59474 | NY | MAT | NPCC |  | 22 | 2 | NAICS-22 Non-Cogen | PV | SUN | SUN | NYIS | 31988 | 3617 | 2021
| other | FALSE | 61923 | N | . | ACUA | Viridity Energy Solutions, Inc. | 61522 | NJ | MAT | RFC |  | 22 | 2 | NAICS-22 Non-Cogen | BA | MWH | OTH | PJM | 0 | -159 | 2021
Vintage2018 | solar pv | TRUE | 61924 | N | . | Cumblerland Land Holdings, LLC | Cumberland Land Holdings, LLC | 61528 | AL | ESC | SERC |  | 22 | 2 | NAICS-22 Non-Cogen | PV | SUN | SUN | TVA | 277940 | 31427 | 2021
| other | FALSE | 61925 | N | . | Casa Mesa Wind Energy Center Hybrid | Casa Mesa Wind, LLC | 61531 | NM | MTN | WECC |  | 22 | 2 | NAICS-22 Non-Cogen | BA | MWH | OTH | PNM | 0 | -105 | 2021
Vintage2018 | onshore wind | TRUE | 61925 | N | . | Casa Mesa Wind Energy Center Hybrid | Casa Mesa Wind, LLC | 61531 | NM | MTN | WECC |  | 22 | 2 | NAICS-22 Non-Cogen | WT | WND | WND | PNM | 1739083 | 196640 | 2021
Vintage2018 | onshore wind | TRUE | 61926 | N | . | Armadillo Flats Wind Project, LLC | Armadillo Flats Wind Project, LLC | 61530 | OK | WSC | MRO |  | 22 | 2 | NAICS-22 Non-Cogen | WT | WND | WND | SWPP | 8433665 | 953603 | 2021
Vintage2018 | natural gas peaker | FALSE | 61927 | Y | . | Georgia-Pacific Taylorsville Plywood | Georgia-Pacific Wood Products LLC | 61499 | MS | ESC | SERC |  | 321 | 7 | Industrial NAICS Cogen | GT | NG | NG | SOCO | 565048 | 52456.46 | 2021
Vintage2018 | solar pv | TRUE | 61928 | N | . | Saint Albans Solar | Cypress Creek Renewables | 61060 | VT | NEW | NPCC |  | 22 | 2 | NAICS-22 Non-Cogen | PV | SUN | SUN | ISNE | 64861 | 7334 | 2021
Vintage2019 | solar pv | TRUE | 61930 | N | . | Techren Solar II LLC | Techren Solar II LLC | 61533 | NV | MTN | WECC |  | 22 | 2 | NAICS-22 Non-Cogen | PV | SUN | SUN | NEVP | 4908976 | 555063 | 2021
Vintage2020 | solar pv | TRUE | 61931 | N | . | Techren Solar III LLC | Techren Solar III LLC | 61534 | NV | MTN | WECC |  | 22 | 2 | NAICS-22 Non-Cogen | PV | SUN | SUN | NEVP | 599581 | 67795 | 2021
Vintage2020 | solar pv | TRUE | 61932 | N | . | Techren Solar IV LLC | Techren Solar IV LLC | 61535 | NV | MTN | WECC |  | 22 | 2 | NAICS-22 Non-Cogen | PV | SUN | SUN | NEVP | 594326 | 67201 | 2021
Vintage2018 | solar pv | TRUE | 61933 | N | . | Adams Nielson Solar | Strata Manager, LLC | 64778 | WA | PACC | WECC |  | 22 | 2 | NAICS-22 Non-Cogen | PV | SUN | SUN | AVA | 384042 | 43424 | 2021
Vintage2018 | solar pv | TRUE | 61934 | N | . | WHA Southbridge Solar Park CSG | Ecogy Delaware II LLC. | 61538 | DE | SAT | RFC |  | 22 | 2 | NAICS-22 Non-Cogen | PV | SUN | SUN | PJM | 18689 | 2113 | 2021
Vintage2021 | solar pv | TRUE | 61935 | N | . | 1634 Solar | 1634 Solar, LLC | 61541 | SC | SAT | SERC |  | 22 | 2 | NAICS-22 Non-Cogen | PV | SUN | SUN | CPLE | 37941 | 4290 | 2021
Vintage2018 | solar pv | TRUE | 61936 | N | . | Abbot Solar | Abbot Solar, LLC | 61542 | SC | SAT | SERC |  | 22 | 2 | NAICS-22 Non-Cogen | PV | SUN | SUN | CPLE | 34890 | 3945 | 2021
Vintage2020 | solar pv | TRUE | 61937 | N | . | Ace Solar | ACE Solar, LLC | 61543 | SC | SAT | SERC |  | 22 | 2 | NAICS-22 Non-Cogen | PV | SUN | SUN | DUK | 18439 | 2085 | 2021
Vintage2021 | solar pv | TRUE | 61938 | N | . | Bani Solar | Bani Solar, LLC | 61544 | SC | SAT | SERC |  | 22 | 2 | NAICS-22 Non-Cogen | PV | SUN | SUN | CPLE | 37969 | 4293 | 2021
Vintage2018 | solar pv | TRUE | 61939 | N | . | Blacktip Solar | Blacktip Solar, LLC | 61545 | SC | SAT | SERC |  | 22 | 2 | NAICS-22 Non-Cogen | PV | SUN | SUN | CPLE | 34315 | 3880 | 2021
Vintage2019 | solar pv | TRUE | 61940 | N | . | Bloom Solar | Bloom Solar, LLC | 61546 | SC | SAT | SERC |  | 22 | 2 | NAICS-22 Non-Cogen | PV | SUN | SUN | CPLE | 33076 | 3740 | 2021
Vintage2018 | solar pv | TRUE | 61941 | N | . | Bond Solar | Bond Solar, LLC | 61547 | SC | SAT | SERC |  | 22 | 2 | NAICS-22 Non-Cogen | PV | SUN | SUN | CPLE | 27540 | 3114 | 2021
Vintage2018 | solar pv | TRUE | 61942 | N | . | Gary Solar | Gary Solar, LLC | 61548 | SC | SAT | SERC |  | 22 | 2 | NAICS-22 Non-Cogen | PV | SUN | SUN | CPLE | 30740 | 3476 | 2021
Vintage2019 | solar pv | TRUE | 61943 | N | . | Goldenrod Solar | Goldenrod Solar, LLC | 61549 | SC | SAT | SERC |  | 22 | 2 | NAICS-22 Non-Cogen | PV | SUN | SUN | CPLE | 30494 | 3448 | 2021
Vintage2019 | solar pv | TRUE | 61944 | N | . | Jessamine Solar | Jessamine Solar, LLC | 61550 | SC | SAT | SERC |  | 22 | 2 | NAICS-22 Non-Cogen | PV | SUN | SUN | CPLE | 25994 | 2939 | 2021
Vintage2019 | solar pv | TRUE | 61945 | N | . | Pelzer Solar I | Pelzer Solar I, LLC | 61552 | SC | SAT | SERC |  | 22 | 2 | NAICS-22 Non-Cogen | PV | SUN | SUN | DUK | 17387 | 1966 | 2021
Vintage2019 | solar pv | FALSE | 61946 | N | . | Redwing Solar | Redwing Solar, LLC | 61553 | SC | SAT | SERC |  | 111 | 6 | Industrial NAICS Non-Cogen | PV | SUN | SUN | CPLE | 34793 | 3934 | 2021
Vintage2018 | solar pv | TRUE | 61947 | N | . | River Solar | River Solar, LLC | 61554 | SC | SAT | SERC |  | 22 | 2 | NAICS-22 Non-Cogen | PV | SUN | SUN | CPLE | 33563 | 3795 | 2021
Vintage2018 | solar pv | TRUE | 61948 | N | . | Sapphire Solar | Sapphire Solar, LLC | 61555 | SC | SAT | SERC |  | 22 | 2 | NAICS-22 Non-Cogen | PV | SUN | SUN | CPLE | 32103 | 3630 | 2021
Vintage2018 | solar pv | TRUE | 61949 | N | . | South Solar | South Solar, LLC | 61556 | SC | SAT | SERC |  | 22 | 2 | NAICS-22 Non-Cogen | PV | SUN | SUN | CPLE | 33466 | 3784 | 2021
Vintage2019 | solar pv | TRUE | 61950 | N | . | Vincent Solar | Vincent Solar, LLC | 61557 | SC | SAT | SERC |  | 22 | 2 | NAICS-22 Non-Cogen | PV | SUN | SUN | CPLE | 32935 | 3724 | 2021
Vintage2019 | solar pv | TRUE | 61951 | N | . | Watauga Solar | Watauga Solar, LLC | 61558 | SC | SAT | SERC |  | 22 | 2 | NAICS-22 Non-Cogen | PV | SUN | SUN | CPLE | 31917 | 3609 | 2021
Vintage2019 | solar pv | TRUE | 61952 | N | . | Whitt Solar | Whitt Solar, LLC | 61559 | SC | SAT | SERC |  | 22 | 2 | NAICS-22 Non-Cogen | PV | SUN | SUN | DUK | 37101 | 4195 | 2021
Vintage2018 | solar pv | TRUE | 61953 | N | . | Willis Solar | Willis Solar, LLC | 61560 | SC | SAT | SERC |  | 22 | 2 | NAICS-22 Non-Cogen | PV | SUN | SUN | CPLE | 32378 | 3661 | 2021
Vintage2018 | solar pv | TRUE | 61954 | N | . | Delta Solar Power I | Delta Solar Power I, LLC | 61406 | MI | ENC | RFC |  | 22 | 2 | NAICS-22 Non-Cogen | PV | SUN | SUN | MISO | 126230 | 14273 | 2021
Vintage2018 | solar pv | TRUE | 61955 | N | . | Delta Solar Power II | Delta Solar Power II, LLC | 61407 | MI | ENC | RFC |  | 22 | 2 | NAICS-22 Non-Cogen | PV | SUN | SUN | MISO | 243281 | 27508 | 2021
| other | FALSE | 61956 | N | . | MCRD Parris Island PV Hybrid | Ameresco Federal Solutions | 60146 | SC | SAT | SERC |  | 22 | 2 | NAICS-22 Non-Cogen | BA | MWH | OTH | SCEG | 0 | 1260 | 2021
Vintage2019 | natural gas peaker | TRUE | 61956 | N | . | MCRD Parris Island PV Hybrid | Ameresco Federal Solutions | 60146 | SC | SAT | SERC |  | 22 | 2 | NAICS-22 Non-Cogen | GT | NG | NG | SCEG | 297995 | 23376 | 2021
Vintage2019 | petroleum | TRUE | 61956 | N | . | MCRD Parris Island PV Hybrid | Ameresco Federal Solutions | 60146 | SC | SAT | SERC |  | 22 | 2 | NAICS-22 Non-Cogen | IC | DFO | DFO | SCEG | 532 | 70 | 2021
Vintage2018 | solar pv | TRUE | 61956 | N | . | MCRD Parris Island PV Hybrid | Ameresco Federal Solutions | 60146 | SC | SAT | SERC |  | 22 | 2 | NAICS-22 Non-Cogen | PV | SUN | SUN | SCEG | 83070 | 9393 | 2021
Vintage2018 | onshore wind | TRUE | 61957 | N | . | Pratt Wind, LLC | Pratt Wind, LLC | 61537 | KS | WNC | MRO |  | 22 | 2 | NAICS-22 Non-Cogen | WT | WND | WND | SWPP | 9042010 | 1022389 | 2021
Vintage2018 | solar pv | TRUE | 61958 | N | . | Broadalbin-Perth Solar | AES Distributed Energy | 61012 | NY | MAT | NPCC |  | 22 | 2 | NAICS-22 Non-Cogen | PV | SUN | SUN | NYIS | 19148 | 2165 | 2021
Vintage2018 | solar pv | TRUE | 61959 | N | . | Coolidge Solar 1, LLC | Coolidge Solar I, LLC | 61540 | VT | NEW | NPCC |  | 22 | 2 | NAICS-22 Non-Cogen | PV | SUN | SUN | ISNE | 229572 | 25958 | 2021
Vintage2018 | solar pv | TRUE | 61960 | N | . | Atood II | Cypress Creek Renewables | 61060 | SC | SAT | SERC |  | 22 | 2 | NAICS-22 Non-Cogen | PV | SUN | SUN | DUK | 35286 | 3990 | 2021
Vintage2018 | solar pv | TRUE | 61961 | N | . | Gaston II | Cypress Creek Renewables | 61060 | SC | SAT | SERC |  | 22 | 2 | NAICS-22 Non-Cogen | PV | SUN | SUN | SCEG | 106526 | 12045 | 2021
Vintage2020 | solar pv | TRUE | 61962 | N | . | Holstein 1 Solar Farm | 226HC 8me LLC | 61524 | TX | WSC | TRE |  | 22 | 2 | NAICS-22 Non-Cogen | PV | SUN | SUN | ERCO | 3720423 | 420672 | 2021
Vintage2018 | solar pv | TRUE | 61965 | N | . | Quakertown Solar Farm, LLC | NJR Clean Energy Ventures Corporation | 56990 | NJ | MAT | RFC |  | 22 | 2 | NAICS-22 Non-Cogen | PV | SUN | SUN | PJM | 117193 | 13251 | 2021
Vintage2019 | solar pv | TRUE | 61968 | N | . | Chisago Holdco LLC, CSG | Chisago Holdco LLC | 61568 | MN | WNC | MRO |  | 22 | 2 | NAICS-22 Non-Cogen | PV | SUN | SUN | MISO | 46589 | 5268 | 2021
Vintage2019 | onshore wind | TRUE | 61969 | N | . | Torrecillas Wind Energy, LLC | Torrecillas Wind Energy, LLC | 61562 | TX | WSC | TRE |  | 22 | 2 | NAICS-22 Non-Cogen | WT | WND | WND | ERCO | 9736334 | 1100897 | 2021
Vintage2019 | onshore wind | TRUE | 61970 | N | . | Blue Summit II Wind, LLC | Blue Summit II Wind, LLC | 61563 | TX | WSC | TRE |  | 22 | 2 | NAICS-22 Non-Cogen | WT | WND | WND | ERCO | 3349195 | 378697 | 2021
Vintage2019 | solar pv | TRUE | 61971 | N | . | Corcoran CSG | Altus Power America Management, LLC | 60281 | MN | WNC | MRO |  | 22 | 2 | NAICS-22 Non-Cogen | PV | SUN | SUN | MISO | 61270 | 6928 | 2021
Vintage2019 | solar pv | TRUE | 61972 | N | . | Richardson Solar | DP-C2 Episode 1 LLC | 61567 | SC | SAT | SERC |  | 22 | 2 | NAICS-22 Non-Cogen | PV | SUN | SUN | SCEG | 67002 | 7576 | 2021
Vintage2019 | solar pv | TRUE | 61973 | N | . | Blackville Solar II | DP-C2 Episode 1 LLC | 61567 | SC | SAT | SERC |  | 22 | 2 | NAICS-22 Non-Cogen | PV | SUN | SUN | SCEG | 333507 | 37710 | 2021
Vintage2019 | solar pv | TRUE | 61974 | N | . | Diamond Solar | DP-C2 Episode 1 LLC | 61567 | SC | SAT | SERC |  | 22 | 2 | NAICS-22 Non-Cogen | PV | SUN | SUN | SCEG | 131182 | 14833 | 2021
Vintage2019 | solar pv | TRUE | 61975 | N | . | Edison Solar | DP-C2 Episode 1 LLC | 61567 | SC | SAT | SERC |  | 22 | 2 | NAICS-22 Non-Cogen | PV | SUN | SUN | SCEG | 85971 | 9721 | 2021
Vintage2018 | solar pv | TRUE | 61976 | N | . | Peony Solar | Peony Solar, LLC | 61566 | SC | SAT | SERC |  | 22 | 2 | NAICS-22 Non-Cogen | PV | SUN | SUN | SCEG | 713277 | 80651 | 2021
Vintage2018 | solar pv | TRUE | 61977 | N | . | Cornillie | Terraform Arcadia | 63249 | MN | WNC | MRO |  | 22 | 2 | NAICS-22 Non-Cogen | PV | SUN | SUN | MISO | 26955 | 3048 | 2021
Vintage2018 | solar pv | TRUE | 61978 | N | . | Pinesage | Cypress Creek Renewables | 61060 | NC | SAT | SERC |  | 22 | 2 | NAICS-22 Non-Cogen | PV | SUN | SUN | CPLE | 76190 | 8615 | 2021
Vintage2018 | solar pv | TRUE | 61979 | N | . | Syncarpha Prinsburg CSG (Ledeboer) | Prinsburg CSG I, LLC | 61573 | MN | WNC | MRO |  | 22 | 2 | NAICS-22 Non-Cogen | PV | SUN | SUN | MISO | 16449 | 1860 | 2021
Vintage2018 | solar pv | TRUE | 61980 | N | . | Syncarpha Clara City CSG I (Stamer) | Clara City CSG I, LLC | 61571 | MN | WNC | MRO |  | 22 | 2 | NAICS-22 Non-Cogen | PV | SUN | SUN | MISO | 17157 | 1940 | 2021
Vintage2020 | solar pv | TRUE | 61982 | N | . | Columbia Solar Power Plant | Duke Energy Florida, LLC | 6455 | FL | SAT | SERC |  | 22 | 1 | Electric Utility | PV | SUN | SUN | FPC | 1433868 | 162129 | 2021
Vintage2018 | solar pv | TRUE | 61983 | N | . | Cottage Grove Project CSG | DG Minnesota CSG, LLC | 61187 | MN | WNC | MRO |  | 22 | 2 | NAICS-22 Non-Cogen | PV | SUN | SUN | MISO | 56284 | 6364 | 2021
Vintage2019 | onshore wind | TRUE | 61984 | N | . | Solomon Forks Wind Project, LLC | Engie North America | 56201 | KS | WNC | MRO |  | 22 | 2 | NAICS-22 Non-Cogen | WT | WND | WND | SWPP | 9370078 | 1059484 | 2021
Vintage2019 | solar pv | TRUE | 61985 | N | . | Colonial Trail West | Dominion Energy Inc | 5248 | VA | SAT | RFC |  | 22 | 1 | Electric Utility | PV | SUN | SUN | PJM | 2398812 | 271236 | 2021
Vintage2020 | solar pv | TRUE | 61986 | N | . | Spring Grove I | Dominion Energy Inc | 5248 | VA | SAT | RFC |  | 22 | 1 | Electric Utility | PV | SUN | SUN | PJM | 1913699 | 216384 | 2021
Vintage2019 | solar pv | TRUE | 61987 | N | . | West Loch Solar One | Hawaiian Electric Co Inc | 19547 | HI | PACN |  |  | 22 | 1 | Electric Utility | PV | SUN | SUN | HECO | 328608 | 37156 | 2021
Vintage2018 | solar pv | TRUE | 61988 | N | . | Citrus Ridge Solar | FL Solar 5, LLC | 61579 | FL | SAT | SERC |  | 22 | 2 | NAICS-22 Non-Cogen | PV | SUN | SUN | FPC | 886319 | 100217 | 2021
Vintage2018 | solar pv | TRUE | 61989 | N | . | Pacific Ethanol Madera Solar Array | Seaboard Energy California, LLC | 64702 | CA | PACC | WECC |  | 22 | 2 | NAICS-22 Non-Cogen | PV | SUN | SUN | CISO | 17961 | 2031 | 2021
| other | FALSE | 61990 | N | . | TAC-Distributed Energy Resource Hybrid | Ameren Illinois | 61576 | IL | ENC | SERC |  | 22 | 1 | Electric Utility | BA | MWH | OTH | MISO | 0 | -12 | 2021
Vintage2017 | natural gas peaker | TRUE | 61990 | N | . | TAC-Distributed Energy Resource Hybrid | Ameren Illinois | 61576 | IL | ENC | SERC |  | 22 | 1 | Electric Utility | IC | NG | NG | MISO | 787 | 92 | 2021
Vintage2017 | solar pv | TRUE | 61990 | N | . | TAC-Distributed Energy Resource Hybrid | Ameren Illinois | 61576 | IL | ENC | SERC |  | 22 | 1 | Electric Utility | PV | SUN | SUN | MISO | 1680 | 190 | 2021
Vintage2017 | onshore wind | TRUE | 61990 | N | . | TAC-Distributed Energy Resource Hybrid | Ameren Illinois | 61576 | IL | ENC | SERC |  | 22 | 1 | Electric Utility | WT | WND | WND | MISO | 1098 | 124 | 2021
Vintage2021 | solar pv | TRUE | 61991 | N | . | Pioneer Solar (CO), LLC | Pioneer Solar (CO), LLC | 63810 | CO | MTN | WECC |  | 22 | 2 | NAICS-22 Non-Cogen | PV | SUN | SUN | PSCO | 1299874 | 146978 | 2021
| other | FALSE | 61993 | N | . | Gavilan Community College Solar Project | Gavilan District College Solar Project | 61872 | CA | PACC | WECC |  | 22 | 2 | NAICS-22 Non-Cogen | BA | MWH | OTH | CISO | 0 | -10 | 2021
Vintage2018 | solar pv | TRUE | 61993 | N | . | Gavilan Community College Solar Project | Gavilan District College Solar Project | 61872 | CA | PACC | WECC |  | 22 | 2 | NAICS-22 Non-Cogen | PV | SUN | SUN | CISO | 19811 | 2240 | 2021
| other | FALSE | 61995 | N | . | UC Merced Solar Hybrid | Goldman Sachs Renewable Power LLC | 61944 | CA | PACC | WECC |  | 22 | 2 | NAICS-22 Non-Cogen | BA | MWH | OTH | CISO | 0 | 69 | 2021
Vintage2018 | solar pv | TRUE | 61995 | N | . | UC Merced Solar Hybrid | Goldman Sachs Renewable Power LLC | 61944 | CA | PACC | WECC |  | 22 | 2 | NAICS-22 Non-Cogen | PV | SUN | SUN | CISO | 73104 | 8266 | 2021
Vintage2019 | solar pv | TRUE | 61996 | N | . | Rankin Solar Center, LLC | Rankin Solar Center, LLC | 61586 | SC | SAT | SERC |  | 22 | 2 | NAICS-22 Non-Cogen | PV | SUN | SUN | SC | 180549 | 20415 | 2021
Vintage2018 | solar pv | TRUE | 61997 | N | . | USS Big Lake 1 Solar CSG | USS Big Lake 1 LLC | 61580 | MN | WNC | MRO |  | 22 | 2 | NAICS-22 Non-Cogen | PV | SUN | SUN | MISO | 19323 | 2185 | 2021
Vintage2018 | solar pv | TRUE | 61998 | N | . | USS Good Solar CSG | USS Good Solar LLC | 61581 | MN | WNC | MRO |  | 22 | 2 | NAICS-22 Non-Cogen | PV | SUN | SUN | MISO | 17697 | 2001 | 2021
Vintage2018 | solar pv | TRUE | 61999 | N | . | USS Kasch Solar CSG | USS Kasch Solar LLC | 61582 | MN | WNC | MRO |  | 22 | 2 | NAICS-22 Non-Cogen | PV | SUN | SUN | MISO | 19403 | 2194 | 2021
Vintage2018 | solar pv | TRUE | 62000 | N | . | USS Rockpoint Solar CSG | USS Rockpoint Solar LLC | 61583 | MN | WNC | MRO |  | 22 | 2 | NAICS-22 Non-Cogen | PV | SUN | SUN | MISO | 17876 | 2021 | 2021
Vintage1983 | petroleum | FALSE | 62001 | N | . | The Bank of New York | The Bank of New York | 61578 | NY | MAT | NPCC |  | 622 | 4 | Commercial NAICS Non-Cogen | IC | DFO | DFO | NYIS | 471 | 62 | 2021
Vintage2014 | petroleum | FALSE | 62002 | N | . | Brooklyn Hospital Center | Brooklyn Hospital Center | 61584 | NY | MAT | NPCC |  | 622 | 4 | Commercial NAICS Non-Cogen | IC | DFO | DFO | NYIS | 147 | 7 | 2021
Vintage2002 | petroleum | FALSE | 62003 | N | . | Saint Catherine of Siena Medical Center | Saint Catherine of Siena Medical Center | 61577 | NY | MAT | NPCC |  | 622 | 4 | Commercial NAICS Non-Cogen | IC | DFO | DFO | NYIS | 141 | 25 | 2021
Vintage2019 | solar pv | TRUE | 62004 | N | . | San Pablo Raceway | AES Distributed Energy | 61012 | CA | PACC | WECC |  | 22 | 2 | NAICS-22 Non-Cogen | PV | SUN | SUN | CISO | 2640703 | 298587 | 2021
Vintage2019 | solar pv | TRUE | 62010 | N | . | Gibbon Solar | Green Street Power Partners | 62719 | MN | WNC | MRO |  | 22 | 2 | NAICS-22 Non-Cogen | PV | SUN | SUN | MISO | 49953 | 5648 | 2021
Vintage2020 | solar pv | TRUE | 62011 | N | . | Richmond Spider Solar | AES Distributed Energy | 61012 | VA | SAT | SERC |  | 22 | 2 | NAICS-22 Non-Cogen | PV | SUN | SUN | PJM | 313102 | 35403 | 2021
Vintage2020 | solar pv | TRUE | 62012 | N | . | Pleinmont Solar 1 | AES Distributed Energy | 61012 | VA | SAT | SERC |  | 22 | 2 | NAICS-22 Non-Cogen | PV | SUN | SUN | PJM | 1389180 | 157076 | 2021
Vintage2021 | solar pv | TRUE | 62013 | N | . | Pleinmont Solar 2 | AES Distributed Energy | 61012 | VA | SAT | SERC |  | 22 | 2 | NAICS-22 Non-Cogen | PV | SUN | SUN | PJM | 1030909 | 116566 | 2021
Vintage2020 | solar pv | TRUE | 62014 | N | . | Highlander Solar Energy Station 1 | AES Distributed Energy | 61012 | VA | SAT | SERC |  | 22 | 2 | NAICS-22 Non-Cogen | PV | SUN | SUN | PJM | 2611801 | 295319 | 2021
Vintage2020 | solar pv | TRUE | 62015 | N | . | Mustang Two | RE Mustang Two LLC | 61589 | CA | PACC | WECC |  | 22 | 2 | NAICS-22 Non-Cogen | PV | SUN | SUN | CISO | 3485738 | 394136 | 2021
Vintage2017 | solar pv | TRUE | 62016 | N | . | UC Riverside Lots 30 & 32 | Goldman Sachs Renewable Power LLC | 61944 | CA | PACC | WECC |  | 22 | 2 | NAICS-22 Non-Cogen | PV | SUN | SUN | CISO | 60714 | 6865 | 2021
Vintage2019 | solar pv | TRUE | 62017 | N | . | Riverhead Solar Farm | AES Distributed Energy | 61012 | NY | MAT | NPCC |  | 22 | 2 | NAICS-22 Non-Cogen | PV | SUN | SUN | NYIS | 295046 | 33361 | 2021
Vintage2018 | solar pv | TRUE | 62018 | N | . | Page Solar | Page Solar Farm, LLC | 61603 | NC | SAT | SERC |  | 22 | 2 | NAICS-22 Non-Cogen | PV | SUN | SUN | CPLE | 22791 | 2577 | 2021
Vintage2017 | solar pv | TRUE | 62020 | N | . | Stanford Campus Solar | Goldman Sachs Renewable Power LLC | 61944 | CA | PACC | WECC |  | 22 | 2 | NAICS-22 Non-Cogen | PV | SUN | SUN | CISO | 57160 | 6463 | 2021
Vintage2018 | solar pv | TRUE | 62021 | N | . | Franklin Solar | Ecos Energy LLC | 58135 | CT | NEW | NPCC |  | 22 | 2 | NAICS-22 Non-Cogen | PV | SUN | SUN | ISNE | 12488 | 1412 | 2021
Vintage2018 | solar pv | TRUE | 62023 | N | . | Wilson Solar | Ecos Energy LLC | 58135 | CT | NEW | NPCC |  | 22 | 2 | NAICS-22 Non-Cogen | PV | SUN | SUN | ISNE | 12770 | 1444 | 2021
Vintage2018 | solar pv | TRUE | 62024 | N | . | Jefferson Solar | Ecos Energy LLC | 58135 | CT | NEW | NPCC |  | 22 | 2 | NAICS-22 Non-Cogen | PV | SUN | SUN | ISNE | 12787 | 1446 | 2021
Vintage2018 | solar pv | TRUE | 62025 | N | . | Hamilton Solar | Ecos Energy LLC | 58135 | CT | NEW | NPCC |  | 22 | 2 | NAICS-22 Non-Cogen | PV | SUN | SUN | ISNE | 11814 | 1336 | 2021
Vintage2018 | solar pv | TRUE | 62026 | N | . | Adams Solar | Ecos Energy LLC | 58135 | CT | NEW | NPCC |  | 22 | 2 | NAICS-22 Non-Cogen | PV | SUN | SUN | ISNE | 12275 | 1388 | 2021
| other | FALSE | 62027 | N | . | Caldwell Wastewater Treatment Plant Hybrid | Caldwell Wastewater Treatment Plant | 61597 | NJ | MAT | RFC |  | 22 | 2 | NAICS-22 Non-Cogen | BA | MWH | OTH | PJM | 0 | 0 | 2021
Vintage2016 | solar pv | TRUE | 62027 | N | . | Caldwell Wastewater Treatment Plant Hybrid | Caldwell Wastewater Treatment Plant | 61597 | NJ | MAT | RFC |  | 22 | 2 | NAICS-22 Non-Cogen | PV | SUN | SUN | PJM | 8295 | 938 | 2021
Vintage2017 | solar pv | TRUE | 62028 | N | . | CSU Long Beach Lots 7 & 14 | Goldman Sachs Renewable Power LLC | 61944 | CA | PACC | WECC |  | 22 | 2 | NAICS-22 Non-Cogen | PV | SUN | SUN | CISO | 64455 | 7288 | 2021
Vintage2017 | solar pv | TRUE | 62029 | N | . | Enfield Community Solar | Enfield Community Solar | 61599 | NY | MAT | NPCC |  | 22 | 2 | NAICS-22 Non-Cogen | PV | SUN | SUN | NYIS | 20801 | 2352 | 2021
Vintage2019 | solar pv | TRUE | 62030 | N | . | Nautilus Lindstrom Solar (CSG) | Nautilus Solar Solutions | 61227 | MN | WNC | MRO |  | 22 | 2 | NAICS-22 Non-Cogen | PV | SUN | SUN | MISO | 31679 | 3582 | 2021
Vintage2019 | solar pv | TRUE | 62031 | N | . | Nautilus Saint Cloud Solar (CSG) | Nautilus Solar Solutions | 61227 | MN | WNC | MRO |  | 22 | 2 | NAICS-22 Non-Cogen | PV | SUN | SUN | MISO | 77323 | 8743 | 2021
Vintage2019 | solar pv | TRUE | 62032 | N | . | Nautilus Winsted Solar (CSG) | Nautilus Solar Solutions | 61227 | MN | WNC | MRO |  | 22 | 2 | NAICS-22 Non-Cogen | PV | SUN | SUN | MISO | 50827 | 5747 | 2021
Vintage2018 | solar pv | TRUE | 62034 | N | . | Baer Road CSG | Delaware River Solar, LLC | 61610 | NY | MAT | NPCC |  | 22 | 2 | NAICS-22 Non-Cogen | PV | SUN | SUN | NYIS | 24532 | 2774 | 2021
Vintage2019 | onshore wind | TRUE | 62035 | N | . | Glaciers Edge Wind Project | EDF Renewable Asset Holdings, Inc. | 57170 | IA | WNC | MRO |  | 22 | 2 | NAICS-22 Non-Cogen | WT | WND | WND | MISO | 7670896 | 867356 | 2021
Vintage2019 | solar pv | TRUE | 62036 | N | . | Sartell Holdco CSG | Sartell Holdco LLC | 61613 | MN | WNC | MRO |  | 22 | 2 | NAICS-22 Non-Cogen | PV | SUN | SUN | MISO | 85336 | 9649 | 2021
Vintage2019 | solar pv | TRUE | 62037 | N | . | Rollingstone Holdco CSG | Rollingstone Holdco LLC | 61614 | MN | WNC | MRO |  | 22 | 2 | NAICS-22 Non-Cogen | PV | SUN | SUN | MISO | 2910 | 329 | 2021
Vintage2019 | onshore wind | TRUE | 62038 | N | . | Santa Rita East | Invenergy Services LLC | 49893 | TX | WSC | TRE |  | 22 | 2 | NAICS-22 Non-Cogen | WT | WND | WND | ERCO | 10595305 | 1198021.9 | 2021
Vintage2018 | solar pv | TRUE | 62039 | N | . | Santa Rosa Junior College Petaluma Solar | Sonoma County Junior College District | 61987 | CA | PACC | WECC |  | 22 | 2 | NAICS-22 Non-Cogen | PV | SUN | SUN | CISO | 1601 | 181 | 2021
Vintage2019 | solar pv | TRUE | 62040 | N | . | Becker Solar CSG | SunShare Management | 60970 | MN | WNC | MRO |  | 22 | 2 | NAICS-22 Non-Cogen | PV | SUN | SUN | MISO | 12833 | 1451 | 2021
Vintage2018 | solar pv | TRUE | 62041 | N | . | Cuyahoga County Landfill | IOS II LLC | 61620 | OH | ENC | RFC |  | 22 | 2 | NAICS-22 Non-Cogen | PV | SUN | SUN | PJM | 42203 | 4772 | 2021
Vintage2019 | solar pv | TRUE | 62042 | N | . | USS Solar Rapids CSG | USS Solar Rapids LLC | 61631 | MN | WNC | MRO |  | 22 | 2 | NAICS-22 Non-Cogen | PV | SUN | SUN | MISO | 18634 | 2107 | 2021
Vintage2018 | solar pv | TRUE | 62043 | N | . | First Baptist Church of Glenarden | IOS II LLC | 61620 | MD | SAT | RFC |  | 22 | 2 | NAICS-22 Non-Cogen | PV | SUN | SUN | PJM | 25658 | 2901 | 2021
Vintage2018 | solar pv | TRUE | 62044 | N | . | USS Solar Dawn CSG | USS Solar Dawn LLC | 61630 | MN | WNC | MRO |  | 22 | 2 | NAICS-22 Non-Cogen | PV | SUN | SUN | MISO | 18368 | 2077 | 2021
Vintage2019 | solar pv | TRUE | 62045 | N | . | USS Norelius Solar CSG | USS Norelius Solar LLC | 61629 | MN | WNC | MRO |  | 22 | 2 | NAICS-22 Non-Cogen | PV | SUN | SUN | MISO | 18493 | 2091 | 2021
Vintage2018 | solar pv | TRUE | 62046 | N | . | USS Nillie Corn Solar CSG | USS Nillie Corn Solar LLC | 61628 | MN | WNC | MRO |  | 22 | 2 | NAICS-22 Non-Cogen | PV | SUN | SUN | MISO | 18060 | 2042 | 2021
Vintage2019 | solar pv | TRUE | 62047 | N | . | USS JJ Solar CSG | USS JJ Solar LLC | 61627 | MN | WNC | MRO |  | 22 | 2 | NAICS-22 Non-Cogen | PV | SUN | SUN | MISO | 19094 | 2159 | 2021
Vintage2018 | solar pv | TRUE | 62048 | N | . | USS Dubhe Solar CSG | Standard Solar | 60531 | MN | WNC | MRO |  | 22 | 2 | NAICS-22 Non-Cogen | PV | SUN | SUN | MISO | 18048 | 2041 | 2021
Vintage2019 | solar pv | TRUE | 62049 | N | . | USS Brockway Solar CSG | USS Brockway Solar LLC | 61625 | MN | WNC | MRO |  | 22 | 2 | NAICS-22 Non-Cogen | PV | SUN | SUN | MISO | 18643 | 2108 | 2021
Vintage2019 | petroleum | FALSE | 62050 | N | . | Kingsbrook Jewish Medical Center | Kingsbrook Jewish Medical Center | 61618 | NY | MAT | NPCC |  | 622 | 4 | Commercial NAICS Non-Cogen | IC | DFO | DFO | NYIS | 362 | 27 | 2021
Vintage2014 | petroleum | FALSE | 62051 | N | . | St Johns Riverside Hospital | St Johns Riverside Hospital | 61619 | NY | MAT | NPCC |  | 622 | 4 | Commercial NAICS Non-Cogen | IC | DFO | DFO | NYIS | 267 | 16 | 2021
Vintage2019 | solar pv | TRUE | 62052 | N | . | Citizens Imperial Solar | Citizens Enterprises Corporation | 58871 | CA | PACC | WECC |  | 22 | 2 | NAICS-22 Non-Cogen | PV | SUN | SUN | IID | 679105 | 76787 | 2021
Vintage2019 | solar pv | TRUE | 62053 | N | . | Syncarpha Dodge 1 CSG | Solar Provider Group MN I LLC | 61616 | MN | WNC | MRO |  | 22 | 2 | NAICS-22 Non-Cogen | PV | SUN | SUN | MISO | 16839 | 1904 | 2021
Vintage2019 | solar pv | TRUE | 62054 | N | . | Alpha Value Solar | Alpha Value Solar, LLC | 61617 | NC | SAT | SERC |  | 22 | 2 | NAICS-22 Non-Cogen | PV | SUN | SUN | PJM | 80180 | 9066 | 2021
Vintage2018 | solar pv | TRUE | 62055 | N | . | Wareham Solar PV | NSTAR Electric Company | 54913 | MA | NEW | NPCC |  | 22 | 1 | Electric Utility | PV | SUN | SUN | ISNE | 25972 | 2937 | 2021
Vintage2018 | solar pv | TRUE | 62056 | N | . | Lancaster | AVS Phase 2 LLC | 61633 | CA | PACC | WECC |  | 22 | 2 | NAICS-22 Non-Cogen | PV | SUN | SUN | CISO | 72034 | 8145 | 2021
Vintage2019 | solar pv | TRUE | 62057 | N | . | Hazlehurst III | SR Hazlehurst III, LLC | 61635 | GA | SAT | SERC |  | 22 | 2 | NAICS-22 Non-Cogen | PV | SUN | SUN | SOCO | 823110 | 93070 | 2021
Vintage2020 | solar pv | TRUE | 62058 | N | . | SR Terrell | SR Terrell, LLC | 61634 | GA | SAT | SERC |  | 22 | 2 | NAICS-22 Non-Cogen | PV | SUN | SUN | SOCO | 1562789 | 176706 | 2021
Vintage2019 | solar pv | TRUE | 62059 | N | . | East Longmeadow Solar PV | NSTAR Electric Company | 54913 | MA | NEW | NPCC |  | 22 | 1 | Electric Utility | PV | SUN | SUN | ISNE | 75077 | 8489 | 2021
Vintage2018 | solar pv | TRUE | 62060 | N | . | Hampton MN GRE | SoCore Energy LLC | 60520 | MN | WNC | MRO |  | 22 | 2 | NAICS-22 Non-Cogen | PV | SUN | SUN | MISO | 32467 | 3671 | 2021
Vintage2018 | solar pv | TRUE | 62061 | N | . | Anoka County MN CONX | SoCore Energy LLC | 60520 | MN | WNC | MRO |  | 22 | 2 | NAICS-22 Non-Cogen | PV | SUN | SUN | MISO | 51923 | 5871 | 2021
Vintage2018 | solar pv | TRUE | 62062 | N | . | Athens MN CONX | SoCore Energy LLC | 60520 | MN | WNC | MRO |  | 22 | 2 | NAICS-22 Non-Cogen | PV | SUN | SUN | MISO | 98310 | 11116 | 2021
Vintage2019 | solar pv | TRUE | 62063 | N | . | Greenfield Solar PV | NSTAR Electric Company | 54913 | MA | NEW | NPCC |  | 22 | 1 | Electric Utility | PV | SUN | SUN | ISNE | 27673 | 3129 | 2021
Vintage2019 | solar pv | TRUE | 62064 | N | . | Hinsdale Solar PV | NSTAR Electric Company | 54913 | MA | NEW | NPCC |  | 22 | 1 | Electric Utility | PV | SUN | SUN | ISNE | 25418 | 2874 | 2021
Vintage2019 | solar pv | TRUE | 62065 | N | . | Savoy Solar PV | NSTAR Electric Company | 54913 | MA | NEW | NPCC |  | 22 | 1 | Electric Utility | PV | SUN | SUN | ISNE | 24743 | 2798 | 2021
Vintage2019 | solar pv | TRUE | 62066 | N | . | Southampton Solar PV | NSTAR Electric Company | 54913 | MA | NEW | NPCC |  | 22 | 1 | Electric Utility | PV | SUN | SUN | ISNE | 27619 | 3123 | 2021
Vintage2019 | solar pv | TRUE | 62072 | N | . | Springfield Solar PV | NSTAR Electric Company | 54913 | MA | NEW | NPCC |  | 22 | 1 | Electric Utility | PV | SUN | SUN | ISNE | 56390 | 6376 | 2021
Vintage2019 | solar pv | TRUE | 62073 | N | . | Hampden Solar PV | NSTAR Electric Company | 54913 | MA | NEW | NPCC |  | 22 | 1 | Electric Utility | PV | SUN | SUN | ISNE | 51870 | 5865 | 2021
Vintage2019 | solar pv | TRUE | 62074 | N | . | Bd of Educ of Queen Anne's Cnty, Cnty HS | Tesla Inc. | 60947 | MD | SAT | RFC |  | 22 | 2 | NAICS-22 Non-Cogen | PV | SUN | SUN | PJM | 27876 | 3152 | 2021
Vintage2019 | solar pv | TRUE | 62075 | N | . | Pima Community College | Tesla Inc. | 60947 | AZ | MTN | WECC |  | 22 | 2 | NAICS-22 Non-Cogen | PV | SUN | SUN | TEPC | 10621 | 1201 | 2021
Vintage2018 | solar pv | TRUE | 62076 | N | . | Town of Branford | Tesla Inc. | 60947 | CT | NEW | NPCC |  | 22 | 2 | NAICS-22 Non-Cogen | PV | SUN | SUN | ISNE | 13868 | 1568 | 2021
Vintage2019 | solar pv | TRUE | 62077 | N | . | Blue Shld Of Cal- El Dorado Hlls Mtr B | Tesla Inc. | 60947 | CA | PACC | WECC |  | 22 | 2 | NAICS-22 Non-Cogen | PV | SUN | SUN | BANC | 13187 | 1491 | 2021
Vintage2020 | onshore wind | TRUE | 62079 | N | . | Whispering Willow North | Interstate Power and Light Co | 9417 | IA | WNC | MRO |  | 22 | 1 | Electric Utility | WT | WND | WND | MISO | 7252530 | 820051 | 2021
Vintage2020 | onshore wind | TRUE | 62080 | N | . | Richland | Interstate Power and Light Co | 9417 | IA | WNC | MRO |  | 22 | 1 | Electric Utility | WT | WND | WND | MISO | 4249949 | 480546 | 2021
Vintage2020 | onshore wind | TRUE | 62081 | N | . | Golden Plains | Interstate Power and Light Co | 9417 | IA | WNC | MRO |  | 22 | 1 | Electric Utility | WT | WND | WND | MISO | 6534928 | 738911 | 2021
Vintage2019 | solar pv | TRUE | 62082 | N | . | Southwick Solar PV | NSTAR Electric Company | 54913 | MA | NEW | NPCC |  | 22 | 1 | Electric Utility | PV | SUN | SUN | ISNE | 74014 | 8369 | 2021
Vintage2019 | solar pv | TRUE | 62084 | N | . | Becker Solar 2 CSG | SunShare Management | 60970 | MN | WNC | MRO |  | 22 | 2 | NAICS-22 Non-Cogen | PV | SUN | SUN | MISO | 12949 | 1464 | 2021
Vintage2019 | solar pv | TRUE | 62085 | N | . | Becker Solar 3 CSG | SunShare Management | 60970 | MN | WNC | MRO |  | 22 | 2 | NAICS-22 Non-Cogen | PV | SUN | SUN | MISO | 12780 | 1445 | 2021
Vintage2019 | solar pv | TRUE | 62086 | N | . | Becker Solar 4 CSG | SunShare Management | 60970 | MN | WNC | MRO |  | 22 | 2 | NAICS-22 Non-Cogen | PV | SUN | SUN | MISO | 13336 | 1508 | 2021
Vintage2019 | solar pv | TRUE | 62087 | N | . | Becker Solar 5 CSG | SunShare Management | 60970 | MN | WNC | MRO |  | 22 | 2 | NAICS-22 Non-Cogen | PV | SUN | SUN | MISO | 13486 | 1525 | 2021
Vintage2018 | solar pv | TRUE | 62088 | N | . | Schultz CSG | DG Minnesota CSG, LLC | 61187 | MN | WNC | MRO |  | 22 | 2 | NAICS-22 Non-Cogen | PV | SUN | SUN | MISO | 27636 | 3125 | 2021
Vintage2019 | solar pv | TRUE | 62089 | N | . | Panda Solar NC 1, LLC | Panda Solar NC 1, LLC | 61612 | NC | SAT | SERC |  | 22 | 2 | NAICS-22 Non-Cogen | PV | SUN | SUN | CPLE | 15603 | 1764 | 2021
Vintage2018 | solar pv | TRUE | 62090 | N | . | Sunderland Solar PV | NSTAR Electric Company | 54913 | MA | NEW | NPCC |  | 22 | 1 | Electric Utility | PV | SUN | SUN | ISNE | 14485 | 1638 | 2021
Vintage2018 | solar pv | TRUE | 62091 | N | . | Hatfield Solar PV | NSTAR Electric Company | 54913 | MA | NEW | NPCC |  | 22 | 1 | Electric Utility | PV | SUN | SUN | ISNE | 49083 | 5550 | 2021
Vintage2018 | solar pv | TRUE | 62092 | N | . | Montague Site 36-Grosolar | NSTAR Electric Company | 54913 | MA | NEW | NPCC |  | 22 | 1 | Electric Utility | PV | SUN | SUN | ISNE | 44805 | 5066 | 2021
Vintage2018 | solar pv | TRUE | 62093 | N | . | East Springfield Solar PV | NSTAR Electric Company | 54913 | MA | NEW | NPCC |  | 22 | 1 | Electric Utility | PV | SUN | SUN | ISNE | 16998 | 1922 | 2021
Vintage2018 | solar pv | TRUE | 62095 | N | . | Quarter Horse Solar | Quarter Horse Farm LLC | 61640 | NC | SAT | SERC |  | 22 | 2 | NAICS-22 Non-Cogen | PV | SUN | SUN | CPLE | 85071 | 9619 | 2021
Vintage2018 | solar pv | TRUE | 62096 | N | . | Atkinson Solar II | Atkinson Solar II LLC | 61639 | NC | SAT | SERC |  | 22 | 2 | NAICS-22 Non-Cogen | PV | SUN | SUN | CPLE | 30803 | 3483 | 2021
Vintage2018 | solar pv | TRUE | 62097 | N | . | Ludlow Site 72 - Conti | NSTAR Electric Company | 54913 | MA | NEW | NPCC |  | 22 | 1 | Electric Utility | PV | SUN | SUN | ISNE | 21449 | 2425 | 2021
Vintage2018 | solar pv | TRUE | 62098 | N | . | Tiller CSG | DG Minnesota CSG, LLC | 61187 | MN | WNC | MRO |  | 22 | 2 | NAICS-22 Non-Cogen | PV | SUN | SUN | MISO | 82762 | 9358 | 2021
Vintage2018 | solar pv | TRUE | 62099 | N | . | Hammer CSG | DG Minnesota CSG, LLC | 61187 | MN | WNC | MRO |  | 22 | 2 | NAICS-22 Non-Cogen | PV | SUN | SUN | MISO | 68665 | 7764 | 2021
Vintage2018 | solar pv | TRUE | 62100 | N | . | Warrenton I Solar | Warrenton Solar I LLC | 61645 | NC | SAT | SERC |  | 22 | 2 | NAICS-22 Non-Cogen | PV | SUN | SUN | CPLE | 83426 | 9433 | 2021
Vintage2018 | solar pv | TRUE | 62101 | N | . | Bladenboro Solar 2 | Bladenboro Farm 2 LLC | 61644 | NC | SAT | SERC |  | 22 | 2 | NAICS-22 Non-Cogen | PV | SUN | SUN | CPLE | 75270 | 8511 | 2021
Vintage2018 | solar pv | TRUE | 62102 | N | . | Sadiebrook NC Solar | Sadiebrook Solar LLC | 61641 | NC | SAT | SERC |  | 22 | 2 | NAICS-22 Non-Cogen | PV | SUN | SUN | CPLE | 81976 | 9269 | 2021
Vintage2020 | onshore wind | TRUE | 62103 | N | . | Kossuth | Wisconsin Power & Light Co | 20856 | IA | WNC | MRO |  | 22 | 1 | Electric Utility | WT | WND | WND | MISO | 4862094 | 549762 | 2021
Vintage2018 | solar pv | TRUE | 62104 | N | . | Lane Solar | Lane Solar Farm LLC | 61642 | NC | SAT | SERC |  | 22 | 2 | NAICS-22 Non-Cogen | PV | SUN | SUN | CPLE | 88060 | 9957 | 2021
Vintage2018 | solar pv | TRUE | 62105 | N | . | Monticello Project CSG | DG Minnesota CSG, LLC | 61187 | MN | WNC | MRO |  | 22 | 2 | NAICS-22 Non-Cogen | PV | SUN | SUN | MISO | 58486 | 6613 | 2021
Vintage2019 | onshore wind | TRUE | 62106 | N | . | WED Green Hill, LLC | WED Green Hill, LLC | 61648 | RI | NEW | NPCC |  | 22 | 2 | NAICS-22 Non-Cogen | WT | WND | WND | ISNE | 56529 | 6392 | 2021
Vintage2019 | onshore wind | TRUE | 62107 | N | . | WED Plainfield II, LLC | WED Plainfield II, LLC | 61649 | RI | NEW | NPCC |  | 22 | 2 | NAICS-22 Non-Cogen | WT | WND | WND | ISNE | 58822 | 6651 | 2021
Vintage2019 | onshore wind | TRUE | 62108 | N | . | WED Plainfield III, LLC | WED Plainfield III, LLC | 61650 | RI | NEW | NPCC |  | 22 | 2 | NAICS-22 Non-Cogen | WT | WND | WND | ISNE | 56133 | 6347 | 2021
Vintage2019 | onshore wind | TRUE | 62109 | N | . | WED Plainfield, LLC | WED Plainfield, LLC | 61651 | RI | NEW | NPCC |  | 22 | 2 | NAICS-22 Non-Cogen | WT | WND | WND | ISNE | 54409 | 6152 | 2021
Vintage2019 | onshore wind | TRUE | 62110 | N | . | WED Shun I, LLC | WED Shun I, LLC | 61652 | RI | NEW | NPCC |  | 22 | 2 | NAICS-22 Non-Cogen | WT | WND | WND | ISNE | 59486 | 6726 | 2021
Vintage2019 | onshore wind | TRUE | 62111 | N | . | WED Shun II, LLC | WED Shun II, LLC | 61653 | RI | NEW | NPCC |  | 22 | 2 | NAICS-22 Non-Cogen | WT | WND | WND | ISNE | 58459 | 6610 | 2021
Vintage2019 | onshore wind | TRUE | 62112 | N | . | WED Shun III, LLC | WED Shun III, LLC | 61654 | RI | NEW | NPCC |  | 22 | 2 | NAICS-22 Non-Cogen | WT | WND | WND | ISNE | 60458 | 6836 | 2021
| natural gas combined cycle | FALSE | 62115 | N | . | AES Alamitos Energy Center | AES Alamitos Energy, LLC | 61669 | CA | PACC | WECC |  | 22 | 2 | NAICS-22 Non-Cogen | CA | NG | NG | CISO | 0 | 1061223 | 2021
Vintage2020 | natural gas combined cycle | TRUE | 62115 | N | . | AES Alamitos Energy Center | AES Alamitos Energy, LLC | 61669 | CA | PACC | WECC |  | 22 | 2 | NAICS-22 Non-Cogen | CT | NG | NG | CISO | 20451158 | 1868891 | 2021
| natural gas combined cycle | FALSE | 62116 | N | . | AES Huntington Beach Energy Project | AES Huntington Beach Energy, LLC | 61670 | CA | PACC | WECC |  | 22 | 2 | NAICS-22 Non-Cogen | CA | NG | NG | CISO | 0 | 1358494 | 2021
Vintage2020 | natural gas combined cycle | TRUE | 62116 | N | . | AES Huntington Beach Energy Project | AES Huntington Beach Energy, LLC | 61670 | CA | PACC | WECC |  | 22 | 2 | NAICS-22 Non-Cogen | CT | NG | NG | CISO | 26237976 | 2483251 | 2021
Vintage0 | petroleum | FALSE | 62117 | Y | . | Beloit Memorial Hospital Power Plant | Beloit Memorial Hospital | 61967 | WI | ENC | MRO |  | 622 | 5 | Commercial NAICS Cogen | IC | DFO | DFO | MISO | 173 | 17.498 | 2021
Vintage2000 | natural gas peaker | FALSE | 62117 | Y | . | Beloit Memorial Hospital Power Plant | Beloit Memorial Hospital | 61967 | WI | ENC | MRO |  | 622 | 5 | Commercial NAICS Cogen | IC | NG | NG | MISO | 557 | 56.002 | 2021
Vintage2019 | solar pv | TRUE | 62118 | N | . | WED GW Solar, LLC | WED GW Solar, LLC CSG | 61666 | RI | NEW | NPCC |  | 22 | 2 | NAICS-22 Non-Cogen | PV | SUN | SUN | ISNE | 38595 | 4364 | 2021
Vintage2018 | solar pv | TRUE | 62119 | N | . | University Park Solar | SS PA II PSU LLC | 61675 | PA | MAT | RFC |  | 22 | 2 | NAICS-22 Non-Cogen | PV | SUN | SUN | PJM | 20456 | 2313 | 2021
Vintage2019 | solar pv | TRUE | 62120 | N | . | Panda Solar NC 2, LLC | Panda Solar NC 2, LLC | 61655 | NC | SAT | SERC |  | 22 | 2 | NAICS-22 Non-Cogen | PV | SUN | SUN | CPLE | 27664 | 3128 | 2021
Vintage2019 | solar pv | TRUE | 62121 | N | . | Panda Solar NC 3, LLC | Panda Solar NC 3, LLC | 61656 | NC | SAT | SERC |  | 22 | 2 | NAICS-22 Non-Cogen | PV | SUN | SUN | CPLE | 27673 | 3129 | 2021
Vintage2019 | solar pv | TRUE | 62122 | N | . | Panda Solar NC 4, LLC | Panda Solar NC 4, LLC | 61657 | NC | SAT | SERC |  | 22 | 2 | NAICS-22 Non-Cogen | PV | SUN | SUN | CPLE | 29204 | 3302 | 2021
Vintage2019 | solar pv | TRUE | 62123 | N | . | Panda Solar NC 5, LLC | Panda Solar NC 5, LLC | 61658 | NC | SAT | SERC |  | 22 | 2 | NAICS-22 Non-Cogen | PV | SUN | SUN | CPLE | 14991 | 1695 | 2021
Vintage2019 | solar pv | TRUE | 62124 | N | . | Panda Solar NC 6, LLC | Panda Solar NC 6, LLC | 61660 | NC | SAT | SERC |  | 22 | 2 | NAICS-22 Non-Cogen | PV | SUN | SUN | CPLE | 14203 | 1606 | 2021
Vintage2019 | solar pv | TRUE | 62125 | N | . | Panda Solar NC 7, LLC | Panda Solar NC 7 , LLC | 61659 | NC | SAT | SERC |  | 22 | 2 | NAICS-22 Non-Cogen | PV | SUN | SUN | CPLE | 24364 | 2755 | 2021
Vintage2019 | solar pv | TRUE | 62126 | N | . | Panda Solar NC 8, LLC | Panda Solar NC 8, LLC | 61661 | NC | SAT | SERC |  | 22 | 2 | NAICS-22 Non-Cogen | PV | SUN | SUN | CPLE | 33415 | 3778 | 2021
Vintage2019 | solar pv | TRUE | 62127 | N | . | Panda Solar NC 9, LLC | Panda Solar NC 9, LLC | 61662 | NC | SAT | SERC |  | 22 | 2 | NAICS-22 Non-Cogen | PV | SUN | SUN | CPLE | 38251 | 4325 | 2021
Vintage2019 | solar pv | TRUE | 62128 | N | . | Panda Solar NC 10, LLC | Panda Solar NC 10, LLC | 61663 | NC | SAT | SERC |  | 22 | 2 | NAICS-22 Non-Cogen | PV | SUN | SUN | CPLE | 34961 | 3953 | 2021
Vintage2019 | solar pv | TRUE | 62129 | N | . | Panda Solar NC 11, LLC | Panda Solar NC 11, LLC | 61664 | NC | SAT | SERC |  | 22 | 2 | NAICS-22 Non-Cogen | PV | SUN | SUN | CPLE | 35845 | 4053 | 2021
Vintage2017 | onshore wind | TRUE | 62130 | N | . | Roseman | Roseman Energy, LLC | 61676 | IA | WNC | MRO |  | 22 | 2 | NAICS-22 Non-Cogen | WT | WND | WND | MISO | 55346 | 6258 | 2021
Vintage2018 | solar pv | TRUE | 62131 | N | . | Red Toad 4451 Buffalo Road, LLC | Sol Systems | 61677 | NC | SAT | SERC |  | 22 | 2 | NAICS-22 Non-Cogen | PV | SUN | SUN | CPLE | 36023 | 4073 | 2021
Vintage2020 | onshore wind | TRUE | 62132 | N | . | Arbor Hill Wind Farm | MidAmerican Energy Co | 12341 | IA | WNC | MRO |  | 22 | 1 | Electric Utility | WT | WND | WND | MISO | 9913240 | 1120900 | 2021
Vintage2019 | onshore wind | TRUE | 62133 | N | . | North English | MidAmerican Energy Co | 12341 | IA | WNC | MRO |  | 22 | 1 | Electric Utility | WT | WND | WND | MISO | 11206426 | 1267122 | 2021
Vintage2019 | solar pv | TRUE | 62135 | N | . | Palmer | AES Distributed Energy | 61012 | MA | NEW | NPCC |  | 22 | 2 | NAICS-22 Non-Cogen | PV | SUN | SUN | ISNE | 49730 | 5623 | 2021
Vintage2018 | solar pv | TRUE | 62136 | N | . | Arthur Solar, LLC | NES Rigel | 64877 | NC | SAT | SERC |  | 22 | 2 | NAICS-22 Non-Cogen | PV | SUN | SUN | DUK | 83116 | 9398 | 2021
Vintage2018 | solar pv | TRUE | 62137 | N | . | Eichtens II CSG | Terraform Arcadia | 63249 | MN | WNC | MRO |  | 22 | 2 | NAICS-22 Non-Cogen | PV | SUN | SUN | MISO | 16530 | 1869 | 2021
Vintage2018 | solar pv | TRUE | 62138 | N | . | Barone CSG | Terraform Arcadia | 63249 | MN | WNC | MRO |  | 22 | 2 | NAICS-22 Non-Cogen | PV | SUN | SUN | MISO | 18600 | 2103 | 2021
Vintage2018 | solar pv | TRUE | 62139 | N | . | Huneke II CSG | Terraform Arcadia | 63249 | MN | WNC | MRO |  | 22 | 2 | NAICS-22 Non-Cogen | PV | SUN | SUN | MISO | 11887 | 1344 | 2021
Vintage2018 | solar pv | TRUE | 62140 | N | . | Puller Solar | Dominion Energy Inc | 5248 | VA | SAT | SERC |  | 22 | 1 | Electric Utility | PV | SUN | SUN | PJM | 261411 | 29558 | 2021
Vintage2020 | solar pv | TRUE | 62141 | N | . | Rambler | RE Rambler LLC | 61678 | TX | WSC | TRE |  | 22 | 2 | NAICS-22 Non-Cogen | PV | SUN | SUN | ERCO | 3734688 | 422285 | 2021
Vintage2020 | onshore wind | TRUE | 62142 | N | . | Amadeus Wind Farm | Amadeus Wind LLC | 61683 | TX | WSC | TRE |  | 22 | 2 | NAICS-22 Non-Cogen | WT | WND | WND | ERCO | 6709677 | 758670 | 2021
Vintage2019 | solar pv | TRUE | 62143 | N | . | MSC-GreyCloud01 Community Solar | MSC-GreyCloud01 LLC | 61679 | MN | WNC | MRO |  | 22 | 2 | NAICS-22 Non-Cogen | PV | SUN | SUN | MISO | 14371 | 1625 | 2021
Vintage2019 | solar pv | TRUE | 62144 | N | . | MSC-Scandia01 CSG | MSC-Scandia01 LLC | 61680 | MN | WNC | MRO |  | 22 | 2 | NAICS-22 Non-Cogen | PV | SUN | SUN | MISO | 15813 | 1788 | 2021
Vintage2018 | solar pv | TRUE | 62145 | N | . | Minisink Solar 1 LLC | Minisink Solar 1 LLC | 61681 | NY | MAT | NPCC |  | 22 | 2 | NAICS-22 Non-Cogen | PV | SUN | SUN | NYIS | 27398 | 3098 | 2021
Vintage2018 | solar pv | TRUE | 62146 | N | . | Minisink Community Solar 2 LLC | Minisink Solar 2 LLC | 61682 | NY | MAT | NPCC |  | 22 | 2 | NAICS-22 Non-Cogen | PV | SUN | SUN | NYIS | 30539 | 3453 | 2021
| other | FALSE | 62147 | N | . | KCE NY 1 | KCE NY 1, LLC | 61687 | NY | MAT | NPCC |  | 22 | 2 | NAICS-22 Non-Cogen | BA | MWH | OTH | NYIS | 0 | -2100 | 2021
Vintage2019 | solar pv | TRUE | 62148 | N | . | Goose Lake MN DPC-GM | ENGIE Generation North America LLC | 61688 | MN | WNC | MRO |  | 22 | 2 | NAICS-22 Non-Cogen | PV | SUN | SUN | MISO | 26347 | 2979 | 2021
Vintage2018 | solar pv | TRUE | 62149 | N | . | Syncarpha Eagle Nest | Syncarpha Eagle Nest I, LLC | 61685 | NM | MTN | WECC |  | 22 | 2 | NAICS-22 Non-Cogen | PV | SUN | SUN | PNM | 21340 | 2413 | 2021
Vintage2017 | solar pv | FALSE | 62150 | N | . | Chaffey College Rancho Cucamonga Campus | Chaffey Community College District | 61686 | CA | PACC | WECC |  | 611 | 4 | Commercial NAICS Non-Cogen | PV | SUN | SUN | CISO | 67011 | 7577 | 2021
Vintage2019 | solar pv | FALSE | 62151 | N | . | Clif Bar Bakery of Twin Falls | Clif Bar Bakery of Twin Falls, LLC | 61695 | ID | MTN | WECC |  | 311 | 6 | Industrial NAICS Non-Cogen | PV | SUN | SUN | IPCO | 22994 | 2600 | 2021
Vintage2019 | solar pv | FALSE | 62152 | N | . | IKEA Live Oak Rooftop PV System | IKEA Property Inc | 57389 | TX | WSC | TRE |  | 441 | 4 | Commercial NAICS Non-Cogen | PV | SUN | SUN | ERCO | 17317 | 1958 | 2021
Vintage2020 | solar pv | TRUE | 62154 | N | . | Kelly Bridge Road Community Solar Farm | Generate Capital | 61194 | NY | MAT | NPCC |  | 22 | 2 | NAICS-22 Non-Cogen | PV | SUN | SUN | NYIS | 28087 | 3176 | 2021
Vintage2019 | solar pv | TRUE | 62155 | N | . | Hospital Rd Community Solar Farm CSG | Delaware River Solar, LLC | 61610 | NY | MAT | NPCC |  | 22 | 2 | NAICS-22 Non-Cogen | PV | SUN | SUN | NYIS | 17026 | 1925 | 2021
Vintage2019 | solar pv | TRUE | 62156 | N | . | Pool Brook Rd Community Solar Farm | Generate Capital | 61194 | NY | MAT | NPCC |  | 22 | 2 | NAICS-22 Non-Cogen | PV | SUN | SUN | NYIS | 26159 | 2958 | 2021
Vintage2019 | solar pv | TRUE | 62157 | N | . | Breesport Road Community Solar Farm | NY Baldwin I, LLC | 62706 | NY | MAT | NPCC |  | 22 | 2 | NAICS-22 Non-Cogen | PV | SUN | SUN | NYIS | 27445 | 3103 | 2021
Vintage2020 | solar pv | TRUE | 62158 | N | . | Sacket Lake Rd #1 Community Solar Farm | Generate Capital | 61194 | NY | MAT | NPCC |  | 22 | 2 | NAICS-22 Non-Cogen | PV | SUN | SUN | NYIS | 28186 | 3187 | 2021
Vintage2019 | solar pv | TRUE | 62159 | N | . | Sacket Lake Rd #2 Community Solar Farm | Delaware River Solar, LLC | 61610 | NY | MAT | NPCC |  | 22 | 2 | NAICS-22 Non-Cogen | PV | SUN | SUN | NYIS | 24100 | 2725 | 2021
Vintage2019 | solar pv | TRUE | 62160 | N | . | Turner Rd Community Solar Project | Delaware River Solar, LLC | 61610 | NY | MAT | NPCC |  | 22 | 2 | NAICS-22 Non-Cogen | PV | SUN | SUN | NYIS | 27425 | 3101 | 2021
Vintage2012 | onshore wind | FALSE | 62161 | N | . | Galactic Wind | Galactic Wind | 61667 | WI | ENC | MRO |  | 519 | 4 | Commercial NAICS Non-Cogen | WT | WND | WND | MISO | 183222 | 20717 | 2021
Vintage2012 | petroleum | FALSE | 62162 | N | . | 4710 Hosting | Epic Hosting, LLC | 61702 | MN | WNC | MRO |  | 519 | 4 | Commercial NAICS Non-Cogen | IC | DFO | DFO | MISO | 492 | 44 | 2021
Vintage2019 | solar pv | TRUE | 62163 | N | . | Meridian III | SR Meridian III | 61701 | MS | ESC | SERC |  | 22 | 2 | NAICS-22 Non-Cogen | PV | SUN | SUN | SOCO | 1054938 | 119283 | 2021
Vintage2019 | solar pv | TRUE | 62164 | N | . | Meridian II | SR Meridian II | 61699 | MS | ESC | SERC |  | 22 | 2 | NAICS-22 Non-Cogen | PV | SUN | SUN | TVA | 63040 | 7128 | 2021
Vintage2020 | solar pv | TRUE | 62165 | N | . | Snipesville | SR Snipesville | 61624 | GA | SAT | SERC |  | 22 | 2 | NAICS-22 Non-Cogen | PV | SUN | SUN | SOCO | 1866378 | 211033 | 2021
Vintage2018 | solar pv | TRUE | 62167 | N | . | County Home Solar LLC | NES Rigel | 64877 | NC | SAT | SERC |  | 22 | 2 | NAICS-22 Non-Cogen | PV | SUN | SUN | CPLE | 80418 | 9093 | 2021
Vintage2018 | solar pv | TRUE | 62168 | N | . | Church Road Solar LLC | NES Rigel | 64877 | NC | SAT | SERC |  | 22 | 2 | NAICS-22 Non-Cogen | PV | SUN | SUN | CPLE | 60014 | 6786 | 2021
Vintage2019 | solar pv | TRUE | 62169 | N | . | Boring Solar LLC | Boring Solar LLC | 61705 | OR | PACC | WECC |  | 22 | 2 | NAICS-22 Non-Cogen | PV | SUN | SUN | PGE | 33157 | 3749 | 2021
Vintage2018 | solar pv | TRUE | 62170 | N | . | Ballston Solar LLC | Ballston Solar LLC | 61703 | OR | PACC | WECC |  | 22 | 2 | NAICS-22 Non-Cogen | PV | SUN | SUN | PGE | 33538 | 3792 | 2021
Vintage2018 | solar pv | TRUE | 62171 | N | . | Labish Solar LLC | Labish Solar LLC | 61704 | OR | PACC | WECC |  | 22 | 2 | NAICS-22 Non-Cogen | PV | SUN | SUN | PGE | 34448 | 3895 | 2021
Vintage2017 | onshore wind | TRUE | 62172 | N | . | Birch | Birch Power LLC | 61706 | IA | WNC | MRO |  | 22 | 2 | NAICS-22 Non-Cogen | WT | WND | WND | MISO | 58441 | 6608 | 2021
Vintage2018 | solar pv | TRUE | 62173 | N | . | SR Jonesborough | SR Jonesborough II, LLC | 61691 | TN | ESC | SERC |  | 22 | 2 | NAICS-22 Non-Cogen | PV | SUN | SUN | TVA | 69088 | 7812 | 2021
Vintage2006 | petroleum | FALSE | 62174 | N | . | Maimonides Medical Center | Maimonides Medical Center | 61690 | NY | MAT | NPCC |  | 622 | 4 | Commercial NAICS Non-Cogen | IC | DFO | DFO | NYIS | 326 | 28 | 2021
Vintage2017 | natural gas peaker | FALSE | 62176 | Y | . | Berry NMW Cogens | Berry Petroleum Co | 1569 | CA | PACC | WECC |  | 211 | 7 | Industrial NAICS Cogen | GT | NG | NG | CISO | 764402 | 61479 | 2021
Vintage2020 | solar pv | TRUE | 62177 | N | . | Desert Harvest, LLC | Desert Harvest, LLC | 61709 | CA | PACC | WECC |  | 22 | 2 | NAICS-22 Non-Cogen | PV | SUN | SUN | CISO | 2172758 | 245676 | 2021
Vintage2020 | solar pv | TRUE | 62178 | N | . | Maverick Solar, LLC | Maverick Solar, LLC | 61710 | CA | PACC | WECC |  | 22 | 2 | NAICS-22 Non-Cogen | PV | SUN | SUN | CISO | 2943099 | 332779 | 2021
Vintage2018 | solar pv | TRUE | 62191 | N | . | CNMEC Solar Energy Center | New Mexico Renewable Development LLC | 61724 | NM | MTN | WECC |  | 22 | 2 | NAICS-22 Non-Cogen | PV | SUN | SUN | PNM | 49641 | 5613 | 2021
Vintage2018 | solar pv | TRUE | 62193 | N | . | Winegar CSG | Terraform Arcadia | 63249 | MN | WNC | MRO |  | 22 | 2 | NAICS-22 Non-Cogen | PV | SUN | SUN | MISO | 18360 | 2076 | 2021
Vintage2018 | solar pv | TRUE | 62194 | N | . | Bolduan CSG | Terraform Arcadia | 63249 | MN | WNC | MRO |  | 22 | 2 | NAICS-22 Non-Cogen | PV | SUN | SUN | MISO | 29972 | 3389 | 2021
Vintage2018 | solar pv | TRUE | 62195 | N | . | Guse CSG | Terraform Arcadia | 63249 | MN | WNC | MRO |  | 22 | 2 | NAICS-22 Non-Cogen | PV | SUN | SUN | MISO | 15151 | 1713 | 2021
Vintage2016 | solar pv | TRUE | 62196 | N | . | Hadley 2 Solar, LLC CSG | Hadley 2 Solar, LLC | 61700 | MA | NEW | NPCC |  | 22 | 2 | NAICS-22 Non-Cogen | PV | SUN | SUN | ISNE | 25675 | 2903 | 2021
Vintage2017 | solar pv | TRUE | 62197 | N | . | East Bridgewater Solar | Solten East Bridgewater 6000, LLC | 61696 | MA | NEW | NPCC |  | 22 | 2 | NAICS-22 Non-Cogen | PV | SUN | SUN | ISNE | 27965 | 3162 | 2021
Vintage2018 | solar pv | TRUE | 62198 | N | . | Griffin Road Solar, LLC CSG | Griffin Road Solar, LLC | 61693 | MA | NEW | NPCC |  | 22 | 2 | NAICS-22 Non-Cogen | PV | SUN | SUN | ISNE | 28037 | 3170 | 2021
Vintage2018 | solar pv | TRUE | 62199 | N | . | Ashby Solar, LLC CSG | Ashby Solar, LLC | 61692 | MA | NEW | NPCC |  | 22 | 2 | NAICS-22 Non-Cogen | PV | SUN | SUN | ISNE | 12134 | 1372 | 2021
Vintage2021 | solar pv | TRUE | 62200 | N | . | Hillcrest Solar | Hillcrest Solar I, LLC | 61697 | OH | ENC | RFC |  | 22 | 2 | NAICS-22 Non-Cogen | PV | SUN | SUN | PJM | 1572870 | 177846 | 2021
Vintage2017 | solar pv | TRUE | 62201 | N | . | Dudley Solar CSG | Dudley Solar, LLC | 61698 | MA | NEW | NPCC |  | 22 | 2 | NAICS-22 Non-Cogen | PV | SUN | SUN | ISNE | 24808 | 2805 | 2021
Vintage2019 | solar pv | TRUE | 62202 | N | . | Williamsburg | AES Distributed Energy | 61012 | MA | NEW | NPCC |  | 22 | 2 | NAICS-22 Non-Cogen | PV | SUN | SUN | ISNE | 54727 | 6188 | 2021
Vintage2017 | solar pv | TRUE | 62203 | N | . | Monson Solar, LLC | Monson Solar, LLC | 61725 | MA | NEW | NPCC |  | 22 | 2 | NAICS-22 Non-Cogen | PV | SUN | SUN | ISNE | 28293 | 3199 | 2021
Vintage2018 | solar pv | TRUE | 62204 | N | . | Red Toad 5840 Buffalo Road, LLC | Sol Systems | 61677 | NC | SAT | SERC |  | 22 | 2 | NAICS-22 Non-Cogen | PV | SUN | SUN | CPLE | 39151 | 4427 | 2021
Vintage2018 | solar pv | TRUE | 62205 | N | . | Nickelson Solar, LLC | Sol Systems | 61677 | NC | SAT | SERC |  | 22 | 2 | NAICS-22 Non-Cogen | PV | SUN | SUN | CPLE | 85593 | 9678 | 2021
Vintage2020 | solar pv | TRUE | 62206 | N | . | Hibiscus Solar Energy Center | Florida Power & Light Co | 6452 | FL | SAT | SERC |  | 22 | 1 | Electric Utility | PV | SUN | SUN | FPL | 1420110 | 160573 | 2021
Vintage2021 | onshore wind | TRUE | 62207 | N | . | Reloj del Sol Wind Farm | Reloj del Sol Wind Farm LLC | 61727 | TX | WSC | TRE |  | 22 | 2 | NAICS-22 Non-Cogen | WT | WND | WND | ERCO | 3972919 | 449222 | 2021
Vintage2018 | solar pv | TRUE | 62208 | N | . | NIST Solar | Constellation New Energy Inc. | 60396 | MD | SAT | RFC |  | 22 | 2 | NAICS-22 Non-Cogen | PV | SUN | SUN | PJM | 48111 | 5440 | 2021
Vintage2019 | solar pv | TRUE | 62209 | N | . | Randolph CSG PV1-5 | Ecoplexus, Inc | 58970 | MN | WNC | MRO |  | 22 | 2 | NAICS-22 Non-Cogen | PV | SUN | SUN | MISO | 70443 | 7965 | 2021
Vintage2019 | solar pv | TRUE | 62210 | N | . | Felton CSG PV1-5 | Ecoplexus, Inc | 58970 | MN | WNC | MRO |  | 22 | 2 | NAICS-22 Non-Cogen | PV | SUN | SUN | MISO | 71266 | 8058 | 2021
Vintage2020 | solar pv | TRUE | 62211 | N | . | Denmark Solar | Denmark Solar | 61731 | SC | SAT | SERC |  | 22 | 2 | NAICS-22 Non-Cogen | PV | SUN | SUN | SCEG | 118821 | 13435 | 2021
Vintage2020 | solar pv | TRUE | 62216 | N | . | Gaines Solar | Gaines Solar | 61736 | SC | SAT | SERC |  | 22 | 2 | NAICS-22 Non-Cogen | PV | SUN | SUN | CPLE | 41161 | 4654 | 2021
| other | FALSE | 62219 | N | . | Ashburnham Energy Storage Project | Massachusetts Mun Wholes Electric Co | 11806 | MA | NEW | NPCC |  | 22 | 1 | Electric Utility | BA | MWH | OTH | ISNE | 0 | -141 | 2021
Vintage2020 | onshore wind | TRUE | 62220 | N | . | East Fork Wind Project, LLC | Engie North America | 56201 | KS | WNC | MRO |  | 22 | 2 | NAICS-22 Non-Cogen | WT | WND | WND | SWPP | 6396875 | 723301 | 2021
Vintage2019 | solar pv | TRUE | 62223 | N | . | Warren Solar Farm LLC | Sol Systems | 61677 | NC | SAT | SERC |  | 22 | 2 | NAICS-22 Non-Cogen | PV | SUN | SUN | CPLE | 94483 | 10683 | 2021
Vintage2018 | solar pv | TRUE | 62224 | N | . | Oak Leaf Solar XXVII LLC | Greenbacker Renewable Energy Corporation | 60025 | CO | MTN | WECC |  | 22 | 2 | NAICS-22 Non-Cogen | PV | SUN | SUN | PSCO | 31095 | 3516 | 2021
Vintage2019 | solar pv | TRUE | 62225 | N | . | Hunterdon Health System Solar Project | NJ Solar 1, LLC | 61740 | NJ | MAT | RFC |  | 22 | 2 | NAICS-22 Non-Cogen | PV | SUN | SUN | PJM | 20554 | 2324 | 2021
Vintage2018 | solar pv | TRUE | 62226 | N | . | Westminster Renewables, LLC CSG | Westminster Renewables, LLC | 61744 | MA | NEW | NPCC |  | 22 | 2 | NAICS-22 Non-Cogen | PV | SUN | SUN | ISNE | 22048 | 2493 | 2021
Vintage2019 | onshore wind | TRUE | 62227 | N | . | Seymour Hills Wind Project, LLC | Engie North America | 56201 | TX | WSC | TRE |  | 22 | 2 | NAICS-22 Non-Cogen | WT | WND | WND | ERCO | 1236895 | 139857 | 2021
Vintage2018 | solar pv | TRUE | 62228 | N | . | Otis Elevator Company Solar | Otis Elevator Company | 61756 | SC | SAT | SERC |  | 22 | 2 | NAICS-22 Non-Cogen | PV | SUN | SUN | DUK | 14592 | 1650 | 2021
Vintage2018 | solar pv | TRUE | 62239 | N | . | Oak Leaf Solar XXX LLC (CSG) | Greenbacker Renewable Energy Corporation | 60025 | CO | MTN | WECC |  | 22 | 2 | NAICS-22 Non-Cogen | PV | SUN | SUN | PSCO | 37094 | 4194 | 2021
Vintage2019 | solar pv | TRUE | 62240 | N | . | Burgaw Solar, LLC | CI-II Mitchell Holding LLC | 63184 | NC | SAT | SERC |  | 22 | 2 | NAICS-22 Non-Cogen | PV | SUN | SUN | CPLE | 83134 | 9400 | 2021
Vintage2018 | solar pv | TRUE | 62241 | N | . | NorWest Energy 9 LLC | NES Rigel | 64877 | OR | PACC | WECC |  | 22 | 2 | NAICS-22 Non-Cogen | PV | SUN | SUN | PACW | 101298 | 11454 | 2021
Vintage2018 | solar pv | TRUE | 62242 | N | . | County of San Diego SBRC | Goldman Sachs Renewable Power LLC | 61944 | CA | PACC | WECC |  | 22 | 2 | NAICS-22 Non-Cogen | PV | SUN | SUN | CISO | 20837 | 2356 | 2021
Vintage2018 | solar pv | TRUE | 62243 | N | . | Oak Leaf Solar XXI (CSG) | Greenbacker Renewable Energy Corporation | 60025 | CO | MTN | WECC |  | 22 | 2 | NAICS-22 Non-Cogen | PV | SUN | SUN | PSCO | 30918 | 3496 | 2021
Vintage2018 | solar pv | TRUE | 62244 | N | . | Oak Leaf Solar XXXI LLC (CSG) | Greenbacker Renewable Energy Corporation | 60025 | CO | MTN | WECC |  | 22 | 2 | NAICS-22 Non-Cogen | PV | SUN | SUN | PSCO | 32819 | 3711 | 2021
Vintage2018 | solar pv | TRUE | 62245 | N | . | Oak Leaf Solar XXV LLC (CSG) | Greenbacker Renewable Energy Corporation | 60025 | CO | MTN | WECC |  | 22 | 2 | NAICS-22 Non-Cogen | PV | SUN | SUN | PSCO | 32368 | 3660 | 2021
Vintage2018 | solar pv | TRUE | 62246 | N | . | Target Woodland Solar Project | Goldman Sachs Renewable Power LLC | 61944 | CA | PACC | WECC |  | 22 | 2 | NAICS-22 Non-Cogen | PV | SUN | SUN | CISO | 34305 | 3879 | 2021
Vintage2020 | onshore wind | TRUE | 62247 | N | . | Prevailing Wind Park | AES Distributed Energy | 61012 | SD | WNC | MRO |  | 22 | 2 | NAICS-22 Non-Cogen | WT | WND | WND | SWPP | 7341165 | 830073 | 2021
Vintage2020 | solar pv | TRUE | 62249 | N | . | Misae Solar | Misae Lessee LLC | 63048 | TX | WSC | TRE |  | 22 | 2 | NAICS-22 Non-Cogen | PV | SUN | SUN | ERCO | 4189969 | 473764 | 2021
Vintage2011 | petroleum | FALSE | 62250 | N | . | NYC-HH-New Bellevue Hospital | NYC-HH-New Bellevue Hospital | 61774 | NY | MAT | NPCC |  | 622 | 4 | Commercial NAICS Non-Cogen | IC | DFO | DFO | NYIS | 767 | 102 | 2021
Vintage2019 | solar pv | TRUE | 62251 | N | . | Oak Leaf Solar XXXII (CSG) | Greenbacker Renewable Energy Corporation | 60025 | CO | MTN | WECC |  | 22 | 2 | NAICS-22 Non-Cogen | PV | SUN | SUN | PSCO | 31557 | 3568 | 2021
Vintage2019 | solar pv | TRUE | 62252 | N | . | Oak Leaf Solar XXII LLC (CSG) | Greenbacker Renewable Energy Corporation | 60025 | CO | MTN | WECC |  | 22 | 2 | NAICS-22 Non-Cogen | PV | SUN | SUN | PSCO | 31557 | 3568 | 2021
Vintage2019 | solar pv | TRUE | 62253 | N | . | Oak Leaf Solar XXIV LLC (CSG) | Greenbacker Renewable Energy Corporation | 60025 | CO | MTN | WECC |  | 22 | 2 | NAICS-22 Non-Cogen | PV | SUN | SUN | PSCO | 32290 | 3651 | 2021
Vintage2019 | solar pv | TRUE | 62254 | N | . | Oak Leaf Solar XXVI LLC | Greenbacker Renewable Energy Corporation | 60025 | CO | MTN | WECC |  | 22 | 2 | NAICS-22 Non-Cogen | PV | SUN | SUN | PSCO | 31962 | 3614 | 2021
Vintage2019 | solar pv | TRUE | 62255 | N | . | Oak Leaf Solar XXVIII LLC (CSG) | Greenbacker Renewable Energy Corporation | 60025 | CO | MTN | WECC |  | 22 | 2 | NAICS-22 Non-Cogen | PV | SUN | SUN | PSCO | 31026 | 3508 | 2021
Vintage2019 | solar pv | TRUE | 62256 | N | . | Oak Leaf Solar XXIII LLC (CSG) | Greenbacker Renewable Energy Corporation | 60025 | CO | MTN | WECC |  | 22 | 2 | NAICS-22 Non-Cogen | PV | SUN | SUN | PSCO | 33041 | 3736 | 2021
| other | FALSE | 62257 | N | . | Station 9 Energy Storage System | Town of Braintree - (MA) | 2144 | MA | NEW | NPCC |  | 22 | 1 | Electric Utility | BA | MWH | OTH | ISNE | 0 | -103 | 2021
Vintage2019 | onshore wind | TRUE | 62258 | N | . | Mesteno | Mesteno Wind | 61770 | TX | WSC | TRE |  | 22 | 2 | NAICS-22 Non-Cogen | WT | WND | WND | ERCO | 3508274 | 396684 | 2021
Vintage2019 | onshore wind | TRUE | 62259 | N | . | Ranchero Wind Farm LLC | Ranchero Wind Farm LLC | 61771 | TX | WSC | TRE |  | 22 | 2 | NAICS-22 Non-Cogen | WT | WND | WND | ERCO | 10405222 | 1176529 | 2021
Vintage2019 | solar pv | TRUE | 62260 | N | . | Trout Creek Solar | AEP Onsite Partners, LLC | 60571 | CO | MTN | WECC |  | 22 | 2 | NAICS-22 Non-Cogen | PV | SUN | SUN | PSCO | 34278 | 3876 | 2021
Vintage2018 | solar pv | TRUE | 62264 | N | . | Pittsfield 44 - M&W PV | NSTAR Electric Company | 54913 | MA | NEW | NPCC |  | 22 | 1 | Electric Utility | PV | SUN | SUN | ISNE | 13620 | 1540 | 2021
Vintage2018 | solar pv | TRUE | 62265 | N | . | Lee Site 31 Solar | NSTAR Electric Company | 54913 | MA | NEW | NPCC |  | 22 | 1 | Electric Utility | PV | SUN | SUN | ISNE | 21809 | 2466 | 2021
Vintage2018 | solar pv | TRUE | 62266 | N | . | Plymouth Solar | NSTAR Electric Company | 54913 | MA | NEW | NPCC |  | 22 | 1 | Electric Utility | PV | SUN | SUN | ISNE | 13981 | 1581 | 2021
Vintage2019 | solar pv | TRUE | 62267 | N | . | Held Solar Project | DG Minnesota CSG, LLC | 61187 | MN | WNC | MRO |  | 22 | 2 | NAICS-22 Non-Cogen | PV | SUN | SUN | MISO | 79039 | 8937 | 2021
Vintage2019 | solar pv | TRUE | 62268 | N | . | NorWest Energy 4, LLC | NES Rigel | 64877 | OR | PACC | WECC |  | 22 | 2 | NAICS-22 Non-Cogen | PV | SUN | SUN | PACW | 85256 | 9640 | 2021
Vintage2019 | onshore wind | TRUE | 62269 | N | . | Stoneray Power Partners, LLC | EDF Renewable Asset Holdings, Inc. | 57170 | MN | WNC | MRO |  | 22 | 2 | NAICS-22 Non-Cogen | WT | WND | WND | MISO | 3109559 | 351601 | 2021
Vintage2019 | petroleum | FALSE | 62270 | N | . | Westchester County Medical Center | Westchester County Medical Center | 61802 | NY | MAT | NPCC |  | 622 | 4 | Commercial NAICS Non-Cogen | IC | DFO | DFO | NYIS | 377 | 44 | 2021
Vintage2010 | petroleum | FALSE | 62271 | N | . | NYPH-Queens | NYPH-Queens | 61800 | NY | MAT | NPCC |  | 622 | 4 | Commercial NAICS Non-Cogen | IC | DFO | DFO | NYIS | 233 | 51 | 2021
Vintage2018 | solar pv | TRUE | 62272 | N | . | Bly Solar Center | GCL New Energy, Inc. | 60888 | OR | PACC | WECC |  | 22 | 2 | NAICS-22 Non-Cogen | PV | SUN | SUN | PACW | 173829 | 19655 | 2021
Vintage2018 | solar pv | FALSE | 62274 | N | . | Liberty HS Solar Project | Goldman Sachs Renewable Power LLC | 61944 | CA | PACC | WECC |  | 611 | 4 | Commercial NAICS Non-Cogen | PV | SUN | SUN | CISO | 23302 | 2635 | 2021
Vintage2018 | solar pv | FALSE | 62275 | N | . | Frontier HS Solar Project | Goldman Sachs Renewable Power LLC | 61944 | CA | PACC | WECC |  | 611 | 4 | Commercial NAICS Non-Cogen | PV | SUN | SUN | CISO | 22914 | 2591 | 2021
Vintage2018 | solar pv | FALSE | 62286 | N | . | Xebec 1 | AES Distributed Energy | 61012 | CA | PACC | WECC |  | 493 | 4 | Commercial NAICS Non-Cogen | PV | SUN | SUN | LDWP | 25481 | 2881 | 2021
Vintage2018 | solar pv | FALSE | 62287 | N | . | Francisco St. Solar | AES Distributed Energy | 61012 | CA | PACC | WECC |  | 493 | 4 | Commercial NAICS Non-Cogen | PV | SUN | SUN | LDWP | 20290 | 2294 | 2021
Vintage2019 | solar pv | TRUE | 62288 | N | . | Valentine Solar, LLC | EDF Renewable Asset Holdings, Inc. | 57170 | CA | PACC | WECC |  | 22 | 2 | NAICS-22 Non-Cogen | PV | SUN | SUN | CISO | 2323169 | 262683 | 2021
Vintage2019 | natural gas combined cycle | TRUE | 62289 | Y | . | Dearborn Energy Center | DTE Electric Company | 5109 | MI | ENC | RFC |  | 22 | 1 | Electric Utility | CA | NG | NG | MISO | 3114 | 6101 | 2021
Vintage2019 | natural gas combined cycle | TRUE | 62289 | Y | . | Dearborn Energy Center | DTE Electric Company | 5109 | MI | ENC | RFC |  | 22 | 1 | Electric Utility | CT | NG | NG | MISO | 2537575 | 221264 | 2021
Vintage2020 | onshore wind | TRUE | 62290 | N | . | Polaris Wind Park | DTE Electric Company | 5109 | MI | ENC | RFC |  | 22 | 1 | Electric Utility | WT | WND | WND | MISO | 3909747 | 442079 | 2021
Vintage2018 | onshore wind | TRUE | 62291 | N | . | Palmer's Creek Wind Farm, LLC | Palmer's Creek Wind Farm, LLC | 61815 | MN | WNC | MRO |  | 22 | 2 | NAICS-22 Non-Cogen | WT | WND | WND | SWPP | 1143944 | 129347 | 2021
Vintage2018 | solar pv | TRUE | 62301 | N | . | Richmond NMCA | AES Distributed Energy | 61012 | RI | NEW | NPCC |  | 22 | 2 | NAICS-22 Non-Cogen | PV | SUN | SUN | ISNE | 52782 | 5968 | 2021
Vintage2019 | solar pv | TRUE | 62302 | N | . | Founders Homestead Farms Solar | AES Distributed Energy | 61012 | RI | NEW | NPCC |  | 22 | 2 | NAICS-22 Non-Cogen | PV | SUN | SUN | ISNE | 61076 | 6906 | 2021
Vintage2018 | solar pv | TRUE | 62303 | N | . | Mattas Farms | AES Distributed Energy | 61012 | NY | MAT | NPCC |  | 22 | 2 | NAICS-22 Non-Cogen | PV | SUN | SUN | NYIS | 28283 | 3198 | 2021
Vintage2018 | solar pv | TRUE | 62304 | N | . | Woodleaf Solar Facility | Duke Energy Carolinas, LLC | 5416 | NC | SAT | SERC |  | 22 | 1 | Electric Utility | PV | SUN | SUN | CPLE | 98709 | 11161 | 2021
Vintage2019 | solar pv | TRUE | 62305 | N | . | Tipton Solar Park | Indiana Municipal Power Agency | 9234 | IN | ENC | RFC |  | 22 | 1 | Electric Utility | PV | SUN | SUN | MISO | 81939 | 9265 | 2021
Vintage2019 | solar pv | TRUE | 62306 | N | . | IFF Union Beach Project | NJR Clean Energy Ventures Corporation | 56990 | NJ | MAT | RFC |  | 22 | 2 | NAICS-22 Non-Cogen | PV | SUN | SUN | PJM | 63227 | 7149 | 2021
Vintage2021 | solar pv | TRUE | 62315 | N | . | Tedder Solar | Tedder Solar | 61836 | SC | SAT | SERC |  | 22 | 2 | NAICS-22 Non-Cogen | PV | SUN | SUN | CPLE | 9 | 1 | 2021
| hard coal | FALSE | 62319 | Y | . | Western Sugar Cooperative - Billings | Western Sugar Cooperative - Billings | 61819 | MT | MTN | WECC |  | 311 | 7 | Industrial NAICS Cogen | ST | BIT | COL | NWMT | 0 | 0 | 2021
Vintage0 | natural gas steam turbine | FALSE | 62319 | Y | . | Western Sugar Cooperative - Billings | Western Sugar Cooperative - Billings | 61819 | MT | MTN | WECC |  | 311 | 7 | Industrial NAICS Cogen | ST | NG | NG | NWMT | 6132 | 502.448 | 2021
Vintage2011 | hard coal | FALSE | 62319 | Y | . | Western Sugar Cooperative - Billings | Western Sugar Cooperative - Billings | 61819 | MT | MTN | WECC |  | 311 | 7 | Industrial NAICS Cogen | ST | SUB | COL | NWMT | 60197 | 4933.552 | 2021
Vintage2016 | solar pv | TRUE | 62321 | N | . | Cedar Falls Solar Farm | Altus Power America Management, LLC | 60281 | IA | WNC | MRO |  | 22 | 2 | NAICS-22 Non-Cogen | PV | SUN | SUN | MISO | 21959 | 2483 | 2021
Vintage2011 | hydro | TRUE | 62322 | N | . | Mechanicville Hydroelectric Station | Mechanicville Hydroelectric Station | 61822 | NY | MAT | NPCC |  | 22 | 2 | NAICS-22 Non-Cogen | HY | WAT | HYC | NYIS | 207765 | 23492 | 2021
Vintage2016 | solar pv | FALSE | 62323 | N | . | Macy's MD Joppa Solar Project | Northstar Macy's Maryland 2015, LLC | 61821 | MD | SAT | RFC |  | 421 | 4 | Commercial NAICS Non-Cogen | PV | SUN | SUN | PJM | 25576 | 2892 | 2021
Vintage2017 | solar pv | TRUE | 62324 | N | . | Dynamic - Walpole | AES Distributed Energy | 61012 | MA | NEW | NPCC |  | 22 | 2 | NAICS-22 Non-Cogen | PV | SUN | SUN | ISNE | 26205 | 2963 | 2021
Vintage2018 | solar pv | FALSE | 62325 | N | . | 46 Meadowlands Parkway | Hartz Solar, LLC | 60268 | NJ | MAT | RFC |  | 421 | 4 | Commercial NAICS Non-Cogen | PV | SUN | SUN | PJM | 21703 | 2454 | 2021
Vintage2018 | solar pv | FALSE | 62326 | N | . | 77 Metro Way | Hartz Solar, LLC | 60268 | NJ | MAT | RFC |  | 421 | 4 | Commercial NAICS Non-Cogen | PV | SUN | SUN | PJM | 13186 | 1491 | 2021
Vintage2019 | solar pv | TRUE | 62327 | N | . | Synergen Panorama, LLC CSG | Altus Power America Management, LLC | 60281 | MD | SAT | RFC |  | 22 | 2 | NAICS-22 Non-Cogen | PV | SUN | SUN | PJM | 81408 | 9205 | 2021
Vintage2019 | solar pv | TRUE | 62328 | N | . | Mill Pond Solar, LLC | Greenbacker Renewable Energy Corporation | 60025 | NC | SAT | SERC |  | 22 | 2 | NAICS-22 Non-Cogen | PV | SUN | SUN | PJM | 103926 | 11751 | 2021
Vintage2019 | solar pv | TRUE | 62329 | N | . | Jamesville Road Solar, LLC | Greenbacker Renewable Energy Corporation | 60025 | NC | SAT | SERC |  | 22 | 2 | NAICS-22 Non-Cogen | PV | SUN | SUN | PJM | 101210 | 11444 | 2021
Vintage2019 | solar pv | TRUE | 62330 | N | . | Camden Dam Solar, LLC | Greenbacker Renewable Energy Corporation | 60025 | NC | SAT | SERC |  | 22 | 2 | NAICS-22 Non-Cogen | PV | SUN | SUN | PJM | 97329 | 11005 | 2021
Vintage2020 | solar pv | TRUE | 62331 | N | . | Sol Phoenix | Greenbacker Renewable Energy Corporation | 60025 | MD | SAT | RFC |  | 22 | 2 | NAICS-22 Non-Cogen | PV | SUN | SUN | PJM | 35007 | 3958 | 2021
Vintage2020 | solar pv | TRUE | 62332 | N | . | Blue Star | Greenbacker Renewable Energy Corporation | 60025 | MD | SAT | RFC |  | 22 | 2 | NAICS-22 Non-Cogen | PV | SUN | SUN | PJM | 111965 | 12660 | 2021
Vintage2018 | onshore wind | TRUE | 62333 | N | . | Polk County Renewables, LLC | Polk County Renewables, LLC | 61845 | NE | WNC | MRO |  | 22 | 2 | NAICS-22 Non-Cogen | WT | WND | WND | SWPP | 102387 | 11577 | 2021
Vintage2019 | solar pv | TRUE | 62335 | N | . | USS Centerfield Solar CSG | Standard Solar | 60531 | MN | WNC | MRO |  | 22 | 2 | NAICS-22 Non-Cogen | PV | SUN | SUN | MISO | 17184 | 1943 | 2021
Vintage2019 | solar pv | TRUE | 62336 | N | . | USS Webster Solar CSG | Standard Solar | 60531 | MN | WNC | MRO |  | 22 | 2 | NAICS-22 Non-Cogen | PV | SUN | SUN | MISO | 19130 | 2163 | 2021
Vintage2019 | solar pv | TRUE | 62337 | N | . | USS Lake Patterson Solar CSG | Standard Solar | 60531 | MN | WNC | MRO |  | 22 | 2 | NAICS-22 Non-Cogen | PV | SUN | SUN | MISO | 19873 | 2247 | 2021
Vintage2019 | solar pv | TRUE | 62339 | N | . | USS Kost Trail Solar CSG | Standard Solar | 60531 | MN | WNC | MRO |  | 22 | 2 | NAICS-22 Non-Cogen | PV | SUN | SUN | MISO | 17563 | 1986 | 2021
Vintage2018 | solar pv | TRUE | 62340 | N | . | Aulander Holloman Solar, LLC | Aulander Holloman Solar, LLC | 61838 | NC | SAT | SERC |  | 22 | 2 | NAICS-22 Non-Cogen | PV | SUN | SUN | PJM | 1754012 | 198328 | 2021
Vintage2020 | solar pv | TRUE | 62346 | N | . | Trask East Solar | Trask East Solar | 61860 | SC | SAT | SERC |  | 22 | 2 | NAICS-22 Non-Cogen | PV | SUN | SUN | SCEG | 219136 | 24778 | 2021
Vintage2021 | solar pv | TRUE | 62347 | N | . | Weaver Solar | Weaver Solar | 61866 | SC | SAT | SERC |  | 22 | 2 | NAICS-22 Non-Cogen | PV | SUN | SUN | CPLE | 9 | 1 | 2021
Vintage2020 | solar pv | TRUE | 62353 | N | . | Yemassee Solar | Yemassee Solar | 61870 | SC | SAT | SERC |  | 22 | 2 | NAICS-22 Non-Cogen | PV | SUN | SUN | SCEG | 193286 | 21855 | 2021
Vintage2019 | solar pv | FALSE | 62355 | N | . | IKEA Norfolk Rooftop PV System | IKEA Property Inc | 57389 | VA | SAT | SERC |  | 441 | 4 | Commercial NAICS Non-Cogen | PV | SUN | SUN | PJM | 14796 | 1673 | 2021
Vintage2019 | onshore wind | TRUE | 62356 | N | . | Lockett Windfarm | Lockett Windfarm, LLC | 61886 | TX | WSC | TRE |  | 22 | 2 | NAICS-22 Non-Cogen | WT | WND | WND | ERCO | 6606671 | 747023 | 2021
Vintage2021 | solar pv | TRUE | 62357 | N | . | Gloversville Landfill Solar | Gloversville Community Solar LLC | 61888 | NY | MAT | NPCC |  | 22 | 2 | NAICS-22 Non-Cogen | PV | SUN | SUN | NYIS | 38781 | 4385 | 2021
Vintage2019 | solar pv | TRUE | 62358 | N | . | USS King 2 CSG | Standard Solar | 60531 | MN | WNC | MRO |  | 22 | 2 | NAICS-22 Non-Cogen | PV | SUN | SUN | MISO | 19502 | 2205 | 2021
Vintage2019 | solar pv | TRUE | 62359 | N | . | USS Eggo Solar CSG | Standard Solar | 60531 | MN | WNC | MRO |  | 22 | 2 | NAICS-22 Non-Cogen | PV | SUN | SUN | MISO | 19474 | 2202 | 2021
Vintage2019 | solar pv | TRUE | 62360 | N | . | USS DVL Solar CSG | Standard Solar | 60531 | MN | WNC | MRO |  | 22 | 2 | NAICS-22 Non-Cogen | PV | SUN | SUN | MISO | 17502 | 1979 | 2021
Vintage2018 | solar pv | TRUE | 62363 | N | . | Barre Solar III LLC | AES Distributed Energy | 61012 | MA | NEW | NPCC |  | 22 | 2 | NAICS-22 Non-Cogen | PV | SUN | SUN | ISNE | 13161 | 1488 | 2021
Vintage2020 | onshore wind | TRUE | 62364 | N | . | Nobles 2 Wind Project | Nobles 2 Power Partners, LLC | 61890 | MN | WNC | MRO |  | 22 | 2 | NAICS-22 Non-Cogen | WT | WND | WND | MISO | 8283626 | 936638 | 2021
Vintage2019 | solar pv | TRUE | 62365 | N | . | Wright Kirby 1-5 CSG | Standard Solar | 60531 | MN | WNC | MRO |  | 22 | 2 | NAICS-22 Non-Cogen | PV | SUN | SUN | MISO | 77678 | 8783 | 2021
Vintage1992 | petroleum | FALSE | 62366 | N | . | NYP-Lower Manhattan Hospital | NYP-Lower Manhattan Hospital | 61892 | NY | MAT | NPCC |  | 622 | 4 | Commercial NAICS Non-Cogen | IC | DFO | DFO | NYIS | 240 | 13 | 2021
Vintage2019 | solar pv | TRUE | 62367 | N | . | SR Arlington II | SR Arlington II, LLC | 61899 | GA | SAT | SERC |  | 22 | 2 | NAICS-22 Non-Cogen | PV | SUN | SUN | SOCO | 1953418 | 220875 | 2021
Vintage2018 | solar pv | TRUE | 62368 | N | . | BWC Origination 18 | BWC Origination 18, LLC | 61894 | MA | NEW | NPCC |  | 22 | 2 | NAICS-22 Non-Cogen | PV | SUN | SUN | ISNE | 61130 | 6912 | 2021
Vintage2018 | solar pv | TRUE | 62369 | N | . | BWC Gibbs Brook | BWC Gibbs Brook, LLC | 61895 | MA | NEW | NPCC |  | 22 | 2 | NAICS-22 Non-Cogen | PV | SUN | SUN | ISNE | 56327 | 6369 | 2021
Vintage2018 | solar pv | TRUE | 62370 | N | . | BWC Wareham River | BWC Wareham River, LLC | 61896 | MA | NEW | NPCC |  | 22 | 2 | NAICS-22 Non-Cogen | PV | SUN | SUN | ISNE | 14939 | 1689 | 2021
Vintage2018 | solar pv | TRUE | 62371 | N | . | BWC Harlow Brook | BWC Harlow Brook, LLC | 61897 | MA | NEW | NPCC |  | 22 | 2 | NAICS-22 Non-Cogen | PV | SUN | SUN | ISNE | 19324 | 2185 | 2021
Vintage2018 | solar pv | TRUE | 62372 | N | . | BWC Pocasset River | BWC Pocasset River, LLC | 61898 | MA | NEW | NPCC |  | 22 | 2 | NAICS-22 Non-Cogen | PV | SUN | SUN | ISNE | 20191 | 2283 | 2021
| other | FALSE | 62373 | N | . | I25 Battery Storage | United Power, Inc | 19499 | CO | MTN | WECC |  | 22 | 1 | Electric Utility | BA | MWH | OTH | WACM | 0 | -256 | 2021
Vintage2019 | solar pv | TRUE | 62374 | N | . | JBAB - Washington DC | JBAB Solar I, LLC. | 61907 | DC | SAT | RFC |  | 22 | 2 | NAICS-22 Non-Cogen | PV | SUN | SUN | PJM | 80639 | 9118 | 2021
Vintage2019 | solar pv | TRUE | 62375 | N | . | Dougherty County Solar, LLC | Dougherty County Solar, LLC | 61911 | GA | SAT | SERC |  | 22 | 2 | NAICS-22 Non-Cogen | PV | SUN | SUN | SOCO | 2427201 | 274446 | 2021
Vintage2019 | solar pv | TRUE | 62376 | N | . | Grazing Yak Solar | Grazing Yak Solar, LLC | 61912 | CO | MTN | WECC |  | 22 | 2 | NAICS-22 Non-Cogen | PV | SUN | SUN | WACM | 779237 | 88109 | 2021
Vintage2020 | solar pv | TRUE | 62377 | N | . | Moody Air Force Base Solar | Georgia Power Co | 7140 | GA | SAT | SERC |  | 22 | 1 | Electric Utility | PV | SUN | SUN | SOCO | 836299 | 94561 | 2021
Vintage2018 | solar pv | TRUE | 62378 | N | . | CFW Solar X LLC - Vaughn | Valta Energy | 61980 | CA | PACC | WECC |  | 22 | 2 | NAICS-22 Non-Cogen | PV | SUN | SUN | LDWP | 27912 | 3156 | 2021
Vintage2019 | onshore wind | TRUE | 62380 | N | . | Emmons-Logan Wind, LLC | Emmons-Logan Wind, LLC | 61915 | ND | WNC | MRO |  | 22 | 2 | NAICS-22 Non-Cogen | WT | WND | WND | MISO | 6469149 | 731473 | 2021
| other | FALSE | 62381 | N | . | GMP Solar/Storage-Milton Hybrid | Green Mountain Power Corp | 7601 | VT | NEW | NPCC |  | 22 | 1 | Electric Utility | BA | MWH | OTH | ISNE | 0 | 333 | 2021
Vintage2019 | solar pv | TRUE | 62381 | N | . | GMP Solar/Storage-Milton Hybrid | Green Mountain Power Corp | 7601 | VT | NEW | NPCC |  | 22 | 1 | Electric Utility | PV | SUN | SUN | ISNE | 62206 | 7034 | 2021
| other | FALSE | 62382 | N | . | GMP Solar/Storage-Ferrisburgh Hybrid | Green Mountain Power Corp | 7601 | VT | NEW | NPCC |  | 22 | 1 | Electric Utility | BA | MWH | OTH | ISNE | 0 | 627 | 2021
Vintage2019 | solar pv | TRUE | 62382 | N | . | GMP Solar/Storage-Ferrisburgh Hybrid | Green Mountain Power Corp | 7601 | VT | NEW | NPCC |  | 22 | 1 | Electric Utility | PV | SUN | SUN | ISNE | 68505 | 7746 | 2021
| other | FALSE | 62383 | N | . | GMP Solar/Storage-Essex Hybrid | Green Mountain Power Corp | 7601 | VT | NEW | NPCC |  | 22 | 1 | Electric Utility | BA | MWH | OTH | ISNE | 0 | 1371 | 2021
Vintage2019 | solar pv | TRUE | 62383 | N | . | GMP Solar/Storage-Essex Hybrid | Green Mountain Power Corp | 7601 | VT | NEW | NPCC |  | 22 | 1 | Electric Utility | PV | SUN | SUN | ISNE | 56381 | 6375 | 2021
Vintage2019 | solar pv | TRUE | 62389 | N | . | Pasto Solar | Spencer-Tioga Solar, LLC | 61916 | NY | MAT | NPCC |  | 22 | 2 | NAICS-22 Non-Cogen | PV | SUN | SUN | NYIS | 228520 | 25839 | 2021
Vintage2019 | solar pv | TRUE | 62392 | N | . | Guyton Community Solar | Georgia Power Co | 7140 | GA | SAT | SERC |  | 22 | 1 | Electric Utility | PV | SUN | SUN | SOCO | 65923 | 7454 | 2021
Vintage2017 | solar pv | TRUE | 62393 | N | . | Atlanta Falcons Solar | Georgia Power Co | 7140 | GA | SAT | SERC |  | 22 | 1 | Electric Utility | PV | SUN | SUN | SOCO | 11265 | 1274 | 2021
Vintage2020 | solar pv | TRUE | 62394 | N | . | Sweetbay Solar Center | Florida Power & Light Co | 6452 | FL | SAT | SERC |  | 22 | 1 | Electric Utility | PV | SUN | SUN | FPL | 1279472 | 144671 | 2021
Vintage2018 | solar pv | TRUE | 62395 | N | . | Bell Bay Solar Farm | Bell Bay Solar Farm | 61927 | SC | SAT | SERC |  | 22 | 1 | Electric Utility | PV | SUN | SUN | SC | 22881 | 2587 | 2021
Vintage2019 | solar pv | TRUE | 62396 | N | . | Jamison Solar Farm | Jamison Solar Farm | 61928 | SC | SAT | SERC |  | 22 | 1 | Electric Utility | PV | SUN | SUN | SC | 18467 | 2088 | 2021
Vintage2019 | solar pv | TRUE | 62397 | N | . | Runway Solar Farm | Runway Solar Farm | 61929 | SC | SAT | SERC |  | 22 | 1 | Electric Utility | PV | SUN | SUN | SC | 32167 | 3637 | 2021
Vintage2012 | petroleum | FALSE | 62398 | N | . | Albert Einstein College of Medicine | Albert Einstein College of Medicine | 61936 | NY | MAT | NPCC |  | 622 | 4 | Commercial NAICS Non-Cogen | IC | DFO | DFO | NYIS | 816 | 6 | 2021
Vintage2019 | solar pv | TRUE | 62399 | N | . | Sage Solar I-III | CI III VK I TE Partnership LLC | 61934 | UT | MTN | WECC |  | 22 | 2 | NAICS-22 Non-Cogen | PV | SUN | SUN | PACE | 1068276 | 120791 | 2021
Vintage2018 | solar pv | TRUE | 62405 | N | . | UMCES Ground Mount | Standard Solar | 60531 | MD | SAT | RFC |  | 22 | 2 | NAICS-22 Non-Cogen | PV | SUN | SUN | PJM | 31668 | 3581 | 2021
Vintage2018 | solar pv | TRUE | 62406 | N | . | City of Gallup Solar | Standard Solar | 60531 | NM | MTN | WECC |  | 22 | 2 | NAICS-22 Non-Cogen | PV | SUN | SUN | PNM | 127841 | 14455 | 2021
Vintage2017 | solar pv | TRUE | 62407 | N | . | Anne Arundel County Public Schools | Standard Solar | 60531 | MD | SAT | RFC |  | 22 | 2 | NAICS-22 Non-Cogen | PV | SUN | SUN | PJM | 17026 | 1925 | 2021
Vintage2019 | solar pv | TRUE | 62408 | N | . | Fort Indiantown Gap | Standard Solar | 60531 | PA | MAT | RFC |  | 22 | 2 | NAICS-22 Non-Cogen | PV | SUN | SUN | PJM | 43086 | 4872 | 2021
Vintage2019 | solar pv | TRUE | 62409 | N | . | Waynesboro Community Solar | Georgia Power Co | 7140 | GA | SAT | SERC |  | 22 | 1 | Electric Utility | PV | SUN | SUN | SOCO | 39832 | 4504 | 2021
Vintage2021 | onshore wind | TRUE | 62411 | N | . | Griffin Trail Wind | Griffin Trail Wind, LLC | 61942 | TX | WSC | TRE |  | 22 | 2 | NAICS-22 Non-Cogen | WT | WND | WND | ERCO | 3150375 | 356216 | 2021
Vintage2020 | solar pv | TRUE | 62412 | N | . | Daum Solar | Middlesex-Yates Solar, LLC | 61925 | NY | MAT | NPCC |  | 22 | 2 | NAICS-22 Non-Cogen | PV | SUN | SUN | NYIS | 53816 | 6085 | 2021
Vintage2019 | solar pv | TRUE | 62413 | N | . | Ellis Solar | Dryden-Tompkins Solar I, LLC | 61926 | NY | MAT | NPCC |  | 22 | 2 | NAICS-22 Non-Cogen | PV | SUN | SUN | NYIS | 249153 | 28172 | 2021
Vintage2019 | solar pv | TRUE | 62414 | N | . | Lady Slipper Solar Array CSG | AEP Onsite Partners, LLC | 60571 | MN | WNC | MRO |  | 22 | 2 | NAICS-22 Non-Cogen | PV | SUN | SUN | MISO | 48023 | 5430 | 2021
Vintage2019 | solar pv | TRUE | 62415 | N | . | West of the Pecos Solar | West of the Pecos Solar | 64001 | TX | WSC | TRE |  | 22 | 2 | NAICS-22 Non-Cogen | PV | SUN | SUN | ERCO | 2230202 | 252171 | 2021
Vintage2020 | onshore wind | TRUE | 62417 | N | . | Peyton Creek Wind Farm LLC | RWE Renewables Americas LLC | 56215 | TX | WSC | TRE |  | 22 | 2 | NAICS-22 Non-Cogen | WT | WND | WND | ERCO | 3274924 | 370299 | 2021
Vintage2019 | biomass | TRUE | 62418 | N | . | Verwey-Hanford Dairy Digester #2 | Hanford Renewable Energy LLC | 61952 | CA | PACC | WECC |  | 22 | 2 | NAICS-22 Non-Cogen | IC | OBG | ORW | CISO | 69742 | 5584 | 2021
Vintage2019 | biomass | TRUE | 62419 | N | . | Verwey-Hanford Dairy Digester #3 | Hanford Renewable Energy LLC | 61952 | CA | PACC | WECC |  | 22 | 2 | NAICS-22 Non-Cogen | IC | OBG | ORW | CISO | 86610 | 5798 | 2021
Vintage2021 | solar pv | TRUE | 62420 | N | . | Prairie State Solar Project | Prairie State Solar, LLC | 61946 | IL | ENC | SERC |  | 22 | 2 | NAICS-22 Non-Cogen | PV | SUN | SUN | MISO | 839038 | 94871 | 2021
Vintage2018 | petroleum | FALSE | 62421 | N | . | NYP-Hudson Valley Hospital Center | NYP-Hudson Valley Hospital Center | 61947 | NY | MAT | NPCC |  | 622 | 4 | Commercial NAICS Non-Cogen | IC | DFO | DFO | NYIS | 195 | 21 | 2021
Vintage2020 | solar pv | TRUE | 62422 | N | . | Assembly Solar Project | Assembly Solar I, LLC | 61949 | MI | ENC | RFC |  | 22 | 2 | NAICS-22 Non-Cogen | PV | SUN | SUN | MISO | 900380 | 101807 | 2021
Vintage2020 | petroleum | FALSE | 62423 | N | . | Regeneron Pharmaceuticals Inc. | Regeneron Pharmaceuticals Inc. | 61948 | NY | MAT | NPCC |  | 622 | 4 | Commercial NAICS Non-Cogen | IC | DFO | DFO | NYIS | 2060 | 102.146 | 2021
Vintage2010 | natural gas peaker | FALSE | 62423 | N | . | Regeneron Pharmaceuticals Inc. | Regeneron Pharmaceuticals Inc. | 61948 | NY | MAT | NPCC |  | 622 | 4 | Commercial NAICS Non-Cogen | IC | NG | NG | NYIS | 723 | 35.854 | 2021
Vintage0 | natural gas peaker | FALSE | 62424 | Y | . | Iola Powerhouse & Cogeneration Facility | Monroe County (NY) | 60791 | NY | MAT | NPCC |  | 623 | 5 | Commercial NAICS Cogen | IC | NG | NG | NYIS | 41046 | 3198 | 2021
Vintage2020 | onshore wind | TRUE | 62431 | N | . | Willow Creek Wind Power LLC | Willow Creek Wind Power LLC | 61981 | SD | WNC | MRO |  | 22 | 2 | NAICS-22 Non-Cogen | WT | WND | WND | SWPP | 3614515 | 408697 | 2021
Vintage2021 | solar pv | TRUE | 62436 | N | . | SR Arlington I | SR Arlington, LLC | 61900 | GA | SAT | SERC |  | 22 | 2 | NAICS-22 Non-Cogen | PV | SUN | SUN | SOCO | 9817 | 1110 | 2021
Vintage2013 | solar pv | TRUE | 62438 | N | . | Heller 400M | Marina Energy LLC | 56997 | NJ | MAT | RFC |  | 22 | 2 | NAICS-22 Non-Cogen | PV | SUN | SUN | PJM | 11982 | 1355 | 2021
Vintage2016 | solar pv | TRUE | 62439 | N | . | Owens Corning | Marina Energy LLC | 56997 | NJ | MAT | RFC |  | 22 | 2 | NAICS-22 Non-Cogen | PV | SUN | SUN | PJM | 40813 | 4615 | 2021
Vintage2020 | solar pv | TRUE | 62440 | N | . | Techren Solar V | Techren Solar V LLC | 61954 | NV | MTN | WECC |  | 22 | 2 | NAICS-22 Non-Cogen | PV | SUN | SUN | NEVP | 1209072 | 136711 | 2021
| solar pv | FALSE | 62442 | N | . | Lake Region Community Hybrid, LLC | Lake Region Community Hybrid, LLC | 61893 | MN | WNC | MRO |  | 22 | 2 | NAICS-22 Non-Cogen | PV | SUN | SUN | MISO | 0 | 0 | 2021
Vintage2018 | onshore wind | TRUE | 62442 | N | . | Lake Region Community Hybrid, LLC | Lake Region Community Hybrid, LLC | 61893 | MN | WNC | MRO |  | 22 | 2 | NAICS-22 Non-Cogen | WT | WND | WND | MISO | 73033 | 8258 | 2021
Vintage2016 | solar pv | TRUE | 62443 | N | . | Westminster | Spencer TGC Westminster, LLC | 61966 | VT | NEW | NPCC |  | 22 | 2 | NAICS-22 Non-Cogen | PV | SUN | SUN | ISNE | 23985 | 2712 | 2021
| other | FALSE | 62444 | N | . | Meyersdale Battery | GlidePath Power Operations LLC | 61728 | PA | MAT | RFC |  | 22 | 2 | NAICS-22 Non-Cogen | BA | MWH | OTH | PJM | 0 | -4380 | 2021
Vintage2019 | onshore wind | TRUE | 62445 | N | . | Busch Ranch II Wind Farm | Black Hills Electric Generation LLC | 61973 | CO | MTN | WECC |  | 22 | 2 | NAICS-22 Non-Cogen | WT | WND | WND | PSCO | 1630754 | 184391 | 2021
Vintage2003 | petroleum | FALSE | 62446 | N | . | JLL-One Rockwood Road | JLL-One Rockwood Road | 61955 | NY | MAT | NPCC |  | 622 | 4 | Commercial NAICS Non-Cogen | IC | DFO | DFO | NYIS | 168 | 13 | 2021
| petroleum | FALSE | 62447 | N | . | Mount Sinai South Nassau Hospital | Mount Sinai South Nassau Hospital | 61956 | NY | MAT | NPCC |  | 622 | 4 | Commercial NAICS Non-Cogen | IC | DFO | DFO | NYIS | 229 | 0 | 2021
Vintage2019 | solar pv | TRUE | 62448 | N | . | Lapetus | Lapetus Energy Project LLC | 61960 | TX | WSC | TRE |  | 22 | 2 | NAICS-22 Non-Cogen | PV | SUN | SUN | ERCO | 1894349 | 214196 | 2021
Vintage2019 | natural gas peaker | FALSE | 62449 | Y | . | Kimberly Clark Mobile - CHP Plant | Kimberly Clark - Mobile Alabama | 61964 | AL | ESC | SERC |  | 322 | 7 | Industrial NAICS Cogen | GT | NG | NG | SOCO | 3538899 | 343744 | 2021
Vintage2010 | petroleum | FALSE | 62450 | N | . | St. Johns Episcopal Hospital | St. Johns Episcopal Hospital | 61965 | NY | MAT | NPCC |  | 622 | 4 | Commercial NAICS Non-Cogen | IC | DFO | DFO | NYIS | 184 | 13 | 2021
Vintage2016 | solar pv | TRUE | 62451 | N | . | Rantoul Solar | Altorfer Inc. | 61969 | IL | ENC | SERC |  | 22 | 2 | NAICS-22 Non-Cogen | PV | SUN | SUN | MISO | 21617 | 2444 | 2021
Vintage1978 | petroleum | FALSE | 62452 | N | . | St. Joseph Hospital | St. Joseph Hospital (NY) | 61970 | NY | MAT | NPCC |  | 622 | 4 | Commercial NAICS Non-Cogen | IC | DFO | DFO | NYIS | 73 | 15 | 2021
Vintage2015 | petroleum | FALSE | 62453 | N | . | Mt.Sinai-St.Lukes Roosevelt Hosp. Center | Mt.Sinai-St.Lukes Rsvlt. Hospital Center | 61971 | NY | MAT | NPCC |  | 622 | 4 | Commercial NAICS Non-Cogen | IC | DFO | DFO | NYIS | 555 | 105 | 2021
Vintage2013 | solar pv | TRUE | 62454 | N | . | Lakewood Cheddar School | Goldman Sachs Renewable Power LLC | 61944 | NJ | MAT | RFC |  | 22 | 2 | NAICS-22 Non-Cogen | PV | SUN | SUN | PJM | 9375 | 1060 | 2021
Vintage2018 | other | TRUE | 62455 | N | . | Digital Fairfield | Bloom Energy | 57128 | CT | NEW | RFC |  | 22 | 2 | NAICS-22 Non-Cogen | FC | NG | NG | ISNE | 101403 | 13233 | 2021
Vintage2018 | other | TRUE | 62456 | N | . | Regeneron Tarrytown | Bloom Energy | 57128 | NY | MAT | NPCC |  | 22 | 2 | NAICS-22 Non-Cogen | FC | NG | NG | NYIS | 75444 | 10303 | 2021
Vintage2018 | other | TRUE | 62458 | N | . | Ratkovich Alhambra | Bloom Energy | 57128 | CA | PACC | WECC |  | 22 | 2 | NAICS-22 Non-Cogen | FC | NG | NG | CISO | 54360 | 7369 | 2021
Vintage2018 | other | TRUE | 62459 | N | . | Micro Santa Clara | Bloom Energy | 57128 | CA | PACC | WECC |  | 22 | 2 | NAICS-22 Non-Cogen | FC | NG | NG | CISO | 55041 | 7208 | 2021
Vintage2006 | petroleum | TRUE | 62461 | N | . | Farmers Electric Cooperative - Kalona | Farmers Electric Coop - (IA) | 6168 | IA | WNC | MRO |  | 22 | 1 | Electric Utility | IC | DFO | DFO | MISO | 2868 | 364 | 2021
Vintage2021 | solar pv | TRUE | 62462 | N | . | Muscle Shoals | Muscle Shoals Solar, LLC | 63647 | AL | ESC | SERC |  | 22 | 2 | NAICS-22 Non-Cogen | PV | SUN | SUN | TVA | 998125 | 112859 | 2021
Vintage2020 | solar pv | TRUE | 62463 | N | . | Little Bear 3 | Longroad Energy Services LLC | 61219 | CA | PACC | WECC |  | 22 | 2 | NAICS-22 Non-Cogen | PV | SUN | SUN | CISO | 473462 | 53535 | 2021
Vintage2020 | solar pv | TRUE | 62464 | N | . | Little Bear 4 | Longroad Energy Services LLC | 61219 | CA | PACC | WECC |  | 22 | 2 | NAICS-22 Non-Cogen | PV | SUN | SUN | CISO | 878536 | 99337 | 2021
Vintage2020 | solar pv | TRUE | 62465 | N | . | Little Bear 5 | Longroad Energy Services LLC | 61219 | CA | PACC | WECC |  | 22 | 2 | NAICS-22 Non-Cogen | PV | SUN | SUN | CISO | 950290 | 107450 | 2021
Vintage2019 | solar pv | TRUE | 62467 | N | . | Vista Solar Energy Center | PNM Resources | 59300 | NM | MTN | WECC |  | 22 | 1 | Electric Utility | PV | SUN | SUN | PNM | 208595 | 23586 | 2021
Vintage2018 | solar pv | TRUE | 62468 | N | . | Music City Community Solar | Nashville Electric Service | 13216 | TN | ESC | SERC |  | 22 | 1 | Electric Utility | PV | SUN | SUN | TVA | 23455 | 2652 | 2021
Vintage2020 | solar pv | TRUE | 62469 | N | . | Cove Mountain Solar | Cove Mountain Solar LLC | 62802 | UT | MTN | WECC |  | 22 | 2 | NAICS-22 Non-Cogen | PV | SUN | SUN | PACE | 1407452 | 159142 | 2021
Vintage2020 | solar pv | TRUE | 62470 | N | . | Cove Mountain Solar 2 | Cove Mountain Solar 2 LLC | 62803 | UT | MTN | WECC |  | 22 | 2 | NAICS-22 Non-Cogen | PV | SUN | SUN | PACE | 2930566 | 331362 | 2021
Vintage2020 | solar pv | TRUE | 62471 | N | . | Washington St Community Solar Farm #4 | Generate Capital | 61194 | NY | MAT | NPCC |  | 22 | 2 | NAICS-22 Non-Cogen | PV | SUN | SUN | NYIS | 28186 | 3187 | 2021
Vintage2020 | solar pv | TRUE | 62472 | N | . | Washington St Community Solar Farm #1 | Generate Capital | 61194 | NY | MAT | NPCC |  | 22 | 2 | NAICS-22 Non-Cogen | PV | SUN | SUN | NYIS | 26266 | 2970 | 2021
Vintage2020 | solar pv | TRUE | 62473 | N | . | Washington St Community Solar Farm #3 | Generate Capital | 61194 | NY | MAT | NPCC |  | 22 | 2 | NAICS-22 Non-Cogen | PV | SUN | SUN | NYIS | 31334 | 3543 | 2021
Vintage2019 | solar pv | TRUE | 62474 | N | . | Gaskill Rd Community Solar Farm CSG | Delaware River Solar, LLC | 61610 | NY | MAT | NPCC |  | 22 | 2 | NAICS-22 Non-Cogen | PV | SUN | SUN | NYIS | 56018 | 6334 | 2021
Vintage2021 | onshore wind | TRUE | 62475 | N | . | Kings Point Wind Energy Center | Empire District Electric Co | 5860 | MO | WNC | MRO |  | 22 | 1 | Electric Utility | WT | WND | WND | SWPP | 3200219 | 361852 | 2021
Vintage2021 | solar pv | TRUE | 62476 | N | . | Big Tree Community Solar Farm | Generate Capital | 61194 | NY | MAT | NPCC |  | 22 | 2 | NAICS-22 Non-Cogen | PV | SUN | SUN | NYIS | 24453 | 2765 | 2021
Vintage2019 | solar pv | TRUE | 62477 | N | . | Dryden Rd #2 Community Solar Farm CSG | Delaware River Solar, LLC | 61610 | NY | MAT | NPCC |  | 22 | 2 | NAICS-22 Non-Cogen | PV | SUN | SUN | NYIS | 17228 | 1948 | 2021
Vintage2020 | onshore wind | TRUE | 62478 | N | . | North Fork Ridge Wind Energy Center | Empire District Electric Co | 5860 | MO | WNC | MRO |  | 22 | 1 | Electric Utility | WT | WND | WND | SWPP | 4398492 | 497342 | 2021
Vintage2019 | solar pv | TRUE | 62479 | N | . | Woodoak Drive Community Solar Farm CSG | Delaware River Solar, LLC | 61610 | NY | MAT | NPCC |  | 22 | 2 | NAICS-22 Non-Cogen | PV | SUN | SUN | NYIS | 26322 | 2976 | 2021
Vintage2020 | solar pv | TRUE | 62480 | N | . | Burritt Rd Community Solar Farm | Generate Capital | 61194 | NY | MAT | NPCC |  | 22 | 2 | NAICS-22 Non-Cogen | PV | SUN | SUN | NYIS | 28265 | 3196 | 2021
Vintage2021 | onshore wind | TRUE | 62481 | N | . | Neosho Ridge Wind Energy Center | Empire District Electric Co | 5860 | KS | WNC | MRO |  | 22 | 1 | Electric Utility | WT | WND | WND | SWPP | 5830054 | 659210 | 2021
Vintage2020 | onshore wind | TRUE | 62482 | N | . | Beech Ridge II Wind Energy Center | Southern Power Co | 17650 | WV | SAT | RFC |  | 22 | 2 | NAICS-22 Non-Cogen | WT | WND | WND | PJM | 1367812 | 154660 | 2021
Vintage2021 | solar pv | TRUE | 62483 | N | . | Taygete Energy Project LLC | 7X Energy, Inc. | 62006 | TX | WSC | TRE |  | 22 | 2 | NAICS-22 Non-Cogen | PV | SUN | SUN | ERCO | 5092640 | 575830 | 2021
Vintage2019 | solar pv | TRUE | 62484 | N | . | Crawfordsville 2 Solar Park | Indiana Municipal Power Agency | 9234 | IN | ENC | RFC |  | 22 | 1 | Electric Utility | PV | SUN | SUN | MISO | 110674 | 12514 | 2021
Vintage2019 | solar pv | TRUE | 62485 | N | . | Crawfordsville 3 Solar Park | Indiana Municipal Power Agency | 9234 | IN | ENC | RFC |  | 22 | 1 | Electric Utility | PV | SUN | SUN | MISO | 73635 | 8326 | 2021
Vintage2019 | solar pv | TRUE | 62486 | N | . | CMR Solar LLC | CMR Solar, LLC | 62003 | NY | MAT | NPCC |  | 22 | 2 | NAICS-22 Non-Cogen | PV | SUN | SUN | NYIS | 31475 | 3559 | 2021
Vintage2019 | solar pv | TRUE | 62487 | N | . | Flowers Solar LLC | Flowers Solar LLC | 62004 | NC | SAT | SERC |  | 22 | 2 | NAICS-22 Non-Cogen | PV | SUN | SUN | CPLE | 72823 | 8234 | 2021
Vintage2019 | onshore wind | TRUE | 62488 | N | . | Prairie Queen Wind Farm | Prairie Queen Wind Farm LLC | 62010 | KS | WNC | MRO |  | 22 | 2 | NAICS-22 Non-Cogen | WT | WND | WND | SWPP | 5398332 | 610395 | 2021
Vintage2021 | onshore wind | TRUE | 62489 | N | . | Crossing Trails Wind Power Project LLC. | EDP Renewables North America LLC | 61785 | CO | MTN | WECC |  | 22 | 2 | NAICS-22 Non-Cogen | WT | WND | WND | WACM | 3194567 | 361213 | 2021
| other | FALSE | 62490 | N | . | Echo River Solar | Florida Power & Light Co | 6452 | FL | SAT | SERC |  | 22 | 1 | Electric Utility | BA | MWH | OTH | FPL | 0 | 0 | 2021
Vintage2020 | solar pv | TRUE | 62490 | N | . | Echo River Solar | Florida Power & Light Co | 6452 | FL | SAT | SERC |  | 22 | 1 | Electric Utility | PV | SUN | SUN | FPL | 1388872 | 157041 | 2021
Vintage2020 | solar pv | TRUE | 62491 | N | . | Okeechobee Solar | Florida Power & Light Co | 6452 | FL | SAT | SERC |  | 22 | 1 | Electric Utility | PV | SUN | SUN | FPL | 1524132 | 172335 | 2021
Vintage2010 | natural gas peaker | TRUE | 62492 | N | . | DTE Atlantic, LLC | DTE Atlantic, LLC | 63875 | NJ | MAT | RFC |  | 22 | 2 | NAICS-22 Non-Cogen | GT | NG | NG | PJM | 868965 | 53804 | 2021
Vintage2020 | solar pv | TRUE | 62493 | N | . | Southfork Solar | Florida Power & Light Co | 6452 | FL | SAT | SERC |  | 22 | 1 | Electric Utility | PV | SUN | SUN | FPL | 1584307 | 179139 | 2021
Vintage2020 | onshore wind | TRUE | 62494 | N | . | Skeleton Creek Energy Center Hybrid | Skeleton Creek Energy Center | 62023 | OK | WSC | MRO |  | 22 | 2 | NAICS-22 Non-Cogen | WT | WND | WND | SWPP | 9047714 | 1023034 | 2021
Vintage2020 | solar pv | TRUE | 62495 | N | . | Palmer Solar | Palmer Solar LLC | 62009 | CO | MTN | WECC |  | 22 | 2 | NAICS-22 Non-Cogen | PV | SUN | SUN | WACM | 1345411 | 152127 | 2021
| solar pv | FALSE | 62496 | N | . | Telegraph Rd #1 Community Solar Farm | Generate Capital | 61194 | NY | MAT | NPCC |  | 22 | 2 | NAICS-22 Non-Cogen | PV | SUN | SUN | NYIS | 0 | 0 | 2021
| solar pv | FALSE | 62498 | N | . | Telegraph Rd #2 Community Solar Farm | Generate Capital | 61194 | NY | MAT | NPCC |  | 22 | 2 | NAICS-22 Non-Cogen | PV | SUN | SUN | NYIS | 0 | 0 | 2021
Vintage2018 | solar pv | TRUE | 62503 | N | . | Winchendon Landfill Solar | Onyx Asset Services Group | 60584 | MA | NEW | NPCC |  | 22 | 2 | NAICS-22 Non-Cogen | PV | SUN | SUN | ISNE | 26320 | 2976 | 2021
Vintage2020 | solar pv | TRUE | 62504 | N | . | Frey Rd #1 Community Solar Farm | KSI II Consolidated, LLC | 63244 | NY | MAT | NPCC |  | 22 | 2 | NAICS-22 Non-Cogen | PV | SUN | SUN | NYIS | 20650 | 2335 | 2021
Vintage2021 | solar pv | TRUE | 62505 | N | . | G.S.E. One LLC | GSEone | 64418 | TX | WSC | TRE |  | 22 | 2 | NAICS-22 Non-Cogen | PV | SUN | SUN | ERCO | 483271 | 54644 | 2021
Vintage2020 | solar pv | TRUE | 62507 | N | . | County Route 11 Community Solar Farm | KSI II Consolidated, LLC | 63244 | NY | MAT | NPCC |  | 22 | 2 | NAICS-22 Non-Cogen | PV | SUN | SUN | NYIS | 51048 | 5772 | 2021
Vintage2020 | solar pv | TRUE | 62508 | N | . | Furnace Rd Community Solar Farm | KSI II Consolidated, LLC | 63244 | NY | MAT | NPCC |  | 22 | 2 | NAICS-22 Non-Cogen | PV | SUN | SUN | NYIS | 40037 | 4527 | 2021
Vintage2021 | onshore wind | TRUE | 62516 | N | . | TB Flats | PacifiCorp | 14354 | WY | MTN | WECC |  | 22 | 1 | Electric Utility | WT | WND | WND | PACE | 3920262 | 443268 | 2021
Vintage2020 | solar pv | TRUE | 62521 | N | . | Frey Rd #2 Community Solar Farm | KSI II Consolidated, LLC | 63244 | NY | MAT | NPCC |  | 22 | 2 | NAICS-22 Non-Cogen | PV | SUN | SUN | NYIS | 17121 | 1936 | 2021
Vintage2021 | solar pv | TRUE | 62524 | N | . | Route 22 Community Solar Farm CSG | KSI II Consolidated, LLC | 63244 | NY | MAT | NPCC |  | 22 | 2 | NAICS-22 Non-Cogen | PV | SUN | SUN | NYIS | 3148 | 356 | 2021
Vintage2020 | solar pv | TRUE | 62525 | N | . | Villa Roma Rd #1 | Generate Capital | 61194 | NY | MAT | NPCC |  | 22 | 2 | NAICS-22 Non-Cogen | PV | SUN | SUN | NYIS | 22615 | 2557 | 2021
Vintage2020 | solar pv | TRUE | 62526 | N | . | Villa Roma Rd #2 | Generate Capital | 61194 | NY | MAT | NPCC |  | 22 | 2 | NAICS-22 Non-Cogen | PV | SUN | SUN | NYIS | 24488 | 2769 | 2021
Vintage2019 | solar pv | TRUE | 62527 | N | . | Villa Roma Rd #3 CSG | Delaware River Solar, LLC | 61610 | NY | MAT | NPCC |  | 22 | 2 | NAICS-22 Non-Cogen | PV | SUN | SUN | NYIS | 22296 | 2521 | 2021
Vintage2019 | solar pv | TRUE | 62528 | N | . | Villa Roma Rd #4 CSG | Delaware River Solar, LLC | 61610 | NY | MAT | NPCC |  | 22 | 2 | NAICS-22 Non-Cogen | PV | SUN | SUN | NYIS | 25366 | 2868 | 2021
Vintage2019 | solar pv | TRUE | 62530 | N | . | Boas Rd #1 Community Solar Farm | NY Mooers I, LLC | 62630 | NY | MAT | NPCC |  | 22 | 2 | NAICS-22 Non-Cogen | PV | SUN | SUN | NYIS | 27823 | 3146 | 2021
Vintage2019 | solar pv | TRUE | 62531 | N | . | Boas Rd #2 Community Solar Farm | NY Mooers II, LLC | 62631 | NY | MAT | NPCC |  | 22 | 2 | NAICS-22 Non-Cogen | PV | SUN | SUN | NYIS | 28027 | 3169 | 2021
Vintage2019 | solar pv | TRUE | 62532 | N | . | Boas Rd #3 Community Solar Farm | NY Mooers III, LLC | 62632 | NY | MAT | NPCC |  | 22 | 2 | NAICS-22 Non-Cogen | PV | SUN | SUN | NYIS | 27709 | 3133 | 2021
Vintage2020 | solar pv | TRUE | 62533 | N | . | Boas Rd #4 Community Solar Farm | Generate Capital | 61194 | NY | MAT | NPCC |  | 22 | 2 | NAICS-22 Non-Cogen | PV | SUN | SUN | NYIS | 25390 | 2871 | 2021
Vintage2019 | solar pv | TRUE | 62535 | N | . | MSC-Scott01 LLC | MSC-Scott01 LLC | 62035 | MN | WNC | MRO |  | 22 | 2 | NAICS-22 Non-Cogen | PV | SUN | SUN | MISO | 14646 | 1656 | 2021
Vintage2019 | solar pv | TRUE | 62536 | N | . | MSC-Chisago01 LLC CSG | MSC-Chisago01 LLC | 62038 | MN | WNC | MRO |  | 22 | 2 | NAICS-22 Non-Cogen | PV | SUN | SUN | MISO | 17184 | 1943 | 2021
Vintage2019 | solar pv | TRUE | 62537 | N | . | MSC-Rice01 LLC CSG | MSC-Rice01 LLC | 62039 | MN | WNC | MRO |  | 22 | 2 | NAICS-22 Non-Cogen | PV | SUN | SUN | MISO | 17280 | 1954 | 2021
Vintage2019 | solar pv | TRUE | 62538 | N | . | MSC-Chisago02 LLC | MSC-Chisago02 LLC | 62037 | MN | WNC | MRO |  | 22 | 2 | NAICS-22 Non-Cogen | PV | SUN | SUN | MISO | 15151 | 1713 | 2021
Vintage2018 | solar pv | TRUE | 62539 | N | . | HCE Moore I | HCE Moore I, LLC | 62041 | NC | SAT | SERC |  | 22 | 2 | NAICS-22 Non-Cogen | PV | SUN | SUN | CPLE | 27682 | 3130 | 2021
Vintage2018 | solar pv | TRUE | 62540 | N | . | Three Bridge | Three Bridge Farm, LLC | 62040 | NC | SAT | SERC |  | 22 | 2 | NAICS-22 Non-Cogen | PV | SUN | SUN | CPLE | 29714 | 3360 | 2021
Vintage2019 | solar pv | TRUE | 62541 | N | . | Lake Placid Solar Power Plant | Duke Energy Florida, LLC | 6455 | FL | SAT | SERC |  | 22 | 1 | Electric Utility | PV | SUN | SUN | FPC | 505831 | 57195 | 2021
Vintage2020 | solar pv | TRUE | 62542 | N | . | Debary Solar Power Plant | Duke Energy Florida, LLC | 6455 | FL | SAT | SERC |  | 22 | 1 | Electric Utility | PV | SUN | SUN | FPC | 1193894 | 134995 | 2021
Vintage2019 | solar pv | TRUE | 62543 | N | . | Trenton Solar Power Plant | Duke Energy Florida, LLC | 6455 | FL | SAT | SERC |  | 22 | 1 | Electric Utility | PV | SUN | SUN | FPC | 1429987 | 161690 | 2021
Vintage2019 | solar pv | TRUE | 62544 | N | . | Wilkinson Solar LLC | Dominion Renewable Energy | 58468 | NC | SAT | SERC |  | 22 | 2 | NAICS-22 Non-Cogen | PV | SUN | SUN | PJM | 1481246 | 167486 | 2021
Vintage2020 | solar pv | TRUE | 62545 | N | . | Renew Solar ABC Sacramento LLC | Greenbacker Renewable Energy Corporation | 60025 | CA | PACC | WECC |  | 22 | 2 | NAICS-22 Non-Cogen | PV | SUN | SUN | BANC | 29530 | 3339 | 2021
Vintage2021 | solar pv | TRUE | 62547 | N | . | Aquamarine | Aquamarine Westside LLC | 62049 | CA | PACC | WECC |  | 22 | 2 | NAICS-22 Non-Cogen | PV | SUN | SUN | CISO | 813533 | 91987 | 2021
Vintage2018 | solar pv | TRUE | 62549 | N | . | Kearsarge Johnstown 1 CSG | Kearsarge Johnstown 1 LLC | 62052 | NY | MAT | NPCC |  | 22 | 2 | NAICS-22 Non-Cogen | PV | SUN | SUN | NYIS | 20031 | 2265 | 2021
Vintage2018 | solar pv | TRUE | 62550 | N | . | Kearsarge GB | Kearsarge GB LLC | 62053 | MA | NEW | NPCC |  | 22 | 2 | NAICS-22 Non-Cogen | PV | SUN | SUN | ISNE | 27789 | 3142 | 2021
Vintage2018 | solar pv | TRUE | 62551 | N | . | Kearsarge SKSC1 LLC | Kearsarge SKSC1 LLC | 62054 | RI | NEW | NPCC |  | 22 | 2 | NAICS-22 Non-Cogen | PV | SUN | SUN | ISNE | 54798 | 6196 | 2021
Vintage2018 | solar pv | TRUE | 62552 | N | . | Kearsarge Uxbridge | Kearsarge Uxbridge LLC | 62055 | MA | NEW | NPCC |  | 22 | 2 | NAICS-22 Non-Cogen | PV | SUN | SUN | ISNE | 28000 | 3166 | 2021
Vintage2018 | solar pv | TRUE | 62556 | N | . | Kearsarge Johnstown 2 CSG | Kearsarge Johnstown 2 LLC | 62056 | NY | MAT | NPCC |  | 22 | 2 | NAICS-22 Non-Cogen | PV | SUN | SUN | NYIS | 27760 | 3139 | 2021
Vintage2018 | solar pv | TRUE | 62557 | N | . | Kearsarge Montague | Kearsarge Montague LLC | 62057 | MA | NEW | NPCC |  | 22 | 2 | NAICS-22 Non-Cogen | PV | SUN | SUN | ISNE | 61306 | 6932 | 2021
Vintage2018 | solar pv | TRUE | 62558 | N | . | Kearsarge SKSC2 LLC | Kearsarge SKSC2 LLC | 62058 | RI | NEW | NPCC |  | 22 | 2 | NAICS-22 Non-Cogen | PV | SUN | SUN | ISNE | 51472 | 5820 | 2021
Vintage2017 | solar pv | TRUE | 62559 | N | . | Kearsarge Wilmington | Kearsarge Wilmington LLC | 62059 | MA | NEW | NPCC |  | 22 | 2 | NAICS-22 Non-Cogen | PV | SUN | SUN | ISNE | 20313 | 2297 | 2021
Vintage2019 | solar pv | TRUE | 62560 | N | . | Airport Solar | Airport Solar LLC | 62051 | OR | PACC | WECC |  | 22 | 2 | NAICS-22 Non-Cogen | PV | SUN | SUN | PACW | 904334 | 102254 | 2021
Vintage2020 | solar pv | TRUE | 62561 | N | . | Roadrunner, LLC Hybrid | Roadrunner Solar, LLC | 62047 | TX | WSC | TRE |  | 22 | 2 | NAICS-22 Non-Cogen | PV | SUN | SUN | ERCO | 8708555 | 984685 | 2021
Vintage2021 | onshore wind | TRUE | 62562 | N | . | High Lonesome Wind Power, LLC Hybrid | High Lonesome Wind Power, LLC | 62046 | TX | WSC | TRE |  | 22 | 2 | NAICS-22 Non-Cogen | WT | WND | WND | ERCO | 13282231 | 1501835 | 2021
Vintage2020 | onshore wind | TRUE | 62563 | N | . | High Prairie Wind Farm | Union Electric Co - (MO) | 19436 | MO | WNC | SERC |  | 22 | 1 | Electric Utility | WT | WND | WND | MISO | 7086202 | 801244 | 2021
Vintage2021 | natural gas combined cycle | TRUE | 62565 | N | . | Hill Top Energy Center, LLC | Hill Top Energy Center, LLC | 62064 | PA | MAT | RFC |  | 22 | 2 | NAICS-22 Non-Cogen | CS | NG | NG | PJM | 12440528 | 1891898 | 2021
Vintage2019 | onshore wind | TRUE | 62566 | N | . | Blue Summit III Wind | Blue Summit III Wind, LLC | 62063 | TX | WSC | TRE |  | 22 | 2 | NAICS-22 Non-Cogen | WT | WND | WND | ERCO | 7219093 | 816270 | 2021
Vintage2020 | solar pv | TRUE | 62567 | N | . | GD Richmond Buttonwoods I, LLC | GD Richmond Buttonwoods I, LLC | 62062 | RI | NEW | NPCC |  | 22 | 2 | NAICS-22 Non-Cogen | PV | SUN | SUN | ISNE | 17068 | 1930 | 2021
Vintage2020 | solar pv | TRUE | 62568 | N | . | GD West Greenwich Victory I, LLC | GD West Greenwich Victory I, LLC | 62061 | RI | NEW | NPCC |  | 22 | 2 | NAICS-22 Non-Cogen | PV | SUN | SUN | ISNE | 24647 | 2787 | 2021
| other | FALSE | 62569 | N | . | Knoxville Battery Energy Storage | MidAmerican Energy Co | 12341 | IA | WNC | MRO |  | 22 | 1 | Electric Utility | BA | MWH | OTH | MISO | 0 | -63 | 2021
Vintage2007 | onshore wind | TRUE | 62570 | N | . | Jiminy Peak Wind QF | Jiminy Peak Mountain Resort, LLC | 62069 | MA | NEW | NPCC |  | 22 | 2 | NAICS-22 Non-Cogen | WT | WND | WND | ISNE | 18 | 2 | 2021
Vintage2017 | other | TRUE | 62571 | N | . | Disney Prospect | Bloom Energy | 57128 | CA | PACC | WECC |  | 22 | 2 | NAICS-22 Non-Cogen | FC | NG | NG | LDWP | 52078 | 7150 | 2021
Vintage2017 | other | TRUE | 62572 | N | . | ATT Jericho | Bloom Energy | 57128 | NY | MAT | NPCC |  | 22 | 2 | NAICS-22 Non-Cogen | FC | NG | NG | NYIS | 57186 | 7797 | 2021
Vintage2017 | other | TRUE | 62573 | N | . | ATT Kelvin | Bloom Energy | 57128 | CA | PACC | WECC |  | 22 | 2 | NAICS-22 Non-Cogen | FC | NG | NG | CISO | 52012 | 7160 | 2021
Vintage2017 | other | TRUE | 62574 | N | . | ATT Van Nyus | Bloom Energy | 57128 | CA | PACC | WECC |  | 22 | 2 | NAICS-22 Non-Cogen | FC | NG | NG | LDWP | 42911 | 5788 | 2021
Vintage2017 | other | TRUE | 62575 | N | . | FLEX Gibraltar | Bloom Energy | 57128 | CA | PACC | WECC |  | 22 | 2 | NAICS-22 Non-Cogen | FC | NG | NG | CISO | 51065 | 6968 | 2021
Vintage2017 | other | TRUE | 62576 | N | . | MER Queens | Bloom Energy | 57128 | NY | MAT | NPCC |  | 22 | 2 | NAICS-22 Non-Cogen | FC | NG | NG | NYIS | 63065 | 8841 | 2021
Vintage2017 | other | TRUE | 62577 | N | . | APP Prune A-D | Bloom Energy | 57128 | CA | PACC | WECC |  | 22 | 2 | NAICS-22 Non-Cogen | FC | NG | NG | CISO | 182951 | 14934 | 2021
Vintage2017 | solar pv | FALSE | 62578 | N | . | Preferred Freezer San Leandro | EnterSolar | 62067 | CA | PACC | WECC |  | 493 | 4 | Commercial NAICS Non-Cogen | PV | SUN | SUN | CISO | 30715 | 3473 | 2021
Vintage2019 | solar pv | TRUE | 62579 | N | . | Plainfield Community Solar LLC | Plainfield Solar LLC | 62070 | MA | NEW | NPCC |  | 22 | 2 | NAICS-22 Non-Cogen | PV | SUN | SUN | ISNE | 27691 | 3131 | 2021
Vintage2018 | solar pv | TRUE | 62580 | N | . | Route 14A CDG Solar North and South LLC | Route 14A CDG Solar North and South, LLC | 62071 | NY | MAT | NPCC |  | 22 | 2 | NAICS-22 Non-Cogen | PV | SUN | SUN | NYIS | 56325 | 6369 | 2021
Vintage2014 | solar pv | TRUE | 62581 | N | . | Tolland Solar NG LLC | NuGen Capital Management | 59254 | MA | NEW | NPCC |  | 22 | 2 | NAICS-22 Non-Cogen | PV | SUN | SUN | ISNE | 42771 | 4836 | 2021
Vintage2019 | solar pv | TRUE | 62582 | N | . | Newfield Community Solar LLC | Newfield Solar LLC | 62072 | NY | MAT | NPCC |  | 22 | 2 | NAICS-22 Non-Cogen | PV | SUN | SUN | NYIS | 74925 | 8472 | 2021
Vintage2018 | solar pv | TRUE | 62583 | N | . | Tanglewood Circle Solar 1 LLC | Tanglewood Circle Solar 1 LLC | 62073 | MA | NEW | NPCC |  | 22 | 2 | NAICS-22 Non-Cogen | PV | SUN | SUN | ISNE | 60953 | 6892 | 2021
Vintage2019 | solar pv | TRUE | 62584 | N | . | Quitman Solar | Quitman Solar, LLC | 61910 | GA | SAT | SERC |  | 22 | 2 | NAICS-22 Non-Cogen | PV | SUN | SUN | SOCO | 2963032 | 335033 | 2021
| other | FALSE | 62585 | N | . | Beebe Substation Battery Storage | Massachusetts Mun Wholes Electric Co | 11806 | MA | NEW | NPCC |  | 22 | 1 | Electric Utility | BA | MWH | OTH | ISNE | 0 | -72 | 2021
Vintage2019 | solar pv | TRUE | 62586 | N | . | DG Florham Park Solar LLC | DG Florham Park Solar LLC | 62084 | NJ | MAT | RFC |  | 22 | 2 | NAICS-22 Non-Cogen | PV | SUN | SUN | PJM | 25400 | 2872 | 2021
Vintage2020 | onshore wind | TRUE | 62587 | N | . | Mesquite Star | Mesquite Star LLC | 62085 | TX | WSC | TRE |  | 22 | 2 | NAICS-22 Non-Cogen | WT | WND | WND | ERCO | 11002158 | 1244025 | 2021
Vintage1976 | petroleum | FALSE | 62589 | N | . | Montefiore Mount Vernon Hospital | Montefiore Mount Vernon Hospital | 62087 | NY | MAT | NPCC |  | 622 | 4 | Commercial NAICS Non-Cogen | IC | DFO | DFO | NYIS | 210 | 10 | 2021
Vintage2014 | petroleum | TRUE | 62590 | N | . | Wolf Creek Generator | 4 Rivers Electric Cooperative Inc. | 63286 | KS | WNC | MRO |  | 22 | 1 | Electric Utility | IC | DFO | DFO | SWPP | 790 | 143 | 2021
Vintage2020 | onshore wind | TRUE | 62591 | N | . | Ekola Flats | PacifiCorp | 14354 | WY | MTN | WECC |  | 22 | 1 | Electric Utility | WT | WND | WND | PACE | 6517179 | 736904 | 2021
Vintage2021 | onshore wind | TRUE | 62592 | N | . | Headwaters Wind Farm II LLC | EDP Renewables North America LLC | 61785 | IN | ENC | RFC |  | 22 | 2 | NAICS-22 Non-Cogen | WT | WND | WND | PJM | 2205729 | 249404 | 2021
Vintage2020 | solar pv | TRUE | 62594 | N | . | Ruff Solar LLC | Sol Systems | 61677 | NC | SAT | SERC |  | 22 | 2 | NAICS-22 Non-Cogen | PV | SUN | SUN | DUK | 395549 | 44725 | 2021
Vintage2019 | solar pv | TRUE | 62595 | N | . | Wendell Solar Farm LLC | Sol Systems | 61677 | NC | SAT | SERC |  | 22 | 2 | NAICS-22 Non-Cogen | PV | SUN | SUN | CPLE | 81267 | 9189 | 2021
Vintage2019 | solar pv | TRUE | 62596 | N | . | Sabattus Solar LLC | Sol Systems | 61677 | NC | SAT | SERC |  | 22 | 2 | NAICS-22 Non-Cogen | PV | SUN | SUN | CPLE | 80250 | 9074 | 2021
Vintage2019 | solar pv | TRUE | 62597 | N | . | Rio De Oro Solar Energy Center | PNM Resources | 59300 | NM | MTN | WECC |  | 22 | 1 | Electric Utility | PV | SUN | SUN | PNM | 208595 | 23586 | 2021
Vintage2013 | solar pv | FALSE | 62598 | N | . | Connell East LLC | Connell East LLC. | 62095 | NJ | MAT | RFC |  | 53 | 4 | Commercial NAICS Non-Cogen | PV | SUN | SUN | PJM | 13001 | 1470 | 2021
Vintage2019 | solar pv | TRUE | 62600 | N | . | Cookstown | Strata Manager, LLC | 64778 | NC | SAT | SERC |  | 22 | 2 | NAICS-22 Non-Cogen | PV | SUN | SUN | CPLW | 90287 | 10209 | 2021
Vintage2019 | solar pv | TRUE | 62601 | N | . | Changeup | Strata Manager, LLC | 64778 | NC | SAT | SERC |  | 22 | 2 | NAICS-22 Non-Cogen | PV | SUN | SUN | CPLE | 34475 | 3898 | 2021
Vintage2019 | solar pv | TRUE | 62602 | N | . | Starr | Strata Manager, LLC | 64778 | NC | SAT | SERC |  | 22 | 2 | NAICS-22 Non-Cogen | PV | SUN | SUN | CPLW | 89067 | 10071 | 2021
Vintage2019 | solar pv | TRUE | 62603 | N | . | Badger | Strata Manager, LLC | 64778 | NC | SAT | SERC |  | 22 | 2 | NAICS-22 Non-Cogen | PV | SUN | SUN | CPLW | 92668 | 10478 | 2021
Vintage2020 | onshore wind | TRUE | 62606 | N | . | Whitney Hill Wind Power LLC | Whitney Hill Wind Power LLC | 62103 | IL | ENC | SERC |  | 22 | 2 | NAICS-22 Non-Cogen | WT | WND | WND | PJM | 1812409 | 204931 | 2021
Vintage2019 | solar pv | TRUE | 62607 | N | . | Bloomfield Municipal Utilities Solar | AEP Onsite Partners, LLC | 60571 | IA | WNC | MRO |  | 22 | 2 | NAICS-22 Non-Cogen | PV | SUN | SUN | MISO | 23579 | 2666 | 2021
| other | FALSE | 62609 | N | . | Commerce ESS | City of San Antonio - (TX) | 16604 | TX | WSC | TRE |  | 22 | 1 | Electric Utility | BA | MWH | OTH | ERCO | 0 | -1008 | 2021
Vintage2019 | solar pv | TRUE | 62610 | N | . | Commerce Solar | City of San Antonio - (TX) | 16604 | TX | WSC | TRE |  | 22 | 1 | Electric Utility | PV | SUN | SUN | ERCO | 47979 | 5425 | 2021
Vintage2018 | solar pv | TRUE | 62611 | N | . | PFMG Solar Grossmont Helix LLC | PFMG Solar Grossmont Helix LLC | 62028 | CA | PACC | WECC |  | 22 | 2 | NAICS-22 Non-Cogen | PV | SUN | SUN | CISO | 19918 | 2252 | 2021
Vintage2018 | solar pv | TRUE | 62612 | N | . | USAA Black Bear Energy | EnterSolar | 62067 | NJ | MAT | RFC |  | 22 | 2 | NAICS-22 Non-Cogen | PV | SUN | SUN | PJM | 21295 | 2408 | 2021
Vintage2018 | solar pv | TRUE | 62613 | N | . | CBP Solar | EnterSolar | 62067 | NY | MAT | NPCC |  | 22 | 2 | NAICS-22 Non-Cogen | PV | SUN | SUN | NYIS | 20659 | 2336 | 2021
Vintage2018 | solar pv | TRUE | 62614 | N | . | Kinder Morgan Fordham | EnterSolar | 62067 | NY | MAT | NPCC |  | 22 | 2 | NAICS-22 Non-Cogen | PV | SUN | SUN | NYIS | 33592 | 3798 | 2021
Vintage2018 | solar pv | TRUE | 62615 | N | . | ALDI DC 2 | EnterSolar | 62067 | CT | NEW | NPCC |  | 22 | 2 | NAICS-22 Non-Cogen | PV | SUN | SUN | ISNE | 12938 | 1463 | 2021
Vintage2018 | solar pv | TRUE | 62616 | N | . | CCG Marketing | EnterSolar | 62067 | NJ | MAT | RFC |  | 22 | 2 | NAICS-22 Non-Cogen | PV | SUN | SUN | PJM | 19439 | 2198 | 2021
Vintage2020 | onshore wind | TRUE | 62618 | N | . | Hidalgo Wind Farm II | Hidalgo Wind Farm II LLC | 62106 | TX | WSC | TRE |  | 22 | 2 | NAICS-22 Non-Cogen | WT | WND | WND | ERCO | 1070379 | 121029 | 2021
Vintage1996 | petroleum | FALSE | 62619 | N | . | Rockland Bakery Inc. | Rockland Bakery Inc. | 62110 | NY | MAT | NPCC |  | 622 | 4 | Commercial NAICS Non-Cogen | IC | DFO | DFO | NYIS | 152 | 12.036 | 2021
Vintage1996 | natural gas peaker | FALSE | 62619 | N | . | Rockland Bakery Inc. | Rockland Bakery Inc. | 62110 | NY | MAT | NPCC |  | 622 | 4 | Commercial NAICS Non-Cogen | IC | NG | NG | NYIS | 323 | 25.964 | 2021
Vintage2021 | onshore wind | TRUE | 62620 | N | . | Sage Draw Wind | Sage Draw Wind, LLC | 62113 | TX | WSC | TRE |  | 22 | 2 | NAICS-22 Non-Cogen | WT | WND | WND | ERCO | 10533231 | 1191003 | 2021
Vintage2019 | solar pv | TRUE | 62621 | N | . | Achilles Solar | Strata Manager, LLC | 64778 | NC | SAT | SERC |  | 22 | 2 | NAICS-22 Non-Cogen | PV | SUN | SUN | CPLE | 89113 | 10076 | 2021
Vintage2012 | petroleum | FALSE | 62622 | Y | . | Overlook Medical Center | Overlook Medical Center | 62112 | NJ | MAT | RFC |  | 622 | 5 | Commercial NAICS Cogen | IC | DFO | DFO | PJM | 81 | 9.143 | 2021
Vintage2012 | natural gas peaker | FALSE | 62622 | Y | . | Overlook Medical Center | Overlook Medical Center | 62112 | NJ | MAT | RFC |  | 622 | 5 | Commercial NAICS Cogen | IC | NG | NG | PJM | 55130 | 6122.857 | 2021
Vintage2019 | solar pv | TRUE | 62623 | N | . | Arborgate Solar | Strata Manager, LLC | 64778 | NC | SAT | SERC |  | 22 | 2 | NAICS-22 Non-Cogen | PV | SUN | SUN | CPLW | 83496 | 9441 | 2021
Vintage2020 | onshore wind | TRUE | 62624 | N | . | White Cloud Wind Project, LLC | White Cloud Wind Project, LLC | 62079 | MO | WNC | MRO |  | 22 | 2 | NAICS-22 Non-Cogen | WT | WND | WND | AECI | 7010231 | 792654 | 2021
Vintage2018 | petroleum | TRUE | 62625 | N | . | West Water Street | City of Taunton | 18488 | MA | NEW | NPCC |  | 22 | 1 | Electric Utility | IC | DFO | DFO | ISNE | 12562 | 1338 | 2021
Vintage2019 | solar pv | TRUE | 62627 | N | . | Wadesboro 4 | Strata Manager, LLC | 64778 | NC | SAT | SERC |  | 22 | 2 | NAICS-22 Non-Cogen | PV | SUN | SUN | CPLE | 34553 | 3907 | 2021
Vintage2018 | solar pv | TRUE | 62628 | N | . | APG Old Bayside | Onyx Asset Services Group | 60584 | MD | SAT | RFC |  | 22 | 2 | NAICS-22 Non-Cogen | PV | SUN | SUN | PJM | 28361 | 3207 | 2021
Vintage2018 | solar pv | TRUE | 62629 | N | . | APG New Chesapeake | Onyx Asset Services Group | 60584 | MD | SAT | RFC |  | 22 | 2 | NAICS-22 Non-Cogen | PV | SUN | SUN | PJM | 37375 | 4226 | 2021
Vintage2020 | onshore wind | TRUE | 62630 | N | . | Jumbo Hill Wind Project | Engie North America | 56201 | TX | WSC | TRE |  | 22 | 2 | NAICS-22 Non-Cogen | WT | WND | WND | ERCO | 5272288 | 596143 | 2021
Vintage2020 | solar pv | TRUE | 62631 | N | . | Blue Heron Solar | Florida Power & Light Co | 6452 | FL | SAT | SERC |  | 22 | 1 | Electric Utility | PV | SUN | SUN | FPL | 1480388 | 167389 | 2021
Vintage2020 | solar pv | TRUE | 62632 | N | . | Cattle Ranch | Florida Power & Light Co | 6452 | FL | SAT | SERC |  | 22 | 1 | Electric Utility | PV | SUN | SUN | FPL | 1420462 | 160613 | 2021
Vintage2020 | solar pv | TRUE | 62633 | N | . | Twin Lakes | Florida Power & Light Co | 6452 | FL | SAT | SERC |  | 22 | 1 | Electric Utility | PV | SUN | SUN | FPL | 1274578 | 144118 | 2021
Vintage2020 | solar pv | TRUE | 62634 | N | . | Babcock Preserve | Florida Power & Light Co | 6452 | FL | SAT | SERC |  | 22 | 1 | Electric Utility | PV | SUN | SUN | FPL | 1472951 | 166548 | 2021
Vintage2017 | solar pv | TRUE | 62636 | N | . | NVSS-II | NVSS-II | 63423 | NV | MTN | WECC |  | 22 | 2 | NAICS-22 Non-Cogen | PV | SUN | SUN | NEVP | 290003 | 32791 | 2021
Vintage2019 | solar pv | TRUE | 62637 | N | . | Milford Solar Farm (NJ) LLC | NJR Clean Energy Ventures Corporation | 56990 | NJ | MAT | RFC |  | 22 | 2 | NAICS-22 Non-Cogen | PV | SUN | SUN | PJM | 90317 | 10212 | 2021
Vintage2019 | solar pv | TRUE | 62638 | N | . | McCullough Road Solar Farm | NJR Clean Energy Ventures Corporation | 56990 | NJ | MAT | RFC |  | 22 | 2 | NAICS-22 Non-Cogen | PV | SUN | SUN | PJM | 112848 | 12760 | 2021
Vintage2018 | solar pv | TRUE | 62639 | N | . | Manchester Community College East | Onyx Asset Services Group | 60584 | CT | NEW | NPCC |  | 22 | 2 | NAICS-22 Non-Cogen | PV | SUN | SUN | ISNE | 12709 | 1437 | 2021
Vintage2018 | solar pv | TRUE | 62640 | N | . | Manchester Community College North | Onyx Asset Services Group | 60584 | CT | NEW | NPCC |  | 22 | 2 | NAICS-22 Non-Cogen | PV | SUN | SUN | ISNE | 14117 | 1596 | 2021
Vintage2019 | biomass | TRUE | 62641 | N | . | Morehead Generating Facility | North American Biofuels, LLC | 59170 | KY | ESC | SERC |  | 22 | 2 | NAICS-22 Non-Cogen | IC | LFG | MLG | PJM | 69274 | 6402 | 2021
Vintage2021 | onshore wind | TRUE | 62642 | N | . | GE-Lubbock | GE Wind Energy LLC | 58270 | TX | WSC | MRO |  | 22 | 2 | NAICS-22 Non-Cogen | WT | WND | WND | SWPP | 15326 | 1733 | 2021
Vintage2018 | solar pv | FALSE | 62643 | N | . | AZ State University - Tempe Campus Solar | Arizona State University FDM | 62083 | AZ | MTN | WECC |  | 611 | 4 | Commercial NAICS Non-Cogen | PV | SUN | SUN | AZPS | 31404 | 3551 | 2021
| other | FALSE | 62644 | N | . | Minuteman Energy Storage | Minuteman Eenergy Storage, LLC | 62122 | MA | NEW | NPCC |  | 22 | 2 | NAICS-22 Non-Cogen | BA | MWH | OTH | ISNE | 0 | -164 | 2021
Vintage2020 | solar pv | TRUE | 62645 | N | . | Northern Preserve Solar | Florida Power & Light Co | 6452 | FL | SAT | SERC |  | 22 | 1 | Electric Utility | PV | SUN | SUN | FPL | 1150639 | 130104 | 2021
Vintage2019 | solar pv | TRUE | 62646 | N | . | Washburn Road Solar | REA Investments, LLC | 63359 | MA | NEW | NPCC |  | 22 | 2 | NAICS-22 Non-Cogen | PV | SUN | SUN | ISNE | 30280 | 3424 | 2021
| petroleum | FALSE | 62647 | N | . | MBS Textbook Exchange | MBS TextBook Exhcange LLC | 61984 | MO | WNC | WECC |  | 421 | 4 | Commercial NAICS Non-Cogen | IC | DFO | DFO | MISO | 0 | 0 | 2021
Vintage2019 | solar pv | TRUE | 62649 | N | . | SFDK Solar | AES Distributed Energy | 61012 | CA | PACC | WECC |  | 22 | 2 | NAICS-22 Non-Cogen | PV | SUN | SUN | CISO | 94233 | 10655 | 2021
Vintage2019 | solar pv | TRUE | 62651 | N | . | Haven Solar Project CSG | DG Minnesota CSG, LLC | 61187 | MN | WNC | MRO |  | 22 | 2 | NAICS-22 Non-Cogen | PV | SUN | SUN | MISO | 44301 | 5009 | 2021
| other | FALSE | 62652 | N | . | Happy Hollow CSG Hybrid | REA Investments, LLC | 63359 | MA | NEW | NPCC |  | 22 | 2 | NAICS-22 Non-Cogen | BA | MWH | OTH | ISNE | 0 | 0 | 2021
Vintage2019 | solar pv | TRUE | 62652 | N | . | Happy Hollow CSG Hybrid | REA Investments, LLC | 63359 | MA | NEW | NPCC |  | 22 | 2 | NAICS-22 Non-Cogen | PV | SUN | SUN | ISNE | 69611 | 7871 | 2021
Vintage2020 | onshore wind | FALSE | 62653 | N | . | Zephyr Wind Project - 2.0 | OEE XXX LLC | 62128 | OH | ENC | RFC |  | 332 | 6 | Industrial NAICS Non-Cogen | WT | WND | WND | PJM | 92599 | 10470 | 2021
Vintage2019 | solar pv | TRUE | 62655 | N | . | HL Solar | HL Solar LLC | 62131 | CA | PACC | WECC |  | 22 | 2 | NAICS-22 Non-Cogen | PV | SUN | SUN | CISO | 61925 | 7002 | 2021
Vintage2021 | solar pv | TRUE | 62656 | N | . | Hunter Solar LLC (UT) | Hunter Solar LLC | 62134 | UT | MTN | WECC |  | 22 | 2 | NAICS-22 Non-Cogen | PV | SUN | SUN | PACE | 2088351 | 236132 | 2021
Vintage2019 | solar pv | TRUE | 62657 | N | . | DWW Solar ll | DWW Solar ll LLC | 62132 | CT | NEW | NPCC |  | 22 | 2 | NAICS-22 Non-Cogen | PV | SUN | SUN | ISNE | 422257 | 47745 | 2021
Vintage2020 | petroleum | TRUE | 62658 | N | . | Cuyahoga Falls 1 | City of Cuyahoga Falls - (OH) | 4683 | OH | ENC | RFC |  | 22 | 1 | Electric Utility | IC | DFO | DFO | PJM | 11731 | 1161 | 2021
Vintage2019 | solar pv | TRUE | 62659 | N | . | Pecan Grove Solar, LLC | CI-II Mitchell Holding LLC | 63184 | NC | SAT | SERC |  | 22 | 2 | NAICS-22 Non-Cogen | PV | SUN | SUN | CPLE | 84036 | 9502 | 2021
Vintage2019 | solar pv | TRUE | 62660 | N | . | 1025 Traveller Solar, LLC | CI-II Mitchell Holding LLC | 63184 | NC | SAT | SERC |  | 22 | 2 | NAICS-22 Non-Cogen | PV | SUN | SUN | CPLE | 85046 | 9616 | 2021
Vintage2019 | solar pv | TRUE | 62661 | N | . | 1047 Little Mountain Solar, LLC | CI-II Mitchell Holding LLC | 63184 | NC | SAT | SERC |  | 22 | 2 | NAICS-22 Non-Cogen | PV | SUN | SUN | DUK | 53223 | 6018 | 2021
Vintage2019 | solar pv | TRUE | 62662 | N | . | Ennis Solar, LLC | CI-II Mitchell Holding LLC | 63184 | NC | SAT | SERC |  | 22 | 2 | NAICS-22 Non-Cogen | PV | SUN | SUN | CPLE | 71715 | 8109 | 2021
Vintage2018 | solar pv | TRUE | 62663 | N | . | Gilcrest Solar | Terraform Arcadia | 63249 | CO | MTN | WECC |  | 22 | 2 | NAICS-22 Non-Cogen | PV | SUN | SUN | WACM | 58301 | 6592 | 2021
Vintage2018 | solar pv | TRUE | 62664 | N | . | Quincy Solar | Terraform Arcadia | 63249 | CO | MTN | WECC |  | 22 | 2 | NAICS-22 Non-Cogen | PV | SUN | SUN | WACM | 31354 | 3545 | 2021
Vintage2021 | solar pv | TRUE | 62666 | N | . | Sigurd Solar LLC | Sigurd Solar LLC | 62146 | UT | MTN | WECC |  | 22 | 2 | NAICS-22 Non-Cogen | PV | SUN | SUN | PACE | 1580583 | 178718 | 2021
Vintage2019 | solar pv | TRUE | 62667 | N | . | Lafayette Horizon Solar CSG LLC | AES Distributed Energy | 61012 | CO | MTN | WECC |  | 22 | 2 | NAICS-22 Non-Cogen | PV | SUN | SUN | PSCO | 31406 | 3551 | 2021
Vintage2021 | solar pv | TRUE | 62668 | N | . | Maiden Creek Solar Power Plant | Duke Energy Carolinas, LLC | 5416 | NC | SAT | SERC |  | 22 | 1 | Electric Utility | PV | SUN | SUN | DUK | 901733 | 101960 | 2021
Vintage2020 | solar pv | TRUE | 62669 | N | . | Gaston Solar Power Plant | Duke Energy Carolinas, LLC | 5416 | NC | SAT | SERC |  | 22 | 1 | Electric Utility | PV | SUN | SUN | DUK | 352010 | 39802 | 2021
Vintage2017 | other | TRUE | 62671 | N | . | Equinix Caspian Dr. Fuel Cell | 2016 ESA Project Company, LLC | 62150 | CA | PACC | WECC |  | 22 | 2 | NAICS-22 Non-Cogen | FC | NG | NG | CISO | 267224 | 36991 | 2021
Vintage2019 | solar pv | TRUE | 62672 | N | . | Nautilus Goat Island Solar LLC (CSG) | Nautilus Solar Solutions | 61227 | RI | NEW | NPCC |  | 22 | 2 | NAICS-22 Non-Cogen | PV | SUN | SUN | ISNE | 36606 | 4139 | 2021
Vintage2021 | solar pv | TRUE | 62673 | N | . | Antelope Expansion 3A | AES Distributed Energy | 61012 | CA | PACC | WECC |  | 22 | 2 | NAICS-22 Non-Cogen | PV | SUN | SUN | CISO | 194817 | 22028 | 2021
Vintage2021 | solar pv | TRUE | 62674 | N | . | Antelope Expansion 3B | AES Distributed Energy | 61012 | CA | PACC | WECC |  | 22 | 2 | NAICS-22 Non-Cogen | PV | SUN | SUN | CISO | 65374 | 7392 | 2021
Vintage2013 | petroleum | FALSE | 62676 | N | . | Epic Verona | Epic Hosting, LLC | 61702 | WI | ENC | MRO |  | 519 | 4 | Commercial NAICS Non-Cogen | IC | DFO | DFO | MISO | 3199 | 342 | 2021
Vintage2011 | solar pv | FALSE | 62676 | N | . | Epic Verona | Epic Hosting, LLC | 61702 | WI | ENC | MRO |  | 519 | 4 | Commercial NAICS Non-Cogen | PV | SUN | SUN | MISO | 20951 | 2369 | 2021
Vintage2016 | solar pv | FALSE | 62677 | N | . | IKEA Canton Rooftop PV System | IKEA Property Inc | 57389 | MI | ENC | RFC |  | 441 | 4 | Commercial NAICS Non-Cogen | PV | SUN | SUN | MISO | 1131 | 128 | 2021
Vintage2019 | solar pv | TRUE | 62678 | N | . | Crooked Run | Cubico USA, LLC | 62161 | NC | SAT | SERC |  | 22 | 2 | NAICS-22 Non-Cogen | PV | SUN | SUN | DUK | 1285423 | 145344 | 2021
Vintage2019 | solar pv | TRUE | 62679 | N | . | Palmetto Plains | Cubico USA, LLC | 62161 | SC | SAT | SERC |  | 22 | 2 | NAICS-22 Non-Cogen | PV | SUN | SUN | SCEG | 1416801 | 160199 | 2021
Vintage2019 | solar pv | TRUE | 62680 | N | . | Garfield Solar | NJR Clean Energy Ventures Corporation | 56990 | NJ | MAT | RFC |  | 22 | 2 | NAICS-22 Non-Cogen | PV | SUN | SUN | PJM | 51277 | 5798 | 2021
Vintage2020 | solar pv | TRUE | 62681 | N | . | CED Champaign Solar LLC | Consolidated Edison Development Inc. | 56769 | IL | ENC | SERC |  | 22 | 2 | NAICS-22 Non-Cogen | PV | SUN | SUN | MISO | 26327 | 2977 | 2021
| other | FALSE | 62682 | N | . | Noland Wastewater Treatment Plant Hybrid | Today's Power, Inc. | 61204 | AR | WSC | MRO |  | 22132 | 4 | Commercial NAICS Non-Cogen | BA | MWH | OTH | SWPP | 0 | -223 | 2021
Vintage2019 | solar pv | FALSE | 62682 | N | . | Noland Wastewater Treatment Plant Hybrid | Today's Power, Inc. | 61204 | AR | WSC | MRO |  | 22132 | 4 | Commercial NAICS Non-Cogen | PV | SUN | SUN | SWPP | 82815 | 9364 | 2021
| other | FALSE | 62683 | N | . | Westside Wastewater Treatment Plant Hybrid | Today's Power, Inc. | 61204 | AR | WSC | MRO |  | 22132 | 4 | Commercial NAICS Non-Cogen | BA | MWH | OTH | SWPP | 0 | -224 | 2021
Vintage2019 | solar pv | FALSE | 62683 | N | . | Westside Wastewater Treatment Plant Hybrid | Today's Power, Inc. | 61204 | AR | WSC | MRO |  | 22132 | 4 | Commercial NAICS Non-Cogen | PV | SUN | SUN | SWPP | 83683 | 9462 | 2021
Vintage2019 | solar pv | TRUE | 62686 | N | . | TPE Pennsylvania Solar 1, LLC | Alchemy Renewable Energy | 62627 | PA | MAT | RFC |  | 22 | 2 | NAICS-22 Non-Cogen | PV | SUN | SUN | PJM | 26469 | 2993 | 2021
Vintage2019 | solar pv | TRUE | 62687 | N | . | American Canyon Solar | RP Napa Solar 1, LLC | 62162 | CA | PACC | WECC |  | 22 | 2 | NAICS-22 Non-Cogen | PV | SUN | SUN | CISO | 63367 | 7165 | 2021
Vintage2017 | solar pv | TRUE | 62688 | N | . | Malech Solar Farm | County of Santa Clara (CA) | 62628 | CA | PACC | WECC |  | 22 | 2 | NAICS-22 Non-Cogen | PV | SUN | SUN | CISO | 48254 | 5456 | 2021
Vintage2017 | solar pv | TRUE | 62689 | N | . | Hellyer Solar Farm | County of Santa Clara (CA) | 62628 | CA | PACC | WECC |  | 22 | 2 | NAICS-22 Non-Cogen | PV | SUN | SUN | CISO | 40630 | 4594 | 2021
Vintage2018 | solar pv | TRUE | 62690 | N | . | Guadalupe Solar Farm | County of Santa Clara (CA) | 62628 | CA | PACC | WECC |  | 22 | 2 | NAICS-22 Non-Cogen | PV | SUN | SUN | CISO | 23339 | 2639 | 2021
Vintage2017 | solar pv | TRUE | 62691 | N | . | Shiloh Hwy Solar | Shiloh Hwy 1108 Solar, LLC | 62157 | NC | SAT | SERC |  | 22 | 2 | NAICS-22 Non-Cogen | PV | SUN | SUN | PJM | 99311 | 11229 | 2021
Vintage2018 | solar pv | TRUE | 62692 | N | . | Sandy Solar | Sandy Solar, LLC | 62158 | NC | SAT | SERC |  | 22 | 2 | NAICS-22 Non-Cogen | PV | SUN | SUN | PJM | 90739 | 10260 | 2021
Vintage2018 | solar pv | TRUE | 62693 | N | . | Chowan Jehu Solar | Chowan Jehu Road Solar, LLC | 62159 | NC | SAT | SERC |  | 22 | 2 | NAICS-22 Non-Cogen | PV | SUN | SUN | PJM | 86176 | 9744 | 2021
| other | FALSE | 62695 | N | . | CED Northampton Solar LLC Hybrid | Consolidated Edison Development Inc. | 56769 | MA | NEW | NPCC |  | 22 | 2 | NAICS-22 Non-Cogen | BA | MWH | OTH | ISNE | 0 | 0 | 2021
Vintage2019 | solar pv | TRUE | 62695 | N | . | CED Northampton Solar LLC Hybrid | Consolidated Edison Development Inc. | 56769 | MA | NEW | NPCC |  | 22 | 2 | NAICS-22 Non-Cogen | PV | SUN | SUN | ISNE | 58166 | 6577 | 2021
Vintage2020 | solar pv | TRUE | 62696 | N | . | FastSun 2 CSG | Altus Power America Management, LLC | 60281 | MN | WNC | MRO |  | 22 | 2 | NAICS-22 Non-Cogen | PV | SUN | SUN | MISO | 15919 | 1800 | 2021
Vintage2017 | other | TRUE | 62697 | N | . | Mission College Blvd. Fuel Cell | 2016 ESA Project Company, LLC | 62150 | CA | PACC | WECC |  | 22 | 2 | NAICS-22 Non-Cogen | FC | NG | NG | CISO | 266499 | 34644 | 2021
Vintage2017 | other | TRUE | 62698 | N | . | Kaiser East La Palma Ave. Fuel Cell | 2016 ESA Project Company, LLC | 62150 | CA | PACC | WECC |  | 22 | 2 | NAICS-22 Non-Cogen | FC | NG | NG | CISO | 117204 | 15898 | 2021
Vintage2017 | other | TRUE | 62699 | N | . | Kaiser Deer Valley Rd. Fuel Cell | 2016 ESA Project Company, LLC | 62150 | CA | PACC | WECC |  | 22 | 2 | NAICS-22 Non-Cogen | FC | NG | NG | CISO | 77983 | 10759 | 2021
Vintage2017 | other | TRUE | 62700 | N | . | Kaiser Owens Dr. Fuel Cell | 2016 ESA Project Company, LLC | 62150 | CA | PACC | WECC |  | 22 | 2 | NAICS-22 Non-Cogen | FC | NG | NG | CISO | 54321 | 7547 | 2021
Vintage2017 | other | TRUE | 62701 | N | . | Kaiser Napa Valley Corporate Dr Fuel Cell | 2016 ESA Project Company, LLC | 62150 | CA | PACC | WECC |  | 22 | 2 | NAICS-22 Non-Cogen | FC | NG | NG | CISO | 262381 | 36932 | 2021
Vintage2017 | other | TRUE | 62702 | N | . | Equinix Great Oaks Blvd. Fuel Cell | 2016 ESA Project Company, LLC | 62150 | CA | PACC | WECC |  | 22 | 2 | NAICS-22 Non-Cogen | FC | NG | NG | CISO | 246762 | 32778 | 2021
Vintage2017 | other | TRUE | 62703 | N | . | Equinix Lundy Ave. Fuel Cell | 2016 ESA Project Company, LLC | 62150 | CA | PACC | WECC |  | 22 | 2 | NAICS-22 Non-Cogen | FC | NG | NG | CISO | 184181 | 24975 | 2021
Vintage2017 | other | TRUE | 62704 | N | . | Equinix Douglas St. Fuel Cell | 2016 ESA Project Company, LLC | 62150 | CA | PACC | WECC |  | 22 | 2 | NAICS-22 Non-Cogen | FC | NG | NG | CISO | 110514 | 15066 | 2021
Vintage2017 | other | TRUE | 62705 | N | . | Equinix Maple Ave. Fuel Cell | 2016 ESA Project Company, LLC | 62150 | CA | PACC | WECC |  | 22 | 2 | NAICS-22 Non-Cogen | FC | NG | NG | CISO | 53683 | 7471 | 2021
Vintage2020 | solar pv | TRUE | 62706 | N | . | Helen Solar CSG | Altus Power America Management, LLC | 60281 | MN | WNC | MRO |  | 22 | 2 | NAICS-22 Non-Cogen | PV | SUN | SUN | MISO | 82355 | 9312 | 2021
Vintage2020 | solar pv | TRUE | 62707 | N | . | Walcott Solar CSG | Altus Power America Management, LLC | 60281 | MN | WNC | MRO |  | 22 | 2 | NAICS-22 Non-Cogen | PV | SUN | SUN | MISO | 79020 | 8935 | 2021
Vintage2020 | solar pv | TRUE | 62708 | N | . | Northfield Solar CSG | Altus Power America Management, LLC | 60281 | MN | WNC | MRO |  | 22 | 2 | NAICS-22 Non-Cogen | PV | SUN | SUN | MISO | 86247 | 9752 | 2021
Vintage2020 | solar pv | TRUE | 62709 | N | . | Warsaw Solar CSG | Altus Power America Management, LLC | 60281 | MN | WNC | MRO |  | 22 | 2 | NAICS-22 Non-Cogen | PV | SUN | SUN | MISO | 38055 | 4303 | 2021
Vintage2019 | solar pv | TRUE | 62710 | N | . | Nationals | Terraform Arcadia | 63249 | DC | SAT | RFC |  | 22 | 2 | NAICS-22 Non-Cogen | PV | SUN | SUN | PJM | 14724 | 1665 | 2021
Vintage2020 | onshore wind | TRUE | 62711 | N | . | Plum Creek Wind Project (NE) | Plum Creek Wind, LLC | 62633 | NE | WNC | MRO |  | 22 | 2 | NAICS-22 Non-Cogen | WT | WND | WND | SWPP | 7865393 | 889348 | 2021
Vintage2018 | solar pv | TRUE | 62712 | N | . | Burlington Coat Factory Solar | DG Northeast Solar II, LLC | 62155 | NJ | MAT | NPCC |  | 22 | 2 | NAICS-22 Non-Cogen | PV | SUN | SUN | PJM | 41010 | 4637 | 2021
Vintage2018 | solar pv | TRUE | 62713 | N | . | DSM Nutritional Products Solar | DG Northeast Solar II, LLC | 62155 | NJ | MAT | NPCC |  | 22 | 2 | NAICS-22 Non-Cogen | PV | SUN | SUN | PJM | 139594 | 15784 | 2021
| other | FALSE | 62714 | N | . | Eyak Service Center BESS | Cordova Electric Coop, Inc | 40215 | AK | PACN |  |  | 22 | 1 | Electric Utility | BA | MWH | OTH | NA | 0 | -85 | 2021
Vintage2021 | onshore wind | TRUE | 62715 | N | . | Wildcat Creek Wind Farm LLC | Wildcat Creek Wind Farm LLC | 62635 | TX | WSC | TRE |  | 22 | 2 | NAICS-22 Non-Cogen | WT | WND | WND | ERCO | 2398147 | 271161 | 2021
Vintage2019 | solar pv | TRUE | 62718 | N | . | Mesa CSG 2 Massicotte | Standard Solar | 60531 | CO | MTN | WECC |  | 22 | 2 | NAICS-22 Non-Cogen | PV | SUN | SUN | PSCO | 27921 | 3157 | 2021
Vintage2019 | solar pv | TRUE | 62719 | N | . | Mesa CSG 1 Murdock | Standard Solar | 60531 | CO | MTN | WECC |  | 22 | 2 | NAICS-22 Non-Cogen | PV | SUN | SUN | PSCO | 34068 | 3852 | 2021
Vintage2019 | solar pv | TRUE | 62720 | N | . | Chester Woods Point Solar, LLC CSG | Chester Woods Point Solar, LLC | 62634 | MD | SAT | RFC |  | 22 | 2 | NAICS-22 Non-Cogen | PV | SUN | SUN | PJM | 38409 | 4343 | 2021
Vintage2019 | solar pv | TRUE | 62721 | N | . | Steel Sun 2: 2303-III-9 Hamburg Tpke | BQ Energy LLC | 59474 | NY | MAT | NPCC |  | 22 | 2 | NAICS-22 Non-Cogen | PV | SUN | SUN | NYIS | 11223 | 1269 | 2021
Vintage2019 | solar pv | TRUE | 62722 | N | . | Steel Sun 2: 2303-III-4 Hamburg Tpke | BQ Energy LLC | 59474 | NY | MAT | NPCC |  | 22 | 2 | NAICS-22 Non-Cogen | PV | SUN | SUN | NYIS | 17522 | 1981 | 2021
Vintage2019 | solar pv | TRUE | 62723 | N | . | Steel Sun 2: 2303-III-2 Hamburg Tpke | BQ Energy LLC | 59474 | NY | MAT | NPCC |  | 22 | 2 | NAICS-22 Non-Cogen | PV | SUN | SUN | NYIS | 17150 | 1939 | 2021
Vintage2019 | solar pv | TRUE | 62724 | N | . | Homer Street West | BQ Energy LLC | 59474 | NY | MAT | NPCC |  | 22 | 2 | NAICS-22 Non-Cogen | PV | SUN | SUN | NYIS | 13568 | 1534 | 2021
Vintage2019 | solar pv | TRUE | 62725 | N | . | Homer Street East | BQ Energy LLC | 59474 | NY | MAT | NPCC |  | 22 | 2 | NAICS-22 Non-Cogen | PV | SUN | SUN | NYIS | 13751 | 1555 | 2021
Vintage2019 | solar pv | TRUE | 62728 | N | . | MHG Wallingford | Standard Solar | 60531 | VT | NEW | NPCC |  | 22 | 2 | NAICS-22 Non-Cogen | PV | SUN | SUN | ISNE | 30238 | 3419 | 2021
Vintage2021 | solar pv | TRUE | 62730 | N | . | Desper Solar | Desper Solar | 64753 | VA | SAT | SERC |  | 22 | 1 | Electric Utility | PV | SUN | SUN | PJM | 831610 | 94031 | 2021
Vintage2020 | solar pv | TRUE | 62731 | N | . | Middleton Airport Solar | Madison Gas & Electric Co | 11479 | WI | ENC | MRO |  | 22 | 1 | Electric Utility | PV | SUN | SUN | MISO | 73139 | 8270 | 2021
Vintage2019 | solar pv | TRUE | 62732 | N | . | Solar Star Palo Alto I, LLC | DG 1 Acquisition Co., LLC | 62648 | CA | PACC | WECC |  | 22 | 2 | NAICS-22 Non-Cogen | PV | SUN | SUN | CISO | 19280 | 2180 | 2021
| other | FALSE | 62733 | N | . | East Hampton Energy Storage Center | East Hampton Energy Storage Center, LLC | 62652 | NY | MAT | NPCC |  | 22 | 2 | NAICS-22 Non-Cogen | BA | MWH | OTH | NYIS | 0 | -314 | 2021
| other | FALSE | 62734 | N | . | Montauk Energy Storage Center | Montauk Energy Storage Center, LLC | 62651 | NY | MAT | NPCC |  | 22 | 2 | NAICS-22 Non-Cogen | BA | MWH | OTH | NYIS | 0 | -762 | 2021
Vintage2015 | solar pv | TRUE | 62735 | N | . | Phoenix Solar South Farms LLC Solar Farm | Phoenix Solar South Farms LLC | 62656 | IL | ENC | SERC |  | 22 | 2 | NAICS-22 Non-Cogen | PV | SUN | SUN | MISO | 63775 | 7211 | 2021
Vintage2015 | natural gas peaker | FALSE | 62736 | Y | . | Harbec Energy | Harbec Energy | 62657 | NY | MAT | NPCC |  | 326 | 7 | Industrial NAICS Cogen | GT | NG | NG | NYIS | 3560 | 313 | 2021
Vintage2011 | onshore wind | FALSE | 62736 | Y | . | Harbec Energy | Harbec Energy | 62657 | NY | MAT | NPCC |  | 326 | 7 | Industrial NAICS Cogen | WT | WND | WND | NYIS | 4715 | 533 | 2021
Vintage2019 | solar pv | TRUE | 62739 | N | . | KDC Solar ASGM | KDC Solar ASGM LLC | 62649 | NJ | MAT | RFC |  | 22 | 2 | NAICS-22 Non-Cogen | PV | SUN | SUN | PJM | 61537 | 6958 | 2021
Vintage2019 | solar pv | TRUE | 62740 | N | . | MSC-Empire01, LLC | MSC-Empire01, LLC | 62660 | MN | WNC | MRO |  | 22 | 2 | NAICS-22 Non-Cogen | PV | SUN | SUN | MISO | 14691 | 1661 | 2021
| natural gas peaker | FALSE | 62741 | Y | . | Mount Joy Wire | Mount Joy Wire Corp | 62658 | PA | MAT | RFC |  | 3311 | 7 | Industrial NAICS Cogen | IC | NG | NG | PJM | 0 | 0 | 2021
Vintage2019 | solar pv | TRUE | 62744 | N | . | Arcadia Solar | Butter Solar, LLC | 62662 | WI | ENC | MRO |  | 22 | 2 | NAICS-22 Non-Cogen | PV | SUN | SUN | MISO | 78039 | 8824 | 2021
Vintage2020 | onshore wind | TRUE | 62745 | N | . | Wheatridge Hybrid | Wheatridge Wind Holdings, LLC | 62668 | OR | PACC | WECC |  | 22 | 2 | NAICS-22 Non-Cogen | WT | WND | WND | BPAT | 6310494 | 713534 | 2021
Vintage2019 | solar pv | TRUE | 62746 | N | . | KDC Solar CSCP LLC | KDC Solar CSCP LLC | 62666 | NJ | MAT | RFC |  | 22 | 2 | NAICS-22 Non-Cogen | PV | SUN | SUN | PJM | 42355 | 4789 | 2021
Vintage2021 | hydro | TRUE | 62747 | N | . | Matilda Hamilton Fee Hydroelectric Station | Lock 12 Hydro Partners, LLC | 62661 | KY | ESC | SERC |  | 22 | 2 | NAICS-22 Non-Cogen | HY | WAT | HYC | PJM | 41611 | 4705 | 2021
Vintage2020 | solar pv | TRUE | 62750 | N | . | Little Manatee River Solar | Tampa Electric Co | 18454 | FL | SAT | SERC |  | 22 | 1 | Electric Utility | PV | SUN | SUN | TEC | 1156061 | 130717 | 2021
Vintage2020 | onshore wind | FALSE | 62752 | N | . | LafargeHolcim - Paulding Wind Project | OEE XXVIII LLC | 62644 | OH | ENC | RFC |  | 32731 | 6 | Industrial NAICS Non-Cogen | WT | WND | WND | PJM | 99920 | 11298 | 2021
| other | FALSE | 62753 | N | . | Prospect Storage | GlidePath Power Operations LLC | 61728 | TX | WSC | TRE |  | 22 | 2 | NAICS-22 Non-Cogen | BA | MWH | OTH | ERCO | 0 | -157 | 2021
Vintage2020 | solar pv | TRUE | 62755 | N | . | Prospero Solar | Longroad Energy Services LLC | 61219 | TX | WSC | TRE |  | 22 | 2 | NAICS-22 Non-Cogen | PV | SUN | SUN | ERCO | 5807288 | 656636 | 2021
Vintage2011 | solar pv | TRUE | 62756 | N | . | RC Energy AA LLC Solar Facility | RC Energy AA LLC | 62655 | NM | MTN | WECC |  | 22 | 2 | NAICS-22 Non-Cogen | PV | SUN | SUN | PNM | 18120 | 2049 | 2021
Vintage2015 | natural gas peaker | FALSE | 62757 | Y | . | Bridgewater Complex Co-Generation Plant | Massachusetts Department of Correction | 62677 | MA | NEW | NPCC |  | 92214 | 5 | Commercial NAICS Cogen | GT | NG | NG | ISNE | 70230 | 6051.5 | 2021
Vintage2019 | solar pv | TRUE | 62759 | N | . | Greenville CSG | Altus Power America Management, LLC | 60281 | NY | MAT | NPCC |  | 22 | 2 | NAICS-22 Non-Cogen | PV | SUN | SUN | NYIS | 24941 | 2820 | 2021
Vintage2019 | solar pv | TRUE | 62760 | N | . | Hopkinton CSG | Altus Power America Management, LLC | 60281 | MA | NEW | NPCC |  | 22 | 2 | NAICS-22 Non-Cogen | PV | SUN | SUN | ISNE | 24808 | 2805 | 2021
Vintage2019 | solar pv | TRUE | 62761 | N | . | Chester CSG | Altus Power America Management, LLC | 60281 | NY | MAT | NPCC |  | 22 | 2 | NAICS-22 Non-Cogen | PV | SUN | SUN | NYIS | 29371 | 3321 | 2021
Vintage2018 | natural gas peaker | TRUE | 62762 | Y | . | NASA Johnson Space Center CHP | Energy Systems Group LLC | 58303 | TX | WSC | TRE |  | 22 | 3 | NAICS-22 Cogen | GT | NG | NG | ERCO | 950437 | 83567 | 2021
Vintage2019 | solar pv | TRUE | 62763 | N | . | Carver CSG | Altus Power America Management, LLC | 60281 | MA | NEW | NPCC |  | 22 | 2 | NAICS-22 Non-Cogen | PV | SUN | SUN | ISNE | 31291 | 3538 | 2021
Vintage2019 | solar pv | TRUE | 62764 | N | . | Westtown CSG | Altus Power America Management, LLC | 60281 | NY | MAT | NPCC |  | 22 | 2 | NAICS-22 Non-Cogen | PV | SUN | SUN | ISNE | 30131 | 3407 | 2021
Vintage2020 | onshore wind | TRUE | 62765 | N | . | El Campo Wind | Longroad Energy Services LLC | 61219 | TX | WSC | TRE |  | 22 | 2 | NAICS-22 Non-Cogen | WT | WND | WND | ERCO | 7719371 | 872837 | 2021
Vintage2020 | solar pv | TRUE | 62766 | N | . | Scottsburg Solar Park | Indiana Municipal Power Agency | 9234 | IN | ENC | RFC |  | 22 | 1 | Electric Utility | PV | SUN | SUN | MISO | 116105 | 13128 | 2021
Vintage2020 | solar pv | TRUE | 62767 | N | . | Gas City Solar Park | Indiana Municipal Power Agency | 9234 | IN | ENC | RFC |  | 22 | 1 | Electric Utility | PV | SUN | SUN | MISO | 40433 | 4572 | 2021
Vintage2021 | solar pv | TRUE | 62769 | N | . | Columbia City Solar Park | Indiana Municipal Power Agency | 9234 | IN | ENC | RFC |  | 22 | 1 | Electric Utility | PV | SUN | SUN | MISO | 50375 | 5696 | 2021
Vintage2019 | solar pv | TRUE | 62770 | N | . | Richmond Solar Park 3 | Indiana Municipal Power Agency | 9234 | IN | ENC | RFC |  | 22 | 1 | Electric Utility | PV | SUN | SUN | PJM | 104978 | 11870 | 2021
Vintage2021 | solar pv | TRUE | 62772 | N | . | Coniglio Solar | BT Coniglio Solar LLC | 62680 | TX | WSC | TRE |  | 22 | 2 | NAICS-22 Non-Cogen | PV | SUN | SUN | ERCO | 867401 | 98078 | 2021
Vintage2020 | solar pv | TRUE | 62773 | N | . | BT Cooke Solar, LLC | Adapture Renewables, Inc. | 60496 | TX | WSC | TRE |  | 22 | 2 | NAICS-22 Non-Cogen | PV | SUN | SUN | ERCO | 1166169 | 131860 | 2021
Vintage2020 | solar pv | TRUE | 62774 | N | . | Kellam Solar | Kellam Solar, LLC | 62682 | TX | WSC | TRE |  | 22 | 2 | NAICS-22 Non-Cogen | PV | SUN | SUN | ERCO | 1118059 | 126420 | 2021
Vintage2018 | solar pv | TRUE | 62775 | N | . | Wildberry | Adapture Renewables, Inc. | 60496 | TN | ESC | SERC |  | 22 | 2 | NAICS-22 Non-Cogen | PV | SUN | SUN | TVA | 255769 | 28920 | 2021
Vintage2020 | solar pv | TRUE | 62776 | N | . | Crawfordsville Solar Park 4 | Indiana Municipal Power Agency | 9234 | IN | ENC | RFC |  | 22 | 1 | Electric Utility | PV | SUN | SUN | MISO | 37419 | 4231 | 2021
Vintage2018 | solar pv | TRUE | 62777 | N | . | Ulster County Solar | Ulster Solar LLC | 62684 | NY | MAT | NPCC |  | 22 | 2 | NAICS-22 Non-Cogen | PV | SUN | SUN | NYIS | 16503 | 1866 | 2021
Vintage2018 | solar pv | TRUE | 62778 | N | . | Hecate Energy Blair Road LLC | Hecate Energy Blair Road LLC | 62690 | FL | SAT | SERC |  | 22 | 2 | NAICS-22 Non-Cogen | PV | SUN | SUN | JEA | 56601 | 6400 | 2021
Vintage2019 | solar pv | TRUE | 62779 | N | . | Novel Martin Solar One LLC (McLeod) CSG | Novel Martin Solar One LLC | 62691 | MN | WNC | MRO |  | 22 | 2 | NAICS-22 Non-Cogen | PV | SUN | SUN | MISO | 15299 | 1730 | 2021
Vintage2021 | solar pv | TRUE | 62780 | N | . | Rappahannock Solar, LLC | Rappahannock Solar, LLC | 62694 | VA | SAT | SERC |  | 22 | 2 | NAICS-22 Non-Cogen | PV | SUN | SUN | PJM | 2017 | 228 | 2021
Vintage2021 | solar pv | TRUE | 62781 | N | . | 10 Briggs Solar NG, LLC (East) | NuGen Capital Management | 59254 | RI | NEW | NPCC |  | 22 | 2 | NAICS-22 Non-Cogen | PV | SUN | SUN | ISNE | 32246 | 3646 | 2021
Vintage2012 | onshore wind | FALSE | 62782 | N | . | Pembina Land Port of Entry Wind Turbine | General Services Administration - Region 8 | 62645 | ND | WNC | MRO |  | 921 | 4 | Commercial NAICS Non-Cogen | WT | WND | WND | MISO | 2846 | 322 | 2021
Vintage2018 | solar pv | TRUE | 62784 | N | . | Franklin Solar Site | Helios NY I, LLC | 62688 | NY | MAT | NPCC |  | 22 | 2 | NAICS-22 Non-Cogen | PV | SUN | SUN | NYIS | 18572 | 2100 | 2021
Vintage2018 | solar pv | TRUE | 62785 | N | . | Malone Solar Site | Helios NY I, LLC | 62688 | NY | MAT | NPCC |  | 22 | 2 | NAICS-22 Non-Cogen | PV | SUN | SUN | NYIS | 12160 | 1375 | 2021
Vintage2019 | solar pv | TRUE | 62786 | N | . | Thanksgiving Fire Solar Farm, LLC | Sol Systems | 61677 | NC | SAT | SERC |  | 22 | 2 | NAICS-22 Non-Cogen | PV | SUN | SUN | CPLE | 33997 | 3844 | 2021
Vintage2019 | solar pv | TRUE | 62788 | N | . | Sugarhill Road - Solitude Solar CSG | Standard Solar | 60531 | NY | MAT | NPCC |  | 22 | 2 | NAICS-22 Non-Cogen | PV | SUN | SUN | NYIS | 68373 | 7731 | 2021
Vintage2020 | solar pv | TRUE | 62790 | N | . | Tell City Solar Park | Indiana Municipal Power Agency | 9234 | IN | ENC | RFC |  | 22 | 1 | Electric Utility | PV | SUN | SUN | MISO | 52012 | 5881 | 2021
Vintage2020 | solar pv | TRUE | 62791 | N | . | Richmond Solar Park 4 | Indiana Municipal Power Agency | 9234 | IN | ENC | RFC |  | 22 | 1 | Electric Utility | PV | SUN | SUN | PJM | 116440 | 13166 | 2021
Vintage2019 | solar pv | TRUE | 62792 | N | . | DG AMP Solar Piqua Manier | DG AMP Solar, LLC | 60370 | OH | ENC | RFC |  | 22 | 2 | NAICS-22 Non-Cogen | PV | SUN | SUN | PJM | 194778 | 22024 | 2021
Vintage2020 | solar pv | TRUE | 62793 | N | . | Crawfordsville 5 Solar Park | Indiana Municipal Power Agency | 9234 | IN | ENC | RFC |  | 22 | 1 | Electric Utility | PV | SUN | SUN | MISO | 166788 | 18859 | 2021
Vintage2020 | solar pv | TRUE | 62794 | N | . | Centerville Solar Park | Indiana Municipal Power Agency | 9234 | IN | ENC | RFC |  | 22 | 1 | Electric Utility | PV | SUN | SUN | PJM | 18120 | 2049 | 2021
Vintage2019 | onshore wind | TRUE | 62795 | N | . | Ida Grove II | MidAmerican Energy Co | 12341 | IA | WNC | MRO |  | 22 | 1 | Electric Utility | WT | WND | WND | MISO | 7044792 | 796562 | 2021
Vintage2020 | solar pv | TRUE | 62798 | N | . | Fern Solar LLC | BayWa r.e. Solar Projects LLC | 59613 | NC | SAT | SERC |  | 22 | 2 | NAICS-22 Non-Cogen | PV | SUN | SUN | PJM | 2057963 | 232696 | 2021
Vintage2019 | solar pv | TRUE | 62799 | N | . | Winona Solar | Winona Solar I LLC | 62712 | MN | WNC | MRO |  | 22 | 2 | NAICS-22 Non-Cogen | PV | SUN | SUN | MISO | 10258 | 1160 | 2021
Vintage2019 | solar pv | TRUE | 62800 | N | . | Wabasha Solar | Wabasha Solar LLC | 62711 | MN | WNC | MRO |  | 22 | 2 | NAICS-22 Non-Cogen | PV | SUN | SUN | MISO | 12905 | 1459 | 2021
Vintage2021 | solar pv | TRUE | 62804 | N | . | Greasewood Solar | Concho Bluff LLC | 62705 | TX | WSC | TRE |  | 22 | 2 | NAICS-22 Non-Cogen | PV | SUN | SUN | ERCO | 4851277 | 548539 | 2021
Vintage2018 | solar pv | TRUE | 62805 | N | . | Bloomington Solar I | Adapture Renewables, Inc. | 60496 | UT | MTN | WECC |  | 22 | 2 | NAICS-22 Non-Cogen | PV | SUN | SUN | PACE | 36534 | 4131 | 2021
Vintage2020 | solar pv | TRUE | 62806 | N | . | Shelter Creek Condominiums Solar | Vista Solar, Inc. | 62701 | CA | PACC | WECC |  | 22 | 2 | NAICS-22 Non-Cogen | PV | SUN | SUN | CISO | 32574 | 3683 | 2021
Vintage2021 | onshore wind | TRUE | 62809 | N | . | BMP Wind (TX) | BMP Wind LLC | 62659 | TX | WSC | TRE |  | 22 | 2 | NAICS-22 Non-Cogen | WT | WND | WND | ERCO | 589143 | 66615 | 2021
Vintage2018 | solar pv | TRUE | 62810 | N | . | RIT Henrietta Solar 1, LLC | SolRiver Capital LLC | 64994 | NY | MAT | NPCC |  | 22 | 2 | NAICS-22 Non-Cogen | PV | SUN | SUN | NYIS | 20553 | 2324 | 2021
Vintage2020 | solar pv | TRUE | 62812 | N | . | Milford Solar 1 | Milford Solar I (NES) | 63440 | UT | MTN | WECC |  | 22 | 2 | NAICS-22 Non-Cogen | PV | SUN | SUN | PACE | 2367956 | 267747 | 2021
Vintage2020 | solar pv | TRUE | 62813 | N | . | Grasshopper Solar | Dominion Energy Inc | 5248 | VA | SAT | SERC |  | 22 | 1 | Electric Utility | PV | SUN | SUN | PJM | 1534529 | 173511 | 2021
Vintage2021 | solar pv | TRUE | 62814 | N | . | Sadler Solar | Dominion Energy Inc | 5248 | VA | SAT | SERC |  | 22 | 1 | Electric Utility | PV | SUN | SUN | PJM | 783486 | 88589.61 | 2021
| solar pv | FALSE | 62821 | N | . | Speedway Solar NC, LLC | Speedway Solar NC, LLC | 62717 | NC | SAT | SERC |  | 22 | 2 | NAICS-22 Non-Cogen | PV | SUN | SUN | DUK | 0 | 0 | 2021
| solar pv | FALSE | 62822 | N | . | Broad River Solar, LLC | Broad River Solar, LLC | 62718 | NC | SAT | SERC |  | 22 | 2 | NAICS-22 Non-Cogen | PV | SUN | SUN | DUK | 0 | 0 | 2021
Vintage2019 | solar pv | TRUE | 62824 | N | . | GSPP Devens, LLC | Green Street Power Partners | 62719 | MA | NEW | NPCC |  | 22 | 2 | NAICS-22 Non-Cogen | PV | SUN | SUN | ISNE | 26717 | 3021 | 2021
Vintage2019 | solar pv | TRUE | 62825 | N | . | GSPP Terrawatt Westfield LLC CSG | Green Street Power Partners | 62719 | MA | NEW | NPCC |  | 22 | 2 | NAICS-22 Non-Cogen | PV | SUN | SUN | ISNE | 50631 | 5725 | 2021
Vintage2019 | solar pv | TRUE | 62826 | N | . | GSPP Raynham TMLP, LLC CSG | Green Street Power Partners | 62719 | MA | NEW | NPCC |  | 22 | 2 | NAICS-22 Non-Cogen | PV | SUN | SUN | ISNE | 31866 | 3603 | 2021
Vintage2017 | solar pv | TRUE | 62827 | N | . | Ajax Solar, LLC (MA) | Green Street Power Partners | 62719 | MA | NEW | NPCC |  | 22 | 2 | NAICS-22 Non-Cogen | PV | SUN | SUN | ISNE | 39684 | 4487 | 2021
Vintage2020 | solar pv | TRUE | 62828 | N | . | TWE Bowman Solar Project | TWE Bowman Solar Project, LLC | 62828 | SC | SAT | SERC |  | 22 | 2 | NAICS-22 Non-Cogen | PV | SUN | SUN | SCEG | 1259563 | 142420 | 2021
Vintage2019 | solar pv | TRUE | 62829 | N | . | GSPP Held LLC CSG | Green Street Power Partners | 62719 | MN | WNC | MRO |  | 22 | 2 | NAICS-22 Non-Cogen | PV | SUN | SUN | MISO | 45255 | 5117 | 2021
Vintage2019 | solar pv | TRUE | 62830 | N | . | GSPP Imholte CSG | Green Street Power Partners | 62719 | MN | WNC | MRO |  | 22 | 2 | NAICS-22 Non-Cogen | PV | SUN | SUN | MISO | 16601 | 1877 | 2021
Vintage2020 | solar pv | TRUE | 62831 | N | . | Hickory Grove #1 | Hickory Grove #1 LLC | 62879 | NY | MAT | NPCC |  | 22 | 2 | NAICS-22 Non-Cogen | PV | SUN | SUN | NYIS | 25410 | 2873 | 2021
Vintage2020 | solar pv | TRUE | 62832 | N | . | Hickory Grove #2 | Hickory Grove #2 | 62880 | NY | MAT | NPCC |  | 22 | 2 | NAICS-22 Non-Cogen | PV | SUN | SUN | NYIS | 24631 | 2785 | 2021
Vintage2019 | solar pv | TRUE | 62833 | N | . | Hastings Community Solar Farm | City of Hastings - (NE) | 8245 | NE | WNC | MRO |  | 22 | 1 | Electric Utility | PV | SUN | SUN | SWPP | 30927 | 3497 | 2021
Vintage2019 | solar pv | TRUE | 62834 | N | . | Podunk Road CSG | NY Enfield I LLC | 63179 | NY | MAT | NPCC |  | 22 | 2 | NAICS-22 Non-Cogen | PV | SUN | SUN | NYIS | 27344 | 3092 | 2021
| other | FALSE | 62835 | N | . | Acushnet Ball Plant 2 | Acushnet | 63332 | MA | NEW | NPCC |  | 339 | 6 | Industrial NAICS Non-Cogen | BA | MWH | OTH | ISNE | 0 | -1 | 2021
Vintage2021 | onshore wind | TRUE | 62836 | N | . | Maryneal Windpower | Maryneal Windpower, LLC | 62721 | TX | WSC | TRE |  | 22 | 2 | NAICS-22 Non-Cogen | WT | WND | WND | ERCO | 1571907 | 177737 | 2021
Vintage2021 | onshore wind | TRUE | 62837 | N | . | Frontier Windpower II | Frontier Windpower II, LLC | 62720 | OK | WSC | MRO |  | 22 | 2 | NAICS-22 Non-Cogen | WT | WND | WND | SWPP | 4762362 | 538485 | 2021
| other | FALSE | 62839 | N | . | 98th Street Battery Storage Station | Consolidated Edison Co-NY Inc | 4226 | NY | MAT | NPCC |  | 22 | 1 | Electric Utility | BA | MWH | OTH | NYIS | 0 | 80 | 2021
Vintage2020 | onshore wind | TRUE | 62840 | N | . | Mountain Breeze Wind, LLC | Leeward Asset Management, LLC | 50123 | CO | MTN | WECC |  | 22 | 2 | NAICS-22 Non-Cogen | WT | WND | WND | PSCO | 5196097 | 587528 | 2021
Vintage2013 | solar pv | TRUE | 62842 | N | . | Nextsun Energy Littleton | Greenbacker Renewable Energy Corporation | 60025 | MA | NEW | NPCC |  | 22 | 2 | NAICS-22 Non-Cogen | PV | SUN | SUN | ISNE | 47402 | 5360 | 2021
Vintage2018 | solar pv | TRUE | 62843 | N | . | Garnet Solar (NY) | AEP Onsite Partners, LLC | 60571 | NY | MAT | NPCC |  | 22 | 2 | NAICS-22 Non-Cogen | PV | SUN | SUN | NYIS | 21880 | 2474 | 2021
Vintage2020 | solar pv | TRUE | 62845 | N | . | ENGIE Long Draw Solar LLC | Engie North America | 56201 | TX | WSC | TRE |  | 22 | 2 | NAICS-22 Non-Cogen | PV | SUN | SUN | ERCO | 4675000 | 528607 | 2021
Vintage2019 | solar pv | TRUE | 62847 | N | . | Fennimore Solar | Butter Solar, LLC | 62662 | WI | ENC | MRO |  | 22 | 2 | NAICS-22 Non-Cogen | PV | SUN | SUN | MISO | 37085 | 4193 | 2021
Vintage2019 | solar pv | TRUE | 62848 | N | . | New Lisbon Solar | Butter Solar, LLC | 62662 | WI | ENC | MRO |  | 22 | 2 | NAICS-22 Non-Cogen | PV | SUN | SUN | MISO | 33174 | 3751 | 2021
Vintage2019 | solar pv | TRUE | 62849 | N | . | Cumberland Solar | Butter Solar, LLC | 62662 | WI | ENC | MRO |  | 22 | 2 | NAICS-22 Non-Cogen | PV | SUN | SUN | MISO | 39338 | 4448 | 2021
Vintage2021 | onshore wind | TRUE | 62855 | N | . | West Raymond Wind Farm LLC | RWE Renewables Americas LLC | 56215 | TX | WSC | TRE |  | 22 | 2 | NAICS-22 Non-Cogen | WT | WND | WND | ERCO | 1340565 | 151579 | 2021
| other | FALSE | 62856 | N | . | Marengo Battery Storage LLC | Marengo Battery Storage LLC | 62707 | IL | ENC | RFC |  | 22 | 2 | NAICS-22 Non-Cogen | BA | MWH | OTH | PJM | 0 | -4423 | 2021
Vintage2021 | onshore wind | TRUE | 62857 | N | . | RoxWind | RoxWind LLC | 62743 | ME | NEW | NPCC |  | 22 | 2 | NAICS-22 Non-Cogen | WT | WND | WND | ISNE | 33165 | 3750 | 2021
Vintage2019 | solar pv | TRUE | 62858 | N | . | Cashton Solar | Butter Solar, LLC | 62662 | WI | ENC | MRO |  | 22 | 2 | NAICS-22 Non-Cogen | PV | SUN | SUN | MISO | 25444 | 2877 | 2021
Vintage2009 | biomass | TRUE | 62859 | N | . | Coventry Clean Energy Corporation | Washington Electric Coop - (VT) | 20151 | VT | NEW | NPCC |  | 22 | 1 | Electric Utility | IC | LFG | MLG | ISNE | 565764 | 53646 | 2021
Vintage2020 | solar pv | TRUE | 62860 | N | . | Chambers Road Solar | Chambers Road Solar LLC | 62881 | NY | MAT | NPCC |  | 22 | 2 | NAICS-22 Non-Cogen | PV | SUN | SUN | NYIS | 53498 | 6049 | 2021
Vintage2019 | solar pv | TRUE | 62861 | N | . | Forest City Solar | Butter Solar, LLC | 62662 | IA | WNC | MRO |  | 22 | 2 | NAICS-22 Non-Cogen | PV | SUN | SUN | MISO | 48139 | 5443 | 2021
Vintage2019 | solar pv | TRUE | 62868 | N | . | Elroy Solar | Butter Solar, LLC | 62662 | WI | ENC | MRO |  | 22 | 2 | NAICS-22 Non-Cogen | PV | SUN | SUN | MISO | 20343 | 2300 | 2021
Vintage2019 | solar pv | TRUE | 62869 | N | . | St. Charles Solar | Butter Solar, LLC | 62662 | MN | WNC | MRO |  | 22 | 2 | NAICS-22 Non-Cogen | PV | SUN | SUN | MISO | 30875 | 3491 | 2021
Vintage2019 | solar pv | TRUE | 62870 | N | . | Gardner - Otter River Road | Otter River Road Solar LLC | 62739 | MA | NEW | NPCC |  | 22 | 2 | NAICS-22 Non-Cogen | PV | SUN | SUN | ISNE | 34846 | 3940 | 2021
Vintage2020 | onshore wind | TRUE | 62871 | N | . | Boiling Springs Wind Farm | RWE Renewables Americas LLC | 56215 | OK | WSC | MRO |  | 22 | 2 | NAICS-22 Non-Cogen | WT | WND | WND | SWPP | 4227602 | 478019 | 2021
Vintage2019 | biomass | TRUE | 62873 | Y | . | Carolina Poultry Power Farmville | Carolina Poultry Power | 62749 | NC | SAT | SERC |  | 22 | 3 | NAICS-22 Cogen | ST | AB | ORW | SEPA | 72822 | 3560 | 2021
Vintage2019 | solar pv | FALSE | 62876 | N | . | Amazon Maryland DCA1 | Westbound Solar LLC | 62715 | MD | SAT | RFC |  | 441 | 4 | Commercial NAICS Non-Cogen | PV | SUN | SUN | PJM | 4670 | 528 | 2021
Vintage2019 | solar pv | FALSE | 62877 | N | . | Amazon Denver DEN3 | Westbound Solar LLC | 62715 | CO | MTN | WECC |  | 441 | 4 | Commercial NAICS Non-Cogen | PV | SUN | SUN | PSCO | 5554 | 628 | 2021
Vintage2019 | solar pv | TRUE | 62878 | N | . | McCleskey Cotton | Westbound Solar LLC | 62715 | GA | SAT | SERC |  | 22 | 2 | NAICS-22 Non-Cogen | PV | SUN | SUN | SOCO | 33190 | 3753 | 2021
Vintage2018 | solar pv | TRUE | 62879 | N | . | Columbia Bryson | Westbound Solar LLC | 62715 | GA | SAT | SERC |  | 22 | 2 | NAICS-22 Non-Cogen | PV | SUN | SUN | SOCO | 23975 | 2711 | 2021
Vintage2019 | solar pv | TRUE | 62880 | N | . | Bibb Jones | Westbound Solar LLC | 62715 | GA | SAT | SERC |  | 22 | 2 | NAICS-22 Non-Cogen | PV | SUN | SUN | SOCO | 13203 | 1493 | 2021
Vintage2019 | solar pv | TRUE | 62881 | N | . | Muscogee Public Works | Westbound Solar LLC | 62715 | GA | SAT | SERC |  | 22 | 2 | NAICS-22 Non-Cogen | PV | SUN | SUN | SOCO | 22553 | 2550 | 2021
Vintage2019 | solar pv | TRUE | 62882 | N | . | Oil Dri 2 Solar | Westbound Solar LLC | 62715 | GA | SAT | SERC |  | 22 | 2 | NAICS-22 Non-Cogen | PV | SUN | SUN | SOCO | 22657 | 2562 | 2021
Vintage2018 | solar pv | TRUE | 62883 | N | . | Telfair Thompson | Westbound Solar LLC | 62715 | GA | SAT | SERC |  | 22 | 2 | NAICS-22 Non-Cogen | PV | SUN | SUN | SOCO | 37047 | 4189 | 2021
Vintage2018 | solar pv | TRUE | 62884 | N | . | Richmond Hayes Solar | Westbound Solar LLC | 62715 | GA | SAT | SERC |  | 22 | 2 | NAICS-22 Non-Cogen | PV | SUN | SUN | SOCO | 27576 | 3118 | 2021
Vintage2019 | solar pv | TRUE | 62885 | N | . | Troup RC50 | Westbound Solar LLC | 62715 | GA | SAT | SERC |  | 22 | 2 | NAICS-22 Non-Cogen | PV | SUN | SUN | SOCO | 38100 | 4308 | 2021
Vintage2019 | solar pv | TRUE | 62886 | N | . | Wilkinson DeFore | Westbound Solar LLC | 62715 | GA | SAT | SERC |  | 22 | 2 | NAICS-22 Non-Cogen | PV | SUN | SUN | SOCO | 40133 | 4538 | 2021
Vintage2019 | solar pv | TRUE | 62887 | N | . | Freeman Avenue | Westbound Solar LLC | 62715 | GA | SAT | SERC |  | 22 | 2 | NAICS-22 Non-Cogen | PV | SUN | SUN | SOCO | 25824 | 2920 | 2021
Vintage2019 | solar pv | TRUE | 62890 | N | . | GSPP Boxborough Littleton (MA) | GSPP Boxborough Littleton, LLC | 62762 | MA | NEW | NPCC |  | 22 | 2 | NAICS-22 Non-Cogen | PV | SUN | SUN | ISNE | 47465 | 5367 | 2021
Vintage2020 | onshore wind | TRUE | 62891 | N | . | Rosewater Wind Farm | Rosewater Wind Farm LLC | 62761 | IN | ENC | RFC |  | 22 | 2 | NAICS-22 Non-Cogen | WT | WND | WND | MISO | 2801655 | 316786 | 2021
Vintage2021 | solar pv | TRUE | 62893 | N | . | Prairie Wolf Solar LLC | National Grid Renewables | 62759 | IL | ENC | SERC |  | 22 | 2 | NAICS-22 Non-Cogen | PV | SUN | SUN | MISO | 277347 | 31360 | 2021
Vintage2019 | onshore wind | TRUE | 62897 | N | . | Holiday Hill Community Wind | Greenbacker Renewable Energy Corporation | 60025 | MA | NEW | NPCC |  | 22 | 2 | NAICS-22 Non-Cogen | WT | WND | WND | ISNE | 98998 | 11194 | 2021
Vintage2020 | solar pv | TRUE | 62898 | N | . | Town of Burrillville Solar CSG | Standard Solar | 60531 | RI | NEW | NPCC |  | 22 | 2 | NAICS-22 Non-Cogen | PV | SUN | SUN | ISNE | 38136 | 4312 | 2021
Vintage2020 | solar pv | TRUE | 62899 | N | . | East Line Solar | AES Distributed Energy | 61012 | AZ | MTN | WECC |  | 22 | 2 | NAICS-22 Non-Cogen | PV | SUN | SUN | SRP | 2411617 | 272684 | 2021
Vintage2019 | solar pv | TRUE | 62900 | N | . | Somerville Solar | Somerville Solar, LLC | 62766 | TN | ESC | SERC |  | 22 | 2 | NAICS-22 Non-Cogen | PV | SUN | SUN | TVA | 31264 | 3535 | 2021
Vintage2014 | natural gas peaker | FALSE | 62901 | Y | . | Phoenix Contact - CCHP Plant | Phoenix Contact Services, Inc | 62767 | PA | MAT | RFC |  | 339 | 7 | Industrial NAICS Cogen | GT | NG | NG | PJM | 75109 | 6406 | 2021
Vintage2020 | solar pv | TRUE | 62902 | N | . | Windsor Floating Solar | CA ODEVI LLC | 62772 | CA | PACC | WECC |  | 22 | 2 | NAICS-22 Non-Cogen | PV | SUN | SUN | CISO | 24057 | 2720 | 2021
Vintage2016 | solar pv | TRUE | 62903 | N | . | NorthPark Solar | Altus Power America Management, LLC | 60281 | NJ | MAT | RFC |  | 22 | 2 | NAICS-22 Non-Cogen | PV | SUN | SUN | PJM | 138965 | 15713 | 2021
Vintage2015 | solar pv | TRUE | 62904 | N | . | Milhurst Solar | Altus Power America Management, LLC | 60281 | NJ | MAT | RFC |  | 22 | 2 | NAICS-22 Non-Cogen | PV | SUN | SUN | PJM | 19555 | 2211 | 2021
Vintage2016 | solar pv | TRUE | 62905 | N | . | Day Four Solar LLC | Altus Power America Management, LLC | 60281 | NJ | MAT | RFC |  | 22 | 2 | NAICS-22 Non-Cogen | PV | SUN | SUN | PJM | 68382 | 7732 | 2021
Vintage2016 | solar pv | TRUE | 62906 | N | . | Augusta Solar Farm | Altus Power America Management, LLC | 60281 | NJ | MAT | RFC |  | 22 | 2 | NAICS-22 Non-Cogen | PV | SUN | SUN | PJM | 37648 | 4257 | 2021
| other | FALSE | 62907 | N | . | Hinesburg | Viridity Energy Solutions, Inc. | 61522 | VT | NEW | NPCC |  | 22 | 2 | NAICS-22 Non-Cogen | BA | MWH | OTH | ISNE | 0 | -323 | 2021
| other | FALSE | 62908 | N | . | Anoka BESS | Gopher Energy Storage, LLC | 62731 | MN | WNC | MRO |  | 22 | 2 | NAICS-22 Non-Cogen | BA | MWH | OTH | MISO | 0 | -398 | 2021
Vintage2021 | onshore wind | TRUE | 62909 | N | . | Raymond Wind Farm, LLC | RWE Renewables Americas LLC | 56215 | TX | WSC | TRE |  | 22 | 2 | NAICS-22 Non-Cogen | WT | WND | WND | ERCO | 2747107 | 310618 | 2021
Vintage2018 | solar pv | TRUE | 62910 | N | . | MNCPPC Germantown Solar | Standard Solar | 60531 | MD | SAT | SERC |  | 22 | 2 | NAICS-22 Non-Cogen | PV | SUN | SUN | PJM | 9827 | 1111 | 2021
Vintage2018 | solar pv | TRUE | 62911 | N | . | Kearsarge Gill | Kearsarge Gill LLC | 62773 | MA | NEW | NPCC |  | 22 | 2 | NAICS-22 Non-Cogen | PV | SUN | SUN | ISNE | 27673 | 3129 | 2021
Vintage2020 | solar pv | TRUE | 62912 | N | . | Solar Hagerstown | Greenbacker Renewable Energy Corporation | 60025 | MD | SAT | RFC |  | 22 | 2 | NAICS-22 Non-Cogen | PV | SUN | SUN | PJM | 161950 | 18312 | 2021
Vintage2020 | solar pv | TRUE | 62914 | N | . | Nassau Solar Center | Florida Power & Light Co | 6452 | FL | SAT | SERC |  | 22 | 1 | Electric Utility | PV | SUN | SUN | FPL | 1261383 | 142626 | 2021
Vintage2021 | solar pv | TRUE | 62915 | N | . | Magnolia Springs Solar Center | Florida Power & Light Co | 6452 | FL | SAT | SERC |  | 22 | 1 | Electric Utility | PV | SUN | SUN | FPL | 1045166 | 118178 | 2021
Vintage2020 | solar pv | TRUE | 62916 | N | . | Trailside Solar Center | Florida Power & Light Co | 6452 | FL | SAT | SERC |  | 22 | 1 | Electric Utility | PV | SUN | SUN | FPL | 1330218 | 150409 | 2021
Vintage2021 | solar pv | TRUE | 62917 | N | . | Rodeo Solar Center | Florida Power & Light Co | 6452 | FL | SAT | SERC |  | 22 | 1 | Electric Utility | PV | SUN | SUN | FPL | 1100963 | 124487 | 2021
Vintage2021 | solar pv | TRUE | 62919 | N | . | Orange Blossom Solar Center | Florida Power & Light Co | 6452 | FL | SAT | SERC |  | 22 | 1 | Electric Utility | PV | SUN | SUN | FPL | 891899 | 100848 | 2021
Vintage2009 | natural gas peaker | TRUE | 62920 | Y | . | Burrstone Energy Center | Burrstone Energy Center | 62777 | NY | MAT | NPCC |  | 22 | 3 | NAICS-22 Cogen | IC | NG | NG | NYIS | 227557 | 20008 | 2021
Vintage2021 | solar pv | TRUE | 62921 | N | . | Palm Bay Solar | Florida Power & Light Co | 6452 | FL | SAT | SERC |  | 22 | 1 | Electric Utility | PV | SUN | SUN | FPL | 1120764 | 126726 | 2021
Vintage2020 | solar pv | TRUE | 62922 | N | . | Lakeside Solar Center | Florida Power & Light Co | 6452 | FL | SAT | SERC |  | 22 | 1 | Electric Utility | PV | SUN | SUN | FPL | 1397299 | 157994 | 2021
Vintage2020 | solar pv | TRUE | 62923 | N | . | Union Springs Solar Center | Florida Power & Light Co | 6452 | FL | SAT | SERC |  | 22 | 1 | Electric Utility | PV | SUN | SUN | FPL | 1293912 | 146304 | 2021
Vintage2021 | solar pv | TRUE | 62924 | N | . | Pelican Solar Center | Florida Power & Light Co | 6452 | FL | SAT | SERC |  | 22 | 1 | Electric Utility | PV | SUN | SUN | FPL | 1211539 | 136990 | 2021
Vintage2020 | solar pv | TRUE | 62925 | N | . | Egret Solar Center | Florida Power & Light Co | 6452 | FL | SAT | SERC |  | 22 | 1 | Electric Utility | PV | SUN | SUN | FPL | 1316927 | 148906 | 2021
Vintage2019 | solar pv | TRUE | 62931 | N | . | City of Pratt Solar | Kenyon Energy KS Solar 1 LLC | 62784 | KS | WNC | MRO |  | 22 | 2 | NAICS-22 Non-Cogen | PV | SUN | SUN | SWPP | 101415 | 11467 | 2021
Vintage2020 | solar pv | TRUE | 62932 | N | . | Oberon IB | Oberon Solar IB | 62789 | TX | WSC | TRE |  | 22 | 2 | NAICS-22 Non-Cogen | PV | SUN | SUN | ERCO | 558479 | 63148 | 2021
Vintage2020 | solar pv | TRUE | 62933 | N | . | Oberon IA | Oberon Solar IA | 62788 | TX | WSC | TRE |  | 22 | 2 | NAICS-22 Non-Cogen | PV | SUN | SUN | ERCO | 2986458 | 337682 | 2021
Vintage2020 | onshore wind | TRUE | 62935 | N | . | Orchard Windfarm 1, LLC | Orchard Windfarm, LLC | 62758 | OR | PACC | WECC |  | 22 | 2 | NAICS-22 Non-Cogen | WT | WND | WND | PACW | 133102 | 15050 | 2021
Vintage2020 | onshore wind | TRUE | 62936 | N | . | Rattlesnake Flat | Rattlesnake Flat, LLC | 62778 | WA | PACC | WECC |  | 22 | 2 | NAICS-22 Non-Cogen | WT | WND | WND | AVA | 3771984 | 426502 | 2021
| other | FALSE | 62937 | N | . | Athens BESS | Gopher Energy Storage, LLC | 62731 | MN | WNC | MRO |  | 22 | 2 | NAICS-22 Non-Cogen | BA | MWH | OTH | MISO | 0 | -367 | 2021
Vintage2019 | onshore wind | TRUE | 62938 | N | . | Glen Ullin Energy Center | Allete Clean Energy | 59496 | ND | WNC | MRO |  | 22 | 2 | NAICS-22 Non-Cogen | WT | WND | WND | MISO | 3520468 | 398063 | 2021
Vintage2020 | onshore wind | TRUE | 62939 | N | . | South Peak Wind | Allete Clean Energy | 59496 | MT | MTN | WECC |  | 22 | 2 | NAICS-22 Non-Cogen | WT | WND | WND | NWMT | 2596006 | 293533 | 2021
Vintage2017 | solar pv | TRUE | 62940 | N | . | Starratt Solar | C2 Starratt Solar LLC | 62764 | FL | SAT | SERC |  | 22 | 2 | NAICS-22 Non-Cogen | PV | SUN | SUN | JEA | 76827 | 8687 | 2021
Vintage2020 | solar pv | TRUE | 62941 | N | . | DG AMP Rittman Rd | DG AMP Solar, LLC | 60370 | OH | ENC | RFC |  | 22 | 2 | NAICS-22 Non-Cogen | PV | SUN | SUN | PJM | 32263 | 3648 | 2021
Vintage2019 | solar pv | TRUE | 62942 | N | . | DG AMP 1048 Wadsworth | DG AMP Solar, LLC | 60370 | OH | ENC | RFC |  | 22 | 2 | NAICS-22 Non-Cogen | PV | SUN | SUN | PJM | 88111 | 9963 | 2021
Vintage2021 | onshore wind | TRUE | 62943 | N | . | Deuel Harvest Wind Energy LLC | Southern Power Co | 17650 | SD | WNC | MRO |  | 22 | 2 | NAICS-22 Non-Cogen | WT | WND | WND | MISO | 7852912 | 887937 | 2021
Vintage2020 | onshore wind | TRUE | 62944 | N | . | Timber Road IV | Paulding Wind Farm IV LLC | 62796 | OH | ENC | RFC |  | 22 | 2 | NAICS-22 Non-Cogen | WT | WND | WND | PJM | 3339387 | 377588 | 2021
Vintage2016 | solar pv | TRUE | 62946 | N | . | Dickinson Solar | Dickinson Solar, LLC | 62795 | PA | MAT | RFC |  | 22 | 2 | NAICS-22 Non-Cogen | PV | SUN | SUN | PJM | 40593 | 4590 | 2021
Vintage2020 | solar pv | TRUE | 62948 | N | . | NASA Wallops Flight Facility Solar | Ameresco Federal Solutions | 60146 | VA | SAT | SERC |  | 22 | 2 | NAICS-22 Non-Cogen | PV | SUN | SUN | PJM | 49562 | 5604 | 2021
Vintage2021 | solar pv | TRUE | 62950 | N | . | Bluestone Solar | Bluestone Farm Solar, LLC | 62805 | VA | SAT | SERC |  | 22 | 2 | NAICS-22 Non-Cogen | PV | SUN | SUN | PJM | 617657 | 69839 | 2021
Vintage2021 | solar pv | TRUE | 62951 | N | . | Hawtree Solar | Hawtree Creek Farm Solar, LLC | 62807 | NC | SAT | SERC |  | 22 | 2 | NAICS-22 Non-Cogen | PV | SUN | SUN | PJM | 216041 | 24428 | 2021
Vintage2020 | onshore wind | TRUE | 62952 | N | . | Cheyenne Ridge Wind Farm | Public Service Co of Colorado | 15466 | CO | MTN | WECC |  | 22 | 1 | Electric Utility | WT | WND | WND | PSCO | 16271694 | 1839857 | 2021
Vintage2019 | solar pv | TRUE | 62953 | N | . | Griffin Solar | Sol Systems | 61677 | TX | WSC | TRE |  | 22 | 2 | NAICS-22 Non-Cogen | PV | SUN | SUN | ERCO | 78986 | 8931 | 2021
Vintage2021 | solar pv | TRUE | 62955 | N | . | Badger Hollow I | Wisconsin Public Service Corp | 20860 | WI | ENC | MRO |  | 22 | 1 | Electric Utility | PV | SUN | SUN | MISO | 72954 | 8249 | 2021
Vintage2020 | solar pv | TRUE | 62957 | N | . | DG Iron Mountain | DG Edison New Jersey LLC | 62800 | NJ | MAT | RFC |  | 22 | 2 | NAICS-22 Non-Cogen | PV | SUN | SUN | PJM | 62863 | 7108 | 2021
Vintage2020 | solar pv | TRUE | 62958 | N | . | DG Infineum | DG Linden New Jersey LLC | 62801 | NJ | MAT | RFC |  | 22 | 2 | NAICS-22 Non-Cogen | PV | SUN | SUN | PJM | 25038 | 2831 | 2021
Vintage2021 | solar pv | TRUE | 62959 | N | . | Whitehorn Solar | Whitehorn Solar, LLC | 62808 | VA | SAT | SERC |  | 22 | 2 | NAICS-22 Non-Cogen | PV | SUN | SUN | PJM | 133447 | 15089 | 2021
Vintage2019 | solar pv | TRUE | 62960 | N | . | Kimberly-Clark Solar | DG Georgia Solar II, LLC | 62817 | GA | SAT | SERC |  | 22 | 2 | NAICS-22 Non-Cogen | PV | SUN | SUN | SOCO | 33483 | 3786 | 2021
Vintage2019 | solar pv | TRUE | 62961 | N | . | Novel Brooten Solar CSG | Novel Brooten Solar LLC | 62829 | MN | WNC | MRO |  | 22 | 2 | NAICS-22 Non-Cogen | PV | SUN | SUN | MISO | 15717 | 1777 | 2021
Vintage2019 | solar pv | TRUE | 62962 | N | . | Novel Reber Solar CSG | REA Investments, LLC | 63359 | MN | WNC | MRO |  | 22 | 2 | NAICS-22 Non-Cogen | PV | SUN | SUN | MISO | 17299 | 1956 | 2021
Vintage2019 | solar pv | TRUE | 62963 | N | . | Novel Historical Society Solar CSG | REA Investments, LLC | 63359 | MN | WNC | MRO |  | 22 | 2 | NAICS-22 Non-Cogen | PV | SUN | SUN | MISO | 14220 | 1608 | 2021
Vintage2020 | solar pv | TRUE | 62966 | N | . | Novel Herber Solar CSG | Novel Herber Solar LLC | 62832 | MN | WNC | MRO |  | 22 | 2 | NAICS-22 Non-Cogen | PV | SUN | SUN | MISO | 17299 | 1956 | 2021
Vintage2020 | solar pv | TRUE | 62967 | N | . | Novel Herickhoff Solar CSG | Novel Herickhoff Solar LLC | 62833 | MN | WNC | MRO |  | 22 | 2 | NAICS-22 Non-Cogen | PV | SUN | SUN | MISO | 17945 | 2029 | 2021
| other | FALSE | 62969 | N | . | Syncarpha Puddon I Hybrid CSG | Syncarpha Puddon I, LLC | 62826 | MA | NEW | NPCC |  | 22 | 2 | NAICS-22 Non-Cogen | BA | MWH | OTH | ISNE | 0 | -18 | 2021
Vintage2021 | solar pv | TRUE | 62969 | N | . | Syncarpha Puddon I Hybrid CSG | Syncarpha Puddon I, LLC | 62826 | MA | NEW | NPCC |  | 22 | 2 | NAICS-22 Non-Cogen | PV | SUN | SUN | ISNE | 61191 | 6919 | 2021
| other | FALSE | 62970 | N | . | Syncarpha Puddon II Hybrid CSG | Syncarpha Puddon II, LLC | 62827 | MA | NEW | NPCC |  | 22 | 2 | NAICS-22 Non-Cogen | BA | MWH | OTH | ISNE | 0 | -24 | 2021
Vintage2021 | solar pv | TRUE | 62970 | N | . | Syncarpha Puddon II Hybrid CSG | Syncarpha Puddon II, LLC | 62827 | MA | NEW | NPCC |  | 22 | 2 | NAICS-22 Non-Cogen | PV | SUN | SUN | ISNE | 57309 | 6480 | 2021
| other | FALSE | 62972 | N | . | Syncarpha Leicester Hybrid CSG | Syncarpha Leicester, LLC | 62814 | MA | NEW | NPCC |  | 22 | 2 | NAICS-22 Non-Cogen | BA | MWH | OTH | ISNE | 0 | -2 | 2021
Vintage2021 | solar pv | TRUE | 62972 | N | . | Syncarpha Leicester Hybrid CSG | Syncarpha Leicester, LLC | 62814 | MA | NEW | NPCC |  | 22 | 2 | NAICS-22 Non-Cogen | PV | SUN | SUN | ISNE | 10347 | 1170 | 2021
| other | FALSE | 62973 | N | . | Syncarpha Halifax Hybrid CSG | Syncarpha Halifax, LLC | 62819 | MA | NEW | NPCC |  | 22 | 2 | NAICS-22 Non-Cogen | BA | MWH | OTH | ISNE | 0 | -14 | 2021
Vintage2020 | solar pv | TRUE | 62973 | N | . | Syncarpha Halifax Hybrid CSG | Syncarpha Halifax, LLC | 62819 | MA | NEW | NPCC |  | 22 | 2 | NAICS-22 Non-Cogen | PV | SUN | SUN | ISNE | 24462 | 2766 | 2021
| other | FALSE | 62975 | N | . | Syncarpha Blandford Hybrid CSG | Syncarpha Blandford, LLC | 62822 | MA | NEW | NPCC |  | 22 | 2 | NAICS-22 Non-Cogen | BA | MWH | OTH | ISNE | 0 | -122 | 2021
Vintage2019 | solar pv | TRUE | 62975 | N | . | Syncarpha Blandford Hybrid CSG | Syncarpha Blandford, LLC | 62822 | MA | NEW | NPCC |  | 22 | 2 | NAICS-22 Non-Cogen | PV | SUN | SUN | ISNE | 71035 | 8032 | 2021
| other | FALSE | 62976 | N | . | Syncarpha Northampton Hybrid CSG | Syncarpha Northampton, LLC | 62821 | MA | NEW | NPCC |  | 22 | 2 | NAICS-22 Non-Cogen | BA | MWH | OTH | ISNE | 0 | -12 | 2021
Vintage2020 | solar pv | TRUE | 62976 | N | . | Syncarpha Northampton Hybrid CSG | Syncarpha Northampton, LLC | 62821 | MA | NEW | NPCC |  | 22 | 2 | NAICS-22 Non-Cogen | PV | SUN | SUN | ISNE | 37293 | 4217 | 2021
Vintage2021 | solar pv | TRUE | 62977 | N | . | Syncarpha Northbridge I Hybrid(CSG) | Syncarpha Northbridge I, LLC | 62824 | MA | NEW | NPCC |  | 22 | 2 | NAICS-22 Non-Cogen | PV | SUN | SUN | ISNE | 53 | 6 | 2021
| other | FALSE | 62978 | N | . | Syncarpha Northbridge II Hybrid CSG | Syncarpha Northbridge II, LLC | 62825 | MA | NEW | NPCC |  | 22 | 2 | NAICS-22 Non-Cogen | BA | MWH | OTH | ISNE | 0 | -39 | 2021
Vintage2021 | solar pv | TRUE | 62978 | N | . | Syncarpha Northbridge II Hybrid CSG | Syncarpha Northbridge II, LLC | 62825 | MA | NEW | NPCC |  | 22 | 2 | NAICS-22 Non-Cogen | PV | SUN | SUN | ISNE | 50365 | 5695 | 2021
Vintage2020 | solar pv | TRUE | 62979 | N | . | Novel DeCook Solar CSG | Novel DeCook Solar LLC | 62837 | MN | WNC | MRO |  | 22 | 2 | NAICS-22 Non-Cogen | PV | SUN | SUN | MISO | 16556 | 1872 | 2021
Vintage2019 | solar pv | TRUE | 62980 | N | . | Turquoise Liberty Solar | Liberty Utilities (CalPeco Electric) LLC | 57222 | NV | MTN | WECC |  | 22 | 1 | Electric Utility | PV | SUN | SUN | NEVP | 196540 | 22223 | 2021
| other | FALSE | 62981 | N | . | East Pulaski BESS | National Grid | 56404 | NY | MAT | NPCC |  | 22 | 1 | Electric Utility | BA | MWH | OTH | NYIS | 0 | -187 | 2021
Vintage2020 | solar pv | TRUE | 62982 | N | . | Novel Schmoll Farms Solar CSG | Novel Schmoll Farms Solar LLC | 62846 | MN | WNC | MRO |  | 22 | 2 | NAICS-22 Non-Cogen | PV | SUN | SUN | MISO | 15989 | 1808 | 2021
Vintage2020 | solar pv | TRUE | 62983 | N | . | Novel Pederson Solar CSG | Novel Pederson Solar LLC | 62847 | MN | WNC | MRO |  | 22 | 2 | NAICS-22 Non-Cogen | PV | SUN | SUN | MISO | 16140 | 1825 | 2021
Vintage2020 | solar pv | TRUE | 62984 | N | . | Novel Jewison Solar CSG | Novel Jewison Solar LLC | 62848 | MN | WNC | MRO |  | 22 | 2 | NAICS-22 Non-Cogen | PV | SUN | SUN | MISO | 9029 | 1021 | 2021
Vintage2020 | solar pv | TRUE | 62985 | N | . | Novel Byron Solar CSG | Novel Byron Solar LLC | 62849 | MN | WNC | MRO |  | 22 | 2 | NAICS-22 Non-Cogen | PV | SUN | SUN | MISO | 13601 | 1538 | 2021
Vintage2020 | solar pv | TRUE | 62986 | N | . | Novel Kanewischer Solar CSG | Novel Kanewischer Solar LLC | 62850 | MN | WNC | MRO |  | 22 | 2 | NAICS-22 Non-Cogen | PV | SUN | SUN | MISO | 16140 | 1825 | 2021
Vintage2018 | solar pv | FALSE | 62987 | N | . | Grossmont HS Solar Project | Goldman Sachs Renewable Power LLC | 61944 | CA | PACC | WECC |  | 611 | 4 | Commercial NAICS Non-Cogen | PV | SUN | SUN | CISO | 19423 | 2196 | 2021
Vintage2020 | solar pv | TRUE | 62988 | N | . | Wildflower Solar 1 | Lightsource Renewable Energy Asset Management, LLC | 62842 | CA | PACC | WECC |  | 22 | 2 | NAICS-22 Non-Cogen | PV | SUN | SUN | BANC | 270165 | 30548 | 2021
Vintage2019 | solar pv | TRUE | 62989 | N | . | Whitetail Solar 1 | Lightsource Renewable Energy Asset Management, LLC | 62842 | PA | MAT | RFC |  | 22 | 2 | NAICS-22 Non-Cogen | PV | SUN | SUN | PJM | 215159 | 24328 | 2021
Vintage2020 | solar pv | TRUE | 62990 | N | . | Whitetail Solar 2 | Lightsource Renewable Energy Asset Management, LLC | 62842 | PA | MAT | RFC |  | 22 | 2 | NAICS-22 Non-Cogen | PV | SUN | SUN | PJM | 324514 | 36693 | 2021
Vintage2020 | solar pv | TRUE | 62991 | N | . | Whitetail Solar 3 | Lightsource Renewable Energy Asset Management, LLC | 62842 | PA | MAT | RFC |  | 22 | 2 | NAICS-22 Non-Cogen | PV | SUN | SUN | PJM | 296991 | 33581 | 2021
Vintage2020 | solar pv | TRUE | 62992 | N | . | Goose Pond Solar | LSE Dorado, LLC | 62838 | MA | NEW | NPCC |  | 22 | 2 | NAICS-22 Non-Cogen | PV | SUN | SUN | ISNE | 61245 | 6925 | 2021
Vintage2020 | solar pv | TRUE | 62993 | N | . | Johnson Corner Solar 1 | Lightsource Renewable Energy Asset Management, LLC | 62842 | KS | WNC | MRO |  | 22 | 2 | NAICS-22 Non-Cogen | PV | SUN | SUN | SWPP | 377223 | 42653 | 2021
Vintage2019 | solar pv | TRUE | 62994 | N | . | Bluewater CDEC 1 | Lightsource Renewable Energy Asset Management, LLC | 62842 | NM | MTN | WECC |  | 22 | 2 | NAICS-22 Non-Cogen | PV | SUN | SUN | PNM | 59529 | 6731 | 2021
Vintage2019 | solar pv | TRUE | 62995 | N | . | Grants CDEC 2 | Lightsource Renewable Energy Asset Management, LLC | 62842 | NM | MTN | WECC |  | 22 | 2 | NAICS-22 Non-Cogen | PV | SUN | SUN | PNM | 108218 | 12236 | 2021
Vintage2019 | solar pv | TRUE | 62996 | N | . | ESA Four Oaks 2 NC LLC | ESA Four Oaks 2 NC LLC | 62845 | NC | SAT | SERC |  | 22 | 2 | NAICS-22 Non-Cogen | PV | SUN | SUN | CPLE | 30865 | 3490 | 2021
Vintage2020 | solar pv | TRUE | 62997 | N | . | Spring Hope Solar 3, LLC | Spring Hope Solar 3, LLC | 62844 | NC | SAT | SERC |  | 22 | 2 | NAICS-22 Non-Cogen | PV | SUN | SUN | CPLE | 70151 | 7932 | 2021
Vintage2019 | solar pv | TRUE | 62998 | N | . | 25 Ashdown Road Solar, LLC | AES Distributed Energy | 61012 | NY | MAT | NPCC |  | 22 | 2 | NAICS-22 Non-Cogen | PV | SUN | SUN | NYIS | 52480 | 5934 | 2021
| other | FALSE | 62999 | N | . | Finchville Solar, LLC Hybrid CSG | AES Distributed Energy | 61012 | NY | MAT | NPCC |  | 22 | 2 | NAICS-22 Non-Cogen | BA | MWH | OTH | NYIS | 0 | -12 | 2021
Vintage2020 | solar pv | TRUE | 62999 | N | . | Finchville Solar, LLC Hybrid CSG | AES Distributed Energy | 61012 | NY | MAT | NPCC |  | 22 | 2 | NAICS-22 Non-Cogen | PV | SUN | SUN | NYIS | 37488 | 4239 | 2021
| other | FALSE | 63000 | N | . | RT 52 Walden Solar 1, LLC Hybrid | AES Distributed Energy | 61012 | NY | MAT | NPCC |  | 22 | 2 | NAICS-22 Non-Cogen | BA | MWH | OTH | NYIS | 0 | -42 | 2021
Vintage2019 | solar pv | TRUE | 63000 | N | . | RT 52 Walden Solar 1, LLC Hybrid | AES Distributed Energy | 61012 | NY | MAT | NPCC |  | 22 | 2 | NAICS-22 Non-Cogen | PV | SUN | SUN | NYIS | 51232 | 5793 | 2021
Vintage2018 | geothermal | TRUE | 63001 | N | . | Whitegrass No. 1 | Open Mountain Energy LLC. | 62861 | NV | MTN | WECC |  | 22 | 2 | NAICS-22 Non-Cogen | BT | GEO | GEO | NEVP | 169273 | 19140 | 2021
Vintage2020 | solar pv | TRUE | 63004 | N | . | Novel Bartel Solar CSG | Novel Bartel Solar LLC | 62863 | MN | WNC | MRO |  | 22 | 2 | NAICS-22 Non-Cogen | PV | SUN | SUN | MISO | 15671 | 1772 | 2021
Vintage2020 | solar pv | TRUE | 63005 | N | . | Novel Haley Solar CSG | Novel Haley Solar LLC | 62864 | MN | WNC | MRO |  | 22 | 2 | NAICS-22 Non-Cogen | PV | SUN | SUN | MISO | 16680 | 1886 | 2021
Vintage2020 | solar pv | TRUE | 63007 | N | . | Novel MNDot Solar CSG | Novel MNDot Solar LLC | 62866 | MN | WNC | MRO |  | 22 | 2 | NAICS-22 Non-Cogen | PV | SUN | SUN | MISO | 16733 | 1892 | 2021
Vintage2021 | solar pv | TRUE | 63008 | N | . | Novel Winegar Partnership Solar CSG | Novel Winegar Partnership Solar | 62867 | MN | WNC | MRO |  | 22 | 2 | NAICS-22 Non-Cogen | PV | SUN | SUN | MISO | 13150 | 1487 | 2021
Vintage2021 | solar pv | TRUE | 63009 | N | . | Novel Peter Solar CSG | Novel Peter Solar LLC | 62868 | MN | WNC | MRO |  | 22 | 2 | NAICS-22 Non-Cogen | PV | SUN | SUN | MISO | 2246 | 254 | 2021
Vintage2020 | solar pv | TRUE | 63010 | N | . | Novel Benedix Solar CSG | Novel Benedix Solar LLC | 62869 | MN | WNC | MRO |  | 22 | 2 | NAICS-22 Non-Cogen | PV | SUN | SUN | MISO | 17379 | 1965 | 2021
| other | FALSE | 63011 | N | . | Cronin Road Solar 1, LLC CSG Hybrid | AES Distributed Energy | 61012 | MA | NEW | NPCC |  | 22 | 2 | NAICS-22 Non-Cogen | BA | MWH | OTH | ISNE | 0 | -75 | 2021
Vintage2020 | solar pv | TRUE | 63011 | N | . | Cronin Road Solar 1, LLC CSG Hybrid | AES Distributed Energy | 61012 | MA | NEW | NPCC |  | 22 | 2 | NAICS-22 Non-Cogen | PV | SUN | SUN | ISNE | 25675 | 2903 | 2021
Vintage2019 | solar pv | TRUE | 63012 | N | . | Ransomville Solar 1, LLC | AES Distributed Energy | 61012 | NY | MAT | NPCC |  | 22 | 2 | NAICS-22 Non-Cogen | PV | SUN | SUN | NYIS | 53639 | 6065 | 2021
Vintage2019 | solar pv | TRUE | 63013 | N | . | Johnstown Solar 1, LLC | AES Distributed Energy | 61012 | NY | MAT | NPCC |  | 22 | 2 | NAICS-22 Non-Cogen | PV | SUN | SUN | NYIS | 39101 | 4421 | 2021
Vintage2021 | solar pv | TRUE | 63015 | N | . | Plott Hound Solar | Plott Hound Solar, LLC | 62873 | NC | SAT | SERC |  | 22 | 2 | NAICS-22 Non-Cogen | PV | SUN | SUN | CPLE | 59433 | 6720 | 2021
Vintage2021 | solar pv | TRUE | 63016 | N | . | Carolina Lily Solar | Carolina Lily Solar, LLC | 62872 | NC | SAT | SERC |  | 22 | 2 | NAICS-22 Non-Cogen | PV | SUN | SUN | DUK | 60104 | 6796 | 2021
Vintage2021 | solar pv | TRUE | 63017 | N | . | Ray Wilson Solar | Ray Wilson Solar, LLC | 62871 | NC | SAT | SERC |  | 22 | 2 | NAICS-22 Non-Cogen | PV | SUN | SUN | DUK | 76863 | 8691 | 2021
Vintage2018 | solar pv | TRUE | 63019 | N | . | Green Lake Solar | Heritage Sustainable Energy. LLC | 62870 | MI | ENC | RFC |  | 22 | 2 | NAICS-22 Non-Cogen | PV | SUN | SUN | MISO | 11462 | 1296 | 2021
Vintage2017 | solar pv | TRUE | 63020 | N | . | TCLP Solar Phase 1 | Heritage Sustainable Energy. LLC | 62870 | MI | ENC | RFC |  | 22 | 2 | NAICS-22 Non-Cogen | PV | SUN | SUN | MISO | 11170 | 1263 | 2021
Vintage2018 | solar pv | TRUE | 63021 | N | . | SCCCD - Clovis Community College | Forefront Power, LLC | 62856 | CA | PACC | WECC |  | 22 | 2 | NAICS-22 Non-Cogen | PV | SUN | SUN | CISO | 17441 | 1972 | 2021
| other | FALSE | 63022 | N | . | Fort Carson Battery Energy Storage System | Department of the Army, Fort Carson | 62876 | CO | MTN | WECC |  | 928 | 4 | Commercial NAICS Non-Cogen | BA | MWH | OTH | WACM | 0 | -5 | 2021
Vintage2016 | natural gas peaker | FALSE | 63023 | Y | . | Jefferson Torresdale Hospital | Jefferson Torresdale Hospital | 62877 | PA | MAT | RFC |  | 622 | 5 | Commercial NAICS Cogen | IC | NG | NG | PJM | 27633 | 2958 | 2021
Vintage2020 | onshore wind | TRUE | 63025 | N | . | Clear Creek Wind | Clear Creek Wind, LLC | 62855 | MO | WNC | MRO |  | 22 | 2 | NAICS-22 Non-Cogen | WT | WND | WND | AECI | 6616738 | 748161 | 2021
Vintage2019 | solar pv | TRUE | 63027 | N | . | Mars Solar | Sol Systems | 61677 | TX | WSC | TRE |  | 22 | 2 | NAICS-22 Non-Cogen | PV | SUN | SUN | ERCO | 218429 | 24698 | 2021
Vintage2021 | solar pv | TRUE | 63029 | N | . | Hardin Solar Energy LLC | Invenergy Services LLC | 49893 | OH | ENC | RFC |  | 22 | 2 | NAICS-22 Non-Cogen | PV | SUN | SUN | PJM | 2738668 | 309664 | 2021
Vintage2019 | onshore wind | TRUE | 63030 | N | . | Canadian Breaks, LLC | Canadian Breaks LLC | 64495 | TX | WSC | TRE |  | 22 | 2 | NAICS-22 Non-Cogen | WT | WND | WND | ERCO | 7302173 | 825664 | 2021
Vintage2019 | solar pv | TRUE | 63031 | N | . | Gloucester Solar | Dominion Energy Inc | 5248 | VA | SAT | WECC |  | 22 | 1 | Electric Utility | PV | SUN | SUN | PJM | 354874 | 40126 | 2021
Vintage2020 | solar pv | TRUE | 63033 | N | . | FastSun 19 CSG | Altus Power America Management, LLC | 60281 | MN | WNC | MRO |  | 22 | 2 | NAICS-22 Non-Cogen | PV | SUN | SUN | MISO | 15080 | 1705 | 2021
Vintage2020 | solar pv | TRUE | 63034 | N | . | FastSun 18 CSG | Altus Power America Management, LLC | 60281 | MN | WNC | MRO |  | 22 | 2 | NAICS-22 Non-Cogen | PV | SUN | SUN | MISO | 13389 | 1514 | 2021
Vintage2019 | solar pv | TRUE | 63035 | N | . | FastSun 13 CSG | Altus Power America Management, LLC | 60281 | MN | WNC | MRO |  | 22 | 2 | NAICS-22 Non-Cogen | PV | SUN | SUN | MISO | 17184 | 1943 | 2021
Vintage2019 | solar pv | TRUE | 63036 | N | . | FastSun 14 CSG | Altus Power America Management, LLC | 60281 | MN | WNC | MRO |  | 22 | 2 | NAICS-22 Non-Cogen | PV | SUN | SUN | MISO | 17625 | 1993 | 2021
Vintage2020 | solar pv | TRUE | 63037 | N | . | FastSun 11 CSG | Altus Power America Management, LLC | 60281 | MN | WNC | MRO |  | 22 | 2 | NAICS-22 Non-Cogen | PV | SUN | SUN | MISO | 14177 | 1603 | 2021
Vintage2020 | solar pv | TRUE | 63038 | N | . | FastSun 10 CSG | Altus Power America Management, LLC | 60281 | MN | WNC | MRO |  | 22 | 2 | NAICS-22 Non-Cogen | PV | SUN | SUN | MISO | 15478 | 1750 | 2021
Vintage2019 | solar pv | TRUE | 63039 | N | . | FastSun 8 CSG | Altus Power America Management, LLC | 60281 | MN | WNC | MRO |  | 22 | 2 | NAICS-22 Non-Cogen | PV | SUN | SUN | MISO | 18120 | 2049 | 2021
Vintage2020 | solar pv | TRUE | 63040 | N | . | FastSun 9 CSG | Altus Power America Management, LLC | 60281 | MN | WNC | MRO |  | 22 | 2 | NAICS-22 Non-Cogen | PV | SUN | SUN | MISO | 13814 | 1562 | 2021
Vintage2021 | solar pv | TRUE | 63041 | N | . | Lane Ave Solar LLC | AES Distributed Energy | 61012 | MA | NEW | NPCC |  | 22 | 2 | NAICS-22 Non-Cogen | PV | SUN | SUN | ISNE | 185 | 21 | 2021
Vintage2019 | solar pv | TRUE | 63042 | N | . | FastSun 3 CSG | Altus Power America Management, LLC | 60281 | MN | WNC | MRO |  | 22 | 2 | NAICS-22 Non-Cogen | PV | SUN | SUN | MISO | 13454 | 1521 | 2021
Vintage2019 | solar pv | TRUE | 63043 | N | . | FastSun 7 CSG | Altus Power America Management, LLC | 60281 | MN | WNC | MRO |  | 22 | 2 | NAICS-22 Non-Cogen | PV | SUN | SUN | MISO | 15946 | 1803 | 2021
| other | FALSE | 63044 | N | . | Ryan Road Solar LLC Hybrid(CSG) | AES Distributed Energy | 61012 | MA | NEW | NPCC |  | 22 | 2 | NAICS-22 Non-Cogen | BA | MWH | OTH | ISNE | 0 | 0 | 2021
Vintage2021 | solar pv | TRUE | 63044 | N | . | Ryan Road Solar LLC Hybrid(CSG) | AES Distributed Energy | 61012 | MA | NEW | NPCC |  | 22 | 2 | NAICS-22 Non-Cogen | PV | SUN | SUN | ISNE | 2193 | 248 | 2021
Vintage2020 | solar pv | TRUE | 63045 | N | . | FastSun 5 CSG | Altus Power America Management, LLC | 60281 | MN | WNC | MRO |  | 22 | 2 | NAICS-22 Non-Cogen | PV | SUN | SUN | MISO | 15116 | 1709 | 2021
Vintage2019 | solar pv | TRUE | 63046 | N | . | FastSun 1 CSG | Altus Power America Management, LLC | 60281 | MN | WNC | MRO |  | 22 | 2 | NAICS-22 Non-Cogen | PV | SUN | SUN | MISO | 15699 | 1775 | 2021
Vintage2021 | solar pv | TRUE | 63047 | N | . | W. Orange Rd Solar LLC | AES Distributed Energy | 61012 | MA | NEW | NPCC |  | 22 | 2 | NAICS-22 Non-Cogen | PV | SUN | SUN | ISNE | 115 | 13 | 2021
Vintage2021 | solar pv | TRUE | 63048 | N | . | Wilbur Woods Solar LLC | AES Distributed Energy | 61012 | MA | NEW | NPCC |  | 22 | 2 | NAICS-22 Non-Cogen | PV | SUN | SUN | ISNE | 2334 | 264 | 2021
Vintage2021 | solar pv | TRUE | 63049 | N | . | Prineville Solar Energy LLC | Invenergy Services LLC | 49893 | OR | PACC | WECC |  | 22 | 2 | NAICS-22 Non-Cogen | PV | SUN | SUN | PACW | 828080 | 93632 | 2021
Vintage2021 | solar pv | TRUE | 63050 | N | . | Millican Solar Energy LLC | Invenergy Services LLC | 49893 | OR | PACC | WECC |  | 22 | 2 | NAICS-22 Non-Cogen | PV | SUN | SUN | PACW | 1008120 | 113989 | 2021
Vintage2018 | solar pv | TRUE | 63051 | N | . | Hollygrove CSG | Nautilus Solar Solutions | 61227 | NY | MAT | NPCC |  | 22 | 2 | NAICS-22 Non-Cogen | PV | SUN | SUN | NYIS | 25701 | 2906 | 2021
Vintage2018 | solar pv | TRUE | 63052 | N | . | Guildlerland CSG | Nautilus Solar Solutions | 61227 | NY | MAT | NPCC |  | 22 | 2 | NAICS-22 Non-Cogen | PV | SUN | SUN | NYIS | 29804 | 3370 | 2021
Vintage2020 | onshore wind | TRUE | 63053 | N | . | Palo Alto Wind Farm | MidAmerican Energy Co | 12341 | IA | WNC | MRO |  | 22 | 1 | Electric Utility | WT | WND | WND | MISO | 12540402 | 1417956 | 2021
Vintage2019 | solar pv | TRUE | 63054 | N | . | CalCity Solar 1 | CalCity Solar 1, LLC | 62885 | CA | PACC | WECC |  | 22 | 2 | NAICS-22 Non-Cogen | PV | SUN | SUN | CISO | 69320 | 7838 | 2021
Vintage2018 | solar pv | TRUE | 63055 | N | . | Howland CSG | Nautilus Solar Solutions | 61227 | NY | MAT | NPCC |  | 22 | 2 | NAICS-22 Non-Cogen | PV | SUN | SUN | NYIS | 26923 | 3044 | 2021
Vintage2018 | solar pv | TRUE | 63056 | N | . | Gifford CSG | Nautilus Solar Solutions | 61227 | NY | MAT | NPCC |  | 22 | 2 | NAICS-22 Non-Cogen | PV | SUN | SUN | NYIS | 29654 | 3353 | 2021
Vintage2018 | solar pv | TRUE | 63057 | N | . | Czub CSG | Nautilus Solar Solutions | 61227 | NY | MAT | NPCC |  | 22 | 2 | NAICS-22 Non-Cogen | PV | SUN | SUN | NYIS | 31042 | 3510 | 2021
Vintage2018 | solar pv | TRUE | 63058 | N | . | Mereand CSG | Nautilus Solar Solutions | 61227 | NY | MAT | NPCC |  | 22 | 2 | NAICS-22 Non-Cogen | PV | SUN | SUN | NYIS | 29398 | 3324 | 2021
Vintage2018 | solar pv | TRUE | 63059 | N | . | Aegis CSG | Nautilus Solar Solutions | 61227 | NY | MAT | NPCC |  | 22 | 2 | NAICS-22 Non-Cogen | PV | SUN | SUN | NYIS | 29619 | 3349 | 2021
Vintage2018 | solar pv | TRUE | 63060 | N | . | Pearl CSG | Nautilus Solar Solutions | 61227 | NY | MAT | NPCC |  | 22 | 2 | NAICS-22 Non-Cogen | PV | SUN | SUN | NYIS | 29476 | 3333 | 2021
| solar pv | FALSE | 63061 | N | . | Clover Creek Solar(Community Solar) | AES Distributed Energy | 61012 | UT | MTN | WECC |  | 22 | 2 | NAICS-22 Non-Cogen | PV | SUN | SUN | PACE | 0 | 0 | 2021
Vintage2019 | natural gas peaker | TRUE | 63063 | N | . | Duke Energy CHP at Clemson University | Duke Energy Carolinas, LLC | 5416 | SC | SAT | SERC |  | 22 | 1 | Electric Utility | GT | NG | NG | DUK | 237972 | 15739 | 2021
| other | FALSE | 63064 | N | . | Asheville-Rock Hill Battery | Duke Energy Progress - (NC) | 3046 | NC | SAT | SERC |  | 22 | 1 | Electric Utility | BA | MWH | OTH | CPLW | 0 | -205 | 2021
Vintage2018 | solar pv | TRUE | 63068 | N | . | SCCCD - Fresno Community College | Forefront Power, LLC | 62856 | CA | PACC | WECC |  | 22 | 2 | NAICS-22 Non-Cogen | PV | SUN | SUN | CISO | 33768 | 3818 | 2021
Vintage2020 | solar pv | TRUE | 63069 | N | . | Harmony Road Solar | Forefront Power, LLC | 62856 | IL | ENC | RFC |  | 22 | 2 | NAICS-22 Non-Cogen | PV | SUN | SUN | PJM | 26983 | 3051 | 2021
Vintage2020 | solar pv | TRUE | 63070 | N | . | Square Barn Solar | Forefront Power, LLC | 62856 | IL | ENC | RFC |  | 22 | 2 | NAICS-22 Non-Cogen | PV | SUN | SUN | PJM | 17884 | 2022 | 2021
Vintage2020 | solar pv | TRUE | 63071 | N | . | Reed Road Solar | Forefront Power, LLC | 62856 | IL | ENC | RFC |  | 22 | 2 | NAICS-22 Non-Cogen | PV | SUN | SUN | PJM | 18067 | 2043 | 2021
Vintage2019 | solar pv | TRUE | 63072 | N | . | Kingsville CSG | Nautilus Solar Solutions | 61227 | MD | SAT | NPCC |  | 22 | 2 | NAICS-22 Non-Cogen | PV | SUN | SUN | PJM | 34845 | 3940 | 2021
Vintage2020 | solar pv | TRUE | 63073 | N | . | Mooseheart School Solar | Forefront Power, LLC | 62856 | IL | ENC | RFC |  | 22 | 2 | NAICS-22 Non-Cogen | PV | SUN | SUN | PJM | 30017 | 3394 | 2021
Vintage2018 | solar pv | TRUE | 63074 | N | . | Reedley Community College Solar | Forefront Power, LLC | 62856 | CA | PACC | WECC |  | 22 | 2 | NAICS-22 Non-Cogen | PV | SUN | SUN | CISO | 33750 | 3816 | 2021
Vintage2019 | solar pv | TRUE | 63075 | N | . | Upper Marlboro 1 CSG | Nautilus Solar Solutions | 61227 | MD | SAT | NPCC |  | 22 | 2 | NAICS-22 Non-Cogen | PV | SUN | SUN | PJM | 16203 | 1832 | 2021
Vintage2019 | solar pv | TRUE | 63076 | N | . | Gutenberg Solar | Dominion Energy Inc | 5248 | NC | SAT | SERC |  | 22 | 1 | Electric Utility | PV | SUN | SUN | PJM | 1556801 | 176029 | 2021
Vintage2020 | solar pv | TRUE | 63077 | N | . | Twittys Creek Solar, LLC | Alchemy Renewable Energy | 62627 | VA | SAT | SERC |  | 22 | 2 | NAICS-22 Non-Cogen | PV | SUN | SUN | PJM | 237487 | 26853 | 2021
Vintage2019 | solar pv | TRUE | 63078 | N | . | Eagle Creek | ZGlobal Inc | 60059 | CA | PACC | WECC |  | 22 | 2 | NAICS-22 Non-Cogen | PV | SUN | SUN | CISO | 72689 | 8219 | 2021
Vintage2019 | solar pv | TRUE | 63079 | N | . | Bethlehem Solar | Nautilus Solar Solutions | 61227 | NY | MAT | NPCC |  | 22 | 2 | NAICS-22 Non-Cogen | PV | SUN | SUN | NYIS | 22976 | 2598 | 2021
Vintage2021 | solar pv | TRUE | 63080 | N | . | Harry Allen Solar Energy LLC | AEP Renewables | 60639 | NV | MTN | WECC |  | 22 | 2 | NAICS-22 Non-Cogen | PV | SUN | SUN | NEVP | 1550954 | 175368 | 2021
Vintage2019 | solar pv | TRUE | 63081 | N | . | San Miguel I Solar Energy Center | PNM Resources | 59300 | NM | MTN | WECC |  | 22 | 1 | Electric Utility | PV | SUN | SUN | PNM | 233782 | 26434 | 2021
Vintage2019 | solar pv | TRUE | 63082 | N | . | San Miguel II Solar Energy Center | PNM Resources | 59300 | NM | MTN | WECC |  | 22 | 1 | Electric Utility | PV | SUN | SUN | PNM | 241875 | 27349 | 2021
Vintage2020 | solar pv | TRUE | 63083 | N | . | Caden Energix Pamplin LLC | Caden Energix Pamplin LLC | 62834 | VA | SAT | SERC |  | 22 | 2 | NAICS-22 Non-Cogen | PV | SUN | SUN | PJM | 295425 | 33404 | 2021
Vintage2020 | solar pv | TRUE | 63084 | N | . | Caden Energix Hickory LLC | Caden Energix Hickory LLC | 62835 | VA | SAT | SERC |  | 22 | 2 | NAICS-22 Non-Cogen | PV | SUN | SUN | PJM | 572384 | 64720 | 2021
Vintage2020 | solar pv | TRUE | 63085 | N | . | White CSG | Nautilus Solar Solutions | 61227 | MD | SAT | NPCC |  | 22 | 2 | NAICS-22 Non-Cogen | PV | SUN | SUN | PJM | 27522 | 3112 | 2021
Vintage2019 | solar pv | TRUE | 63086 | N | . | Frog Hollow CSG | Nautilus Solar Solutions | 61227 | NY | MAT | NPCC |  | 22 | 2 | NAICS-22 Non-Cogen | PV | SUN | SUN | NYIS | 30370 | 3434 | 2021
Vintage2020 | solar pv | TRUE | 63087 | N | . | Caden Energix Rives Road LLC | Caden Energix Rives Road LLC | 62900 | VA | SAT | SERC |  | 22 | 2 | NAICS-22 Non-Cogen | PV | SUN | SUN | PJM | 296149 | 33486 | 2021
Vintage2019 | solar pv | TRUE | 63089 | N | . | Gibbons CSG | Nautilus Solar Solutions | 61227 | MD | SAT | NPCC |  | 22 | 2 | NAICS-22 Non-Cogen | PV | SUN | SUN | PJM | 34236 | 3871 | 2021
| other | FALSE | 63090 | N | . | Athens - Coopers Corner BESS | Gopher Energy Storage, LLC | 62731 | MN | WNC | MRO |  | 22 | 2 | NAICS-22 Non-Cogen | BA | MWH | OTH | MISO | 0 | -173 | 2021
Vintage2021 | solar pv | TRUE | 63091 | N | . | UC Santa Cruz Solar | Forefront Power, LLC | 62856 | CA | PACC | WECC |  | 22 | 2 | NAICS-22 Non-Cogen | PV | SUN | SUN | CISO | 16840 | 1904 | 2021
Vintage2019 | solar pv | TRUE | 63092 | N | . | Riverview Solar | Highline Services, LLC | 62902 | CO | MTN | MRO |  | 22 | 1 | Electric Utility | PV | SUN | SUN | WACM | 30644 | 3465 | 2021
Vintage0 | petroleum | FALSE | 63097 | N | . | Hannibal - Oakwood Substation | Hannibal Board of Public Works Power Plant | 62901 | MO | WNC | SERC |  | 22 | 1 | Electric Utility | IC | DFO | DFO | MISO | 72 | 15 | 2021
Vintage0 | petroleum | FALSE | 63098 | N | . | Hannibal - Water Treatment Plant | Hannibal Board of Public Works Power Plant | 62901 | MO | WNC | SERC |  | 22 | 1 | Electric Utility | IC | DFO | DFO | AECI | 6 | 1 | 2021
| petroleum | FALSE | 63099 | N | . | Hannibal - Wastewater Treatment Plant | Hannibal Board of Public Works Power Plant | 62901 | MO | WNC | SERC |  | 22 | 1 | Electric Utility | IC | DFO | DFO | MISO | 0 | 0 | 2021
Vintage2020 | onshore wind | TRUE | 63100 | N | . | Prairie Hill Wind Project | Engie North America | 56201 | TX | WSC | TRE |  | 22 | 2 | NAICS-22 Non-Cogen | WT | WND | WND | ERCO | 6763653 | 764773 | 2021
Vintage2020 | onshore wind | TRUE | 63101 | N | . | Las Lomas Wind Project | Engie North America | 56201 | TX | WSC | TRE |  | 22 | 2 | NAICS-22 Non-Cogen | WT | WND | WND | ERCO | 4855063 | 548967 | 2021
Vintage2021 | onshore wind | TRUE | 63102 | N | . | Dakota Range III Wind Project | Engie North America | 56201 | SD | WNC | MRO |  | 22 | 2 | NAICS-22 Non-Cogen | WT | WND | WND | SWPP | 2609140 | 295018 | 2021
Vintage2020 | onshore wind | TRUE | 63103 | N | . | Triple H Wind Project | Engie North America | 56201 | SD | WNC | MRO |  | 22 | 2 | NAICS-22 Non-Cogen | WT | WND | WND | SWPP | 9091366 | 1027970 | 2021
Vintage2020 | onshore wind | TRUE | 63104 | N | . | King Plains Wind Project | Engie North America | 56201 | OK | WSC | MRO |  | 22 | 2 | NAICS-22 Non-Cogen | WT | WND | WND | SWPP | 7150198 | 808480 | 2021
Vintage2020 | solar pv | TRUE | 63105 | N | . | Two Creeks Solar | Wisconsin Public Service Corp | 20860 | WI | ENC | RFC |  | 22 | 1 | Electric Utility | PV | SUN | SUN | MISO | 1740658 | 196818 | 2021
Vintage2019 | solar pv | TRUE | 63106 | N | . | Dover CSG | Nautilus Solar Solutions | 61227 | NY | MAT | NPCC |  | 22 | 2 | NAICS-22 Non-Cogen | PV | SUN | SUN | NYIS | 31157 | 3523 | 2021
Vintage2020 | solar pv | TRUE | 63107 | N | . | Howell CSG | Nautilus Solar Solutions | 61227 | NY | MAT | NPCC |  | 22 | 2 | NAICS-22 Non-Cogen | PV | SUN | SUN | NYIS | 24622 | 2784 | 2021
Vintage2019 | solar pv | TRUE | 63108 | N | . | Strauss CSG | Nautilus Solar Solutions | 61227 | NY | MAT | NPCC |  | 22 | 2 | NAICS-22 Non-Cogen | PV | SUN | SUN | NYIS | 29849 | 3375 | 2021
Vintage2021 | solar pv | TRUE | 63109 | N | . | Discovery Solar Center | Florida Power & Light Co | 6452 | FL | SAT | SERC |  | 22 | 1 | Electric Utility | PV | SUN | SUN | FPL | 844186 | 95453 | 2021
Vintage2021 | solar pv | TRUE | 63110 | N | . | Sabal Palm Solar Center | Florida Power & Light Co | 6452 | FL | SAT | SERC |  | 22 | 1 | Electric Utility | PV | SUN | SUN | FPL | 1028124 | 116251 | 2021
Vintage2019 | solar pv | TRUE | 63112 | N | . | Ellsworth I CSG | Nautilus Solar Solutions | 61227 | NY | MAT | NPCC |  | 22 | 2 | NAICS-22 Non-Cogen | PV | SUN | SUN | NYIS | 30670 | 3468 | 2021
Vintage2020 | onshore wind | TRUE | 63114 | N | . | Mohave County Wind Farm | Mohave County Wind Farm | 62916 | AZ | MTN | WECC |  | 22 | 2 | NAICS-22 Non-Cogen | WT | WND | WND | WALC | 9464671 | 1070180 | 2021
Vintage2019 | solar pv | TRUE | 63116 | N | . | Dakota Community Solar One LLC CSG | Madison Energy Holdings LLC | 62915 | MN | WNC | MRO |  | 22 | 2 | NAICS-22 Non-Cogen | PV | SUN | SUN | MISO | 16548 | 1871 | 2021
Vintage2019 | solar pv | TRUE | 63117 | N | . | Douglas Todd Community Solar One LLC CSG | Madison Energy Holdings LLC | 62915 | MN | WNC | MRO |  | 22 | 2 | NAICS-22 Non-Cogen | PV | SUN | SUN | MISO | 17061 | 1929 | 2021
Vintage2019 | solar pv | TRUE | 63118 | N | . | Meeker Community Solar One LLC CSG | Madison Energy Holdings LLC | 62915 | MN | WNC | MRO |  | 22 | 2 | NAICS-22 Non-Cogen | PV | SUN | SUN | MISO | 16882 | 1909 | 2021
Vintage2019 | solar pv | TRUE | 63119 | N | . | McLeod Community Solar One LLC CSG | Madison Energy Holdings LLC | 62915 | MN | WNC | MRO |  | 22 | 2 | NAICS-22 Non-Cogen | PV | SUN | SUN | MISO | 16848 | 1905 | 2021
Vintage2020 | solar pv | TRUE | 63120 | N | . | Nicollet Community Solar One LLC | Madison Energy Holdings LLC | 62915 | MN | WNC | MRO |  | 22 | 2 | NAICS-22 Non-Cogen | PV | SUN | SUN | MISO | 17273 | 1953 | 2021
Vintage2019 | solar pv | TRUE | 63121 | N | . | Stearns Community Solar One LLC CSG | Madison Energy Holdings LLC | 62915 | MN | WNC | MRO |  | 22 | 2 | NAICS-22 Non-Cogen | PV | SUN | SUN | MISO | 13141 | 1486 | 2021
Vintage2019 | solar pv | TRUE | 63122 | N | . | Sherburne Community Solar One LLC CSG | Madison Energy Holdings LLC | 62915 | MN | WNC | MRO |  | 22 | 2 | NAICS-22 Non-Cogen | PV | SUN | SUN | MISO | 16680 | 1886 | 2021
Vintage2020 | solar pv | TRUE | 63123 | N | . | Syncarpha Taos | Syncarpha Taos I, LLC | 62905 | NM | MTN | WECC |  | 22 | 2 | NAICS-22 Non-Cogen | PV | SUN | SUN | PNM | 69302 | 7836 | 2021
Vintage2019 | solar pv | TRUE | 63124 | N | . | Syncarpha El Rito | Syncarpha El Rito I, LLC | 62904 | NM | MTN | WECC |  | 22 | 2 | NAICS-22 Non-Cogen | PV | SUN | SUN | PNM | 33271 | 3762 | 2021
Vintage2020 | solar pv | TRUE | 63125 | N | . | Syncarpha Questa | Syncarpha Questa I, LLC | 62906 | NM | MTN | WECC |  | 22 | 2 | NAICS-22 Non-Cogen | PV | SUN | SUN | PNM | 34393 | 3889 | 2021
Vintage2020 | solar pv | TRUE | 63129 | N | . | Allis Medina Solar LLC CSG | AES Distributed Energy | 61012 | NY | MAT | NPCC |  | 22 | 2 | NAICS-22 Non-Cogen | PV | SUN | SUN | NYIS | 72513 | 8199 | 2021
Vintage2020 | solar pv | TRUE | 63130 | N | . | Beals Medina Solar LLC CSG | AES Distributed Energy | 61012 | NY | MAT | NPCC |  | 22 | 2 | NAICS-22 Non-Cogen | PV | SUN | SUN | NYIS | 50507 | 5711 | 2021
Vintage2019 | solar pv | TRUE | 63131 | N | . | West Street Solar 1 LLC | AES Distributed Energy | 61012 | MA | NEW | NPCC |  | 22 | 2 | NAICS-22 Non-Cogen | PV | SUN | SUN | ISNE | 70283 | 7947 | 2021
Vintage2020 | onshore wind | TRUE | 63132 | N | . | Weaver Wind | Longroad Energy Services LLC | 61219 | ME | NEW | NPCC |  | 22 | 2 | NAICS-22 Non-Cogen | WT | WND | WND | ISNE | 1941126 | 219485 | 2021
Vintage2020 | onshore wind | TRUE | 63133 | N | . | Roundhouse Wind Energy Project | Roundhouse Renewable Energy, LLC | 62913 | WY | MTN | WECC |  | 22 | 2 | NAICS-22 Non-Cogen | WT | WND | WND | WACM | 7449337 | 842304 | 2021
Vintage2020 | solar pv | TRUE | 63136 | N | . | Hopkins Hill CSG | Nautilus Solar Solutions | 61227 | RI | NEW | NPCC |  | 22 | 2 | NAICS-22 Non-Cogen | PV | SUN | SUN | ISNE | 90555 | 10239 | 2021
Vintage2019 | solar pv | TRUE | 63137 | N | . | Tippecanoe Solar Power Plant | Duke Energy Indiana, LLC | 15470 | IN | ENC | RFC |  | 22 | 1 | Electric Utility | PV | SUN | SUN | MISO | 25030 | 2830 | 2021
Vintage2019 | solar pv | TRUE | 63138 | N | . | USS Haven Solar LLC CSG | Standard Solar | 60531 | MN | WNC | MRO |  | 22 | 2 | NAICS-22 Non-Cogen | PV | SUN | SUN | MISO | 18918 | 2139 | 2021
Vintage2019 | solar pv | TRUE | 63139 | N | . | USS White Cloud LLC CSG | Standard Solar | 60531 | MN | WNC | MRO |  | 22 | 2 | NAICS-22 Non-Cogen | PV | SUN | SUN | MISO | 18448 | 2086 | 2021
Vintage2020 | solar pv | TRUE | 63140 | N | . | USS Westeros Solar LLC CSG | Standard Solar | 60531 | MN | WNC | MRO |  | 22 | 2 | NAICS-22 Non-Cogen | PV | SUN | SUN | MISO | 15699 | 1775 | 2021
Vintage2020 | solar pv | TRUE | 63141 | N | . | USS Sunrise Solar LLC CSG | Standard Solar | 60531 | MN | WNC | MRO |  | 22 | 2 | NAICS-22 Non-Cogen | PV | SUN | SUN | MISO | 16864 | 1907 | 2021
Vintage2020 | solar pv | TRUE | 63142 | N | . | USS Milkweed Solar LLC CSG | Standard Solar | 60531 | MN | WNC | MRO |  | 22 | 2 | NAICS-22 Non-Cogen | PV | SUN | SUN | MISO | 17061 | 1929 | 2021
Vintage2020 | solar pv | TRUE | 63143 | N | . | USS Greenhouse Solar LLC CSG | Standard Solar | 60531 | MN | WNC | MRO |  | 22 | 2 | NAICS-22 Non-Cogen | PV | SUN | SUN | MISO | 10001 | 1131 | 2021
Vintage2020 | solar pv | TRUE | 63144 | N | . | USS Mayhew Solar LLC CSG | Standard Solar | 60531 | MN | WNC | MRO |  | 22 | 2 | NAICS-22 Non-Cogen | PV | SUN | SUN | MISO | 18607 | 2104 | 2021
Vintage2020 | solar pv | TRUE | 63145 | N | . | USS Cheyenne Solar LLC CSG | Standard Solar | 60531 | MN | WNC | MRO |  | 22 | 2 | NAICS-22 Non-Cogen | PV | SUN | SUN | MISO | 17625 | 1993 | 2021
Vintage2020 | solar pv | TRUE | 63146 | N | . | USS Midtown Solar LLC CSG | Standard Solar | 60531 | MN | WNC | MRO |  | 22 | 2 | NAICS-22 Non-Cogen | PV | SUN | SUN | MISO | 17911 | 2025 | 2021
Vintage2020 | solar pv | TRUE | 63147 | N | . | USS Monarch Solar LLC CSG | Standard Solar | 60531 | MN | WNC | MRO |  | 22 | 2 | NAICS-22 Non-Cogen | PV | SUN | SUN | MISO | 16768 | 1896 | 2021
Vintage2020 | solar pv | TRUE | 63148 | N | . | USS Turkey Solar LLC CSG | Standard Solar | 60531 | MN | WNC | MRO |  | 22 | 2 | NAICS-22 Non-Cogen | PV | SUN | SUN | MISO | 18581 | 2101 | 2021
Vintage2020 | solar pv | TRUE | 63149 | N | . | Franklin Solar | NJR Clean Energy Ventures Corporation | 56990 | NJ | MAT | RFC |  | 22 | 2 | NAICS-22 Non-Cogen | PV | SUN | SUN | PJM | 113690 | 12855 | 2021
Vintage2020 | solar pv | TRUE | 63150 | N | . | Pohatcong Solar Farm | NJR Clean Energy Ventures Corporation | 56990 | NJ | MAT | RFC |  | 22 | 2 | NAICS-22 Non-Cogen | PV | SUN | SUN | PJM | 103936 | 11752 | 2021
Vintage2020 | solar pv | TRUE | 63151 | N | . | USS Solar Sources LLC CSG | Standard Solar | 60531 | MN | WNC | MRO |  | 22 | 2 | NAICS-22 Non-Cogen | PV | SUN | SUN | MISO | 16212 | 1833 | 2021
Vintage2020 | solar pv | TRUE | 63152 | N | . | USS Christoffer Solar LLC CSG | Standard Solar | 60531 | MN | WNC | MRO |  | 22 | 2 | NAICS-22 Non-Cogen | PV | SUN | SUN | MISO | 17280 | 1954 | 2021
Vintage2020 | solar pv | TRUE | 63153 | N | . | USS Buckaroo Solar LLC CSG | Standard Solar | 60531 | MN | WNC | MRO |  | 22 | 2 | NAICS-22 Non-Cogen | PV | SUN | SUN | MISO | 17511 | 1980 | 2021
Vintage2020 | solar pv | TRUE | 63154 | N | . | USS Horne North Solar LLC CSG | Standard Solar | 60531 | MN | WNC | MRO |  | 22 | 2 | NAICS-22 Non-Cogen | PV | SUN | SUN | MISO | 18272 | 2066 | 2021
Vintage2020 | solar pv | TRUE | 63155 | N | . | USS Horne South Solar LLC CSG | Standard Solar | 60531 | MN | WNC | MRO |  | 22 | 2 | NAICS-22 Non-Cogen | PV | SUN | SUN | MISO | 18972 | 2145 | 2021
Vintage2020 | solar pv | TRUE | 63156 | N | . | USS JJ Clay Solar LLC CSG | Standard Solar | 60531 | MN | WNC | MRO |  | 22 | 2 | NAICS-22 Non-Cogen | PV | SUN | SUN | MISO | 18820 | 2128 | 2021
Vintage2020 | solar pv | TRUE | 63157 | N | . | USS Verde Solar LLC CSG | Standard Solar | 60531 | MN | WNC | MRO |  | 22 | 2 | NAICS-22 Non-Cogen | PV | SUN | SUN | MISO | 16584 | 1875 | 2021
Vintage2020 | solar pv | TRUE | 63158 | N | . | USS Cougar Solar LLC CSG | Standard Solar | 60531 | MN | WNC | MRO |  | 22 | 2 | NAICS-22 Non-Cogen | PV | SUN | SUN | MISO | 18564 | 2099 | 2021
Vintage2020 | solar pv | TRUE | 63159 | N | . | USS Flower Solar LLC CSG | Standard Solar | 60531 | MN | WNC | MRO |  | 22 | 2 | NAICS-22 Non-Cogen | PV | SUN | SUN | MISO | 17891 | 2023 | 2021
Vintage2020 | solar pv | TRUE | 63160 | N | . | USS All In Solar LLC CSG | Standard Solar | 60531 | MN | WNC | MRO |  | 22 | 2 | NAICS-22 Non-Cogen | PV | SUN | SUN | MISO | 17334 | 1960 | 2021
Vintage2020 | solar pv | TRUE | 63161 | N | . | AES Tonawanda Solar LLC | AES Distributed Energy | 61012 | NY | MAT | NPCC |  | 22 | 2 | NAICS-22 Non-Cogen | PV | SUN | SUN | NYIS | 27894 | 3154 | 2021
Vintage2019 | solar pv | TRUE | 63163 | N | . | Tom Sifers Solar | Mountain Parks Services, Inc. | 62961 | CO | MTN | WECC |  | 22 | 2 | NAICS-22 Non-Cogen | PV | SUN | SUN | WACM | 19783 | 2237 | 2021
Vintage2019 | solar pv | TRUE | 63164 | N | . | Whiskey Hill Solar | Mountain Parks Services, Inc. | 62961 | CO | MTN | WECC |  | 22 | 2 | NAICS-22 Non-Cogen | PV | SUN | SUN | WACM | 19829 | 2242 | 2021
Vintage2020 | solar pv | TRUE | 63165 | N | . | USS Reindeer Solar LLC CSG | USS Reindeer Solar LLC | 62953 | MN | WNC | MRO |  | 22 | 2 | NAICS-22 Non-Cogen | PV | SUN | SUN | MISO | 19535 | 2209 | 2021
Vintage2020 | solar pv | TRUE | 63166 | N | . | USS Bush Solar LLC CSG | USS Bush Solar LLC | 62954 | MN | WNC | MRO |  | 22 | 2 | NAICS-22 Non-Cogen | PV | SUN | SUN | MISO | 20182 | 2282 | 2021
Vintage2021 | solar pv | TRUE | 63167 | N | . | USS Hancock Solar LLC CSG | USS Hancock Solar | 62955 | MN | WNC | MRO |  | 22 | 2 | NAICS-22 Non-Cogen | PV | SUN | SUN | MISO | 19112 | 2161 | 2021
Vintage2020 | solar pv | TRUE | 63168 | N | . | USS Pheasant Solar LLC CSG | USS Pheasant Solar LLC | 62956 | MN | WNC | MRO |  | 22 | 2 | NAICS-22 Non-Cogen | PV | SUN | SUN | MISO | 20005 | 2262 | 2021
Vintage2020 | solar pv | TRUE | 63169 | N | . | USS KVPV Solar LLC CSG | Standard Solar | 60531 | MN | WNC | MRO |  | 22 | 2 | NAICS-22 Non-Cogen | PV | SUN | SUN | MISO | 19057 | 2155 | 2021
Vintage2021 | solar pv | TRUE | 63170 | N | . | USS Kass Solar LLC | Standard Solar | 60531 | MN | WNC | MRO |  | 22 | 2 | NAICS-22 Non-Cogen | PV | SUN | SUN | MISO | 18264 | 2065 | 2021
Vintage2021 | solar pv | TRUE | 63171 | N | . | USS Chariot Solar LLC | USS Chariot Solar LLC | 62959 | MN | WNC | MRO |  | 22 | 2 | NAICS-22 Non-Cogen | PV | SUN | SUN | MISO | 18988 | 2147 | 2021
Vintage2005 | petroleum | TRUE | 63173 | N | . | Orange Street G1 | Town of Bedford - (VA) | 1456 | VA | SAT | RFC |  | 22 | 1 | Electric Utility | IC | DFO | DFO | PJM | 1273 | 134 | 2021
Vintage2019 | solar pv | TRUE | 63174 | N | . | Hartmann Project CSG | Hartmann Community Solar LLC | 62962 | MN | WNC | MRO |  | 22 | 2 | NAICS-22 Non-Cogen | PV | SUN | SUN | MISO | 14610 | 1652 | 2021
Vintage2019 | solar pv | TRUE | 63175 | N | . | E. Goenner Project CSG | E. Goenner Community Solar LLC | 62963 | MN | WNC | MRO |  | 22 | 2 | NAICS-22 Non-Cogen | PV | SUN | SUN | MISO | 14336 | 1621 | 2021
Vintage2020 | solar pv | TRUE | 63176 | N | . | Prawer Project CSG | Prawer Community Solar LLC | 62964 | MN | WNC | MRO |  | 22 | 2 | NAICS-22 Non-Cogen | PV | SUN | SUN | MISO | 16449 | 1860 | 2021
Vintage2019 | solar pv | TRUE | 63177 | N | . | Schwinghamer Project CSG | Schwinghamer Community Solar LLC | 62965 | MN | WNC | MRO |  | 22 | 2 | NAICS-22 Non-Cogen | PV | SUN | SUN | MISO | 16671 | 1885 | 2021
Vintage2020 | solar pv | TRUE | 63178 | N | . | STAG St. Paul Project CSG | STAG St. Paul Community Solar LLC | 62966 | MN | WNC | MRO |  | 22 | 2 | NAICS-22 Non-Cogen | PV | SUN | SUN | MISO | 11480 | 1298 | 2021
Vintage2020 | solar pv | TRUE | 63179 | N | . | Linden 01 CSG | SunShare Management | 60970 | MN | WNC | MRO |  | 22 | 2 | NAICS-22 Non-Cogen | PV | SUN | SUN | MISO | 16465 | 1862 | 2021
Vintage2017 | solar pv | TRUE | 63180 | N | . | TPE Whitney Solar, LLC | Alchemy Renewable Energy | 62627 | TX | WSC | TRE |  | 22 | 2 | NAICS-22 Non-Cogen | PV | SUN | SUN | ERCO | 193454 | 21874 | 2021
Vintage2017 | solar pv | TRUE | 63181 | N | . | Monroeville Solar | Solar Planet Power | 62923 | OH | ENC | RFC |  | 22 | 2 | NAICS-22 Non-Cogen | PV | SUN | SUN | PJM | 39410 | 4456 | 2021
Vintage2020 | solar pv | TRUE | 63182 | N | . | Linden 02 CSG | SunShare Management | 60970 | MN | WNC | MRO |  | 22 | 2 | NAICS-22 Non-Cogen | PV | SUN | SUN | MISO | 16386 | 1853 | 2021
Vintage2020 | solar pv | TRUE | 63183 | N | . | Linden 03 CSG | SunShare Management | 60970 | MN | WNC | MRO |  | 22 | 2 | NAICS-22 Non-Cogen | PV | SUN | SUN | MISO | 16266 | 1839 | 2021
Vintage2019 | solar pv | TRUE | 63184 | N | . | Rio Rancho Solar Energy Center | PNM Resources | 59300 | NM | MTN | WECC |  | 22 | 1 | Electric Utility | PV | SUN | SUN | PNM | 245216 | 27727 | 2021
Vintage2019 | solar pv | TRUE | 63185 | N | . | Sayreville Solar Project | NJR Clean Energy Ventures Corporation | 56990 | NJ | MAT | RFC |  | 22 | 2 | NAICS-22 Non-Cogen | PV | SUN | SUN | PJM | 36684 | 4148 | 2021
| other | FALSE | 63186 | N | . | Imeson Solar | Imeson Solar Farm LLC | 62894 | FL | SAT | SERC |  | 22 | 2 | NAICS-22 Non-Cogen | BA | MWH | OTH | JEA | 0 | -21 | 2021
Vintage2019 | solar pv | TRUE | 63186 | N | . | Imeson Solar | Imeson Solar Farm LLC | 62894 | FL | SAT | SERC |  | 22 | 2 | NAICS-22 Non-Cogen | PV | SUN | SUN | JEA | 108480 | 12266 | 2021
Vintage2019 | solar pv | TRUE | 63187 | N | . | FL Solar 4, LLC | FL Solar 4, LLC | 62951 | FL | SAT | SERC |  | 22 | 2 | NAICS-22 Non-Cogen | PV | SUN | SUN | TAL | 547416 | 61897 | 2021
Vintage2021 | solar pv | TRUE | 63189 | N | . | Bio-Rad | Vista Solar, Inc. | 62701 | CA | PACC | WECC |  | 22 | 2 | NAICS-22 Non-Cogen | PV | SUN | SUN | CISO | 4732 | 535 | 2021
Vintage2020 | solar pv | TRUE | 63191 | N | . | Hopkinton Phase 2 | Vista Solar, Inc. | 62701 | RI | NEW | NPCC |  | 22 | 2 | NAICS-22 Non-Cogen | PV | SUN | SUN | ISNE | 32563 | 3682 | 2021
Vintage2020 | solar pv | TRUE | 63198 | N | . | ACCP NJ 1 | NJR Clean Energy Ventures Corporation | 56990 | NJ | MAT | RFC |  | 22 | 2 | NAICS-22 Non-Cogen | PV | SUN | SUN | PJM | 16212 | 1833 | 2021
Vintage2012 | solar pv | TRUE | 63200 | N | . | Bergenmand Solar Partners, LLC Mahwah | Vanguard Energy Partners, LLC | 60474 | NJ | MAT | RFC |  | 22 | 2 | NAICS-22 Non-Cogen | PV | SUN | SUN | PJM | 13690 | 1548 | 2021
Vintage2010 | petroleum | TRUE | 63203 | N | . | VPPSA Project 10 | Vermont Public Power Supply Authority | 19780 | VT | NEW | NPCC |  | 22 | 1 | Electric Utility | GT | DFO | DFO | ISNE | 7254 | 393 | 2021
Vintage2019 | solar pv | TRUE | 63204 | N | . | CID Solar (CA) | DG California Solar LLC | 62988 | CA | PACC | WECC |  | 22 | 2 | NAICS-22 Non-Cogen | PV | SUN | SUN | CISO | 37624 | 4254 | 2021
Vintage2020 | onshore wind | TRUE | 63205 | N | . | Skookumchuck Wind Facility | Southern Power Co | 17650 | WA | PACC | WECC |  | 22 | 2 | NAICS-22 Non-Cogen | WT | WND | WND | PSEI | 3663732 | 414262 | 2021
Vintage2019 | solar pv | TRUE | 63206 | N | . | Rafael Solar | Rafael Solar LLC | 62989 | OR | PACC | WECC |  | 22 | 2 | NAICS-22 Non-Cogen | PV | SUN | SUN | PGE | 35085 | 3967 | 2021
Vintage2019 | solar pv | TRUE | 63207 | N | . | Case Creek Solar | Case Creek Solar LLC | 62990 | OR | PACC | WECC |  | 22 | 2 | NAICS-22 Non-Cogen | PV | SUN | SUN | PGE | 34464 | 3897 | 2021
Vintage2019 | solar pv | TRUE | 63208 | N | . | Kale Patch Solar | Kale Patch Solar LLC | 62991 | OR | PACC | WECC |  | 22 | 2 | NAICS-22 Non-Cogen | PV | SUN | SUN | PGE | 34554 | 3907 | 2021
Vintage2021 | onshore wind | TRUE | 63209 | N | . | Aviator Wind | Aviator Wind, LLC | 62993 | TX | WSC | TRE |  | 22 | 2 | NAICS-22 Non-Cogen | WT | WND | WND | ERCO | 15858274 | 1793111 | 2021
Vintage2018 | solar pv | TRUE | 63212 | N | . | Battle Creek Solar | Ecos Energy LLC | 58135 | VT | NEW | NPCC |  | 22 | 2 | NAICS-22 Non-Cogen | PV | SUN | SUN | ISNE | 29619 | 3349 | 2021
Vintage2016 | solar pv | FALSE | 63213 | N | . | Sheridan School Corporation Solar | Johnson Melloh Solutions | 62947 | IN | ENC | RFC |  | 611 | 4 | Commercial NAICS Non-Cogen | PV | SUN | SUN | MISO | 18060 | 2042 | 2021
| other | FALSE | 63214 | N | . | Middleton Solar Park | HG Solar Development, LLC | 62950 | MA | NEW | NPCC |  | 22 | 2 | NAICS-22 Non-Cogen | BA | MWH | OTH | ISNE | 0 | -47 | 2021
Vintage2018 | solar pv | TRUE | 63214 | N | . | Middleton Solar Park | HG Solar Development, LLC | 62950 | MA | NEW | NPCC |  | 22 | 2 | NAICS-22 Non-Cogen | PV | SUN | SUN | ISNE | 66462 | 7515 | 2021
Vintage2021 | solar pv | TRUE | 63215 | N | . | USS Dot Com Solar LLC CSG | Standard Solar | 60531 | MN | WNC | MRO |  | 22 | 2 | NAICS-22 Non-Cogen | PV | SUN | SUN | MISO | 15901 | 1798 | 2021
Vintage2020 | solar pv | TRUE | 63216 | N | . | USS B&B Solar LLC CSG | Standard Solar | 60531 | MN | WNC | MRO |  | 22 | 2 | NAICS-22 Non-Cogen | PV | SUN | SUN | MISO | 15963 | 1805 | 2021
Vintage2021 | solar pv | TRUE | 63218 | N | . | USS Water Town Solar LLC CSG | USS Water Town Solar LLC | 62976 | MN | WNC | MRO |  | 22 | 2 | NAICS-22 Non-Cogen | PV | SUN | SUN | MISO | 1432 | 162 | 2021
Vintage2021 | solar pv | TRUE | 63220 | N | . | USS Water City Solar LLC CSG | USS Water City Solar LLC | 62978 | MN | WNC | MRO |  | 22 | 2 | NAICS-22 Non-Cogen | PV | SUN | SUN | MISO | 1821 | 206 | 2021
Vintage2021 | solar pv | TRUE | 63221 | N | . | USS Steamboat Solar LLC CSG | Standard Solar | 60531 | MN | WNC | MRO |  | 22 | 2 | NAICS-22 Non-Cogen | PV | SUN | SUN | MISO | 13470 | 1523 | 2021
Vintage2020 | solar pv | TRUE | 63222 | N | . | Impact Solar 1 | Lightsource Renewable Energy Asset Management, LLC | 62842 | TX | WSC | TRE |  | 22 | 2 | NAICS-22 Non-Cogen | PV | SUN | SUN | ERCO | 2386908 | 269890 | 2021
Vintage2020 | solar pv | TRUE | 63224 | N | . | NY 26 Carthage CSG | Standard Solar | 60531 | NY | MAT | NPCC |  | 22 | 2 | NAICS-22 Non-Cogen | PV | SUN | SUN | NYIS | 64650 | 7310 | 2021
Vintage2019 | solar pv | TRUE | 63225 | N | . | AGA TAG Solar IV LLC | AGA TAG Solar IV LLC | 63006 | NC | SAT | SERC |  | 22 | 2 | NAICS-22 Non-Cogen | PV | SUN | SUN | CPLE | 34810 | 3936 | 2021
Vintage2013 | solar pv | FALSE | 63229 | N | . | Manheim New Jersey | Cox Enterprises | 62998 | NJ | MAT | RFC |  | 421 | 4 | Commercial NAICS Non-Cogen | PV | SUN | SUN | PJM | 27435 | 3102 | 2021
Vintage2018 | solar pv | FALSE | 63230 | N | . | Knaggs Brothers Farm | Dynamic Energy Solutions, LLC | 62994 | NY | MAT | NPCC |  | 111 | 6 | Industrial NAICS Non-Cogen | PV | SUN | SUN | NYIS | 56708 | 6412 | 2021
Vintage2020 | solar pv | TRUE | 63231 | N | . | Woodbury Solar | MN CSG 2, LLC | 63001 | MN | WNC | MRO |  | 22 | 2 | NAICS-22 Non-Cogen | PV | SUN | SUN | MISO | 38877 | 4396 | 2021
Vintage2016 | solar pv | FALSE | 63232 | N | . | Brookfield Wire Company | Dynamic Energy Solutions, LLC | 62994 | MA | NEW | NPCC |  | 335 | 6 | Industrial NAICS Non-Cogen | PV | SUN | SUN | ISNE | 20473 | 2315 | 2021
Vintage2019 | solar pv | TRUE | 63235 | N | . | O'Neill Creek Solar | O'Neill Creek Solar LLC | 62992 | OR | PACC | WECC |  | 22 | 2 | NAICS-22 Non-Cogen | PV | SUN | SUN | PGE | 34916 | 3948 | 2021
Vintage2007 | natural gas peaker | FALSE | 63236 | Y | . | Kings Plaza Total Energy Plant (TEP) | Veolia North America | 62997 | NY | MAT | NPCC |  | 441 | 5 | Commercial NAICS Cogen | IC | NG | NG | NYIS | 226487 | 19914 | 2021
Vintage2019 | solar pv | TRUE | 63237 | N | . | Old Court Rd Solar | Old Court Rd Solar, LLC | 62999 | MD | SAT | RFC |  | 22 | 2 | NAICS-22 Non-Cogen | PV | SUN | SUN | PJM | 32015 | 3620 | 2021
Vintage2019 | solar pv | TRUE | 63239 | N | . | Sherman Solar | Ecos Energy LLC | 58135 | CT | NEW | NPCC |  | 22 | 2 | NAICS-22 Non-Cogen | PV | SUN | SUN | ISNE | 11702 | 1323 | 2021
Vintage2019 | solar pv | TRUE | 63240 | N | . | Jackson Solar (CT) | Ecos Energy LLC | 58135 | CT | NEW | NPCC |  | 22 | 2 | NAICS-22 Non-Cogen | PV | SUN | SUN | ISNE | 11948 | 1351 | 2021
Vintage2019 | solar pv | TRUE | 63241 | N | . | Limelight Solar II LLC | Limelight Solar II LLC | 63016 | SC | SAT | SERC |  | 22 | 2 | NAICS-22 Non-Cogen | PV | SUN | SUN | DUK | 27902 | 3155 | 2021
Vintage2019 | solar pv | TRUE | 63242 | N | . | ATOOD Solar III LLC | ATOOD Solar III LLC | 63018 | SC | SAT | SERC |  | 22 | 2 | NAICS-22 Non-Cogen | PV | SUN | SUN | DUK | 32908 | 3721 | 2021
Vintage2020 | solar pv | TRUE | 63243 | N | . | AGA TAG Solar III LLC | AGA TAG Solar III LLC | 63019 | SC | SAT | SERC |  | 22 | 2 | NAICS-22 Non-Cogen | PV | SUN | SUN | DUK | 34810 | 3936 | 2021
Vintage2020 | solar pv | TRUE | 63244 | N | . | Sydney Solar | Ecos Energy LLC | 58135 | CT | NEW | NPCC |  | 22 | 2 | NAICS-22 Non-Cogen | PV | SUN | SUN | ISNE | 22164 | 2506 | 2021
Vintage2020 | solar pv | TRUE | 63245 | N | . | Dickinson Solar (CT) | Ecos Energy LLC | 58135 | CT | NEW | NPCC |  | 22 | 2 | NAICS-22 Non-Cogen | PV | SUN | SUN | ISNE | 23967 | 2710 | 2021
Vintage2017 | biomass | TRUE | 63246 | N | . | New River Clean Energy | Cox Enterprises | 62998 | WV | SAT | RFC |  | 22 | 2 | NAICS-22 Non-Cogen | IC | LFG | MLG | PJM | 45293 | 10166 | 2021
Vintage2020 | solar pv | TRUE | 63247 | N | . | Novel Debra Solar LLC CSG | Novel Debra Solar LLC | 63014 | MN | WNC | MRO |  | 22 | 2 | NAICS-22 Non-Cogen | PV | SUN | SUN | MISO | 16051 | 1815 | 2021
Vintage2021 | solar pv | TRUE | 63249 | N | . | Novel Wayne Solar LLC CSG | Novel Wayne Solar LLC | 63017 | MN | WNC | MRO |  | 22 | 2 | NAICS-22 Non-Cogen | PV | SUN | SUN | MISO | 17221 | 1947 | 2021
Vintage2020 | onshore wind | TRUE | 63251 | N | . | Lone Tree Wind, LLC | Leeward Asset Management, LLC | 50123 | IL | ENC | RFC |  | 22 | 2 | NAICS-22 Non-Cogen | WT | WND | WND | PJM | 2723016 | 307894 | 2021
Vintage2020 | solar pv | TRUE | 63252 | N | . | Cannon Garden Solar | Cannon Garden LLC | 63049 | MN | WNC | MRO |  | 22 | 2 | NAICS-22 Non-Cogen | PV | SUN | SUN | MISO | 15221 | 1721 | 2021
Vintage2018 | solar pv | FALSE | 63253 | N | . | Francis Scott Key Mall | Francis Scott Key Mall | 63054 | MD | SAT | RFC |  | 441 | 4 | Commercial NAICS Non-Cogen | PV | SUN | SUN | PJM | 16937 | 1915 | 2021
Vintage2016 | solar pv | FALSE | 63254 | N | . | Altamonte Mall | Altamonte Mall | 63055 | FL | SAT | SERC |  | 441 | 4 | Commercial NAICS Non-Cogen | PV | SUN | SUN | FPC | 9553 | 1080 | 2021
| other | FALSE | 63255 | N | . | 2W Permian Solar Project Hybrid | 2W Permian Solar, LLC | 63012 | TX | WSC | TRE |  | 22 | 2 | NAICS-22 Non-Cogen | BA | MWH | OTH | ERCO | 0 | -1277 | 2021
Vintage2021 | solar pv | TRUE | 63255 | N | . | 2W Permian Solar Project Hybrid | 2W Permian Solar, LLC | 63012 | TX | WSC | TRE |  | 22 | 2 | NAICS-22 Non-Cogen | PV | SUN | SUN | ERCO | 5296105 | 598836 | 2021
Vintage2016 | solar pv | FALSE | 63256 | N | . | Pembroke Lakes Mall | Pembroke Lakes Mall | 63056 | FL | SAT | SERC |  | 441 | 4 | Commercial NAICS Non-Cogen | PV | SUN | SUN | FPL | 7102 | 803 | 2021
Vintage2018 | solar pv | FALSE | 63257 | N | . | Short Hills Mall | Short Hills Mall | 63057 | NJ | MAT | RFC |  | 441 | 4 | Commercial NAICS Non-Cogen | PV | SUN | SUN | PJM | 34951 | 3952 | 2021
Vintage2021 | onshore wind | TRUE | 63258 | N | . | Aurora Wind Project | Aurora Wind Project, LLC | 63021 | ND | WNC | MRO |  | 22 | 2 | NAICS-22 Non-Cogen | WT | WND | WND | SWPP | 6425520 | 726540 | 2021
Vintage2019 | solar pv | TRUE | 63260 | N | . | AC Power | AC Power 1, LLC | 62982 | NJ | MAT | RFC |  | 22 | 2 | NAICS-22 Non-Cogen | PV | SUN | SUN | PJM | 18738 | 2119 | 2021
Vintage2019 | solar pv | TRUE | 63262 | N | . | Becton Canaan | DG Northeast 1, LLC | 63058 | CT | NEW | NPCC |  | 22 | 2 | NAICS-22 Non-Cogen | PV | SUN | SUN | ISNE | 25330 | 2864 | 2021
Vintage2020 | solar pv | TRUE | 63263 | N | . | Plainfield Solar 2 | Ecos Energy LLC | 58135 | CT | NEW | NPCC |  | 22 | 2 | NAICS-22 Non-Cogen | PV | SUN | SUN | ISNE | 12097 | 1368 | 2021
| other | FALSE | 63264 | N | . | Partridge Hill Solar Hybrid | AES Distributed Energy | 61012 | MA | NEW | NPCC |  | 22 | 2 | NAICS-22 Non-Cogen | BA | MWH | OTH | ISNE | 0 | 0 | 2021
Vintage2020 | solar pv | TRUE | 63264 | N | . | Partridge Hill Solar Hybrid | AES Distributed Energy | 61012 | MA | NEW | NPCC |  | 22 | 2 | NAICS-22 Non-Cogen | PV | SUN | SUN | ISNE | 27222 | 3078 | 2021
Vintage2017 | solar pv | TRUE | 63266 | N | . | Penny Hill Solar | Alchemy Renewable Energy | 62627 | NC | SAT | SERC |  | 22 | 2 | NAICS-22 Non-Cogen | PV | SUN | SUN | PJM | 33415 | 3778 | 2021
Vintage2017 | solar pv | TRUE | 63267 | N | . | Meeks Solar, LLC | Alchemy Renewable Energy | 62627 | NC | SAT | SERC |  | 22 | 2 | NAICS-22 Non-Cogen | PV | SUN | SUN | PJM | 32103 | 3630 | 2021
Vintage2020 | onshore wind | TRUE | 63269 | N | . | Crowned Ridge Wind II Energy Center | Northern States Power Co - Minnesota | 13781 | SD | WNC | MRO |  | 22 | 1 | Electric Utility | WT | WND | WND | MISO | 7269635 | 821985 | 2021
Vintage2018 | solar pv | TRUE | 63270 | N | . | Strider Solar, LLC | Alchemy Renewable Energy | 62627 | NC | SAT | SERC |  | 22 | 2 | NAICS-22 Non-Cogen | PV | SUN | SUN | DUK | 82398 | 9317 | 2021
Vintage2020 | solar pv | TRUE | 63271 | N | . | Huntley | Cubico USA, LLC | 62161 | SC | SAT | SERC |  | 22 | 2 | NAICS-22 Non-Cogen | PV | SUN | SUN | SCEG | 1446507 | 163558 | 2021
Vintage2018 | solar pv | TRUE | 63272 | N | . | Woodsdale Farm, LLC | Alchemy Renewable Energy | 62627 | NC | SAT | SERC |  | 22 | 2 | NAICS-22 Non-Cogen | PV | SUN | SUN | DUK | 32632 | 3690 | 2021
Vintage2020 | solar pv | TRUE | 63273 | N | . | Wagyu | Cubico USA, LLC | 62161 | TX | WSC | TRE |  | 22 | 2 | NAICS-22 Non-Cogen | PV | SUN | SUN | ERCO | 2032049 | 229766 | 2021
Vintage2019 | solar pv | TRUE | 63276 | N | . | Mtn. Solar 1 | Standard Solar | 60531 | CO | MTN | WECC |  | 22 | 2 | NAICS-22 Non-Cogen | PV | SUN | SUN | PSCO | 30583 | 3458 | 2021
Vintage2019 | solar pv | TRUE | 63277 | N | . | Mtn. Solar 2 | Standard Solar | 60531 | CO | MTN | WECC |  | 22 | 2 | NAICS-22 Non-Cogen | PV | SUN | SUN | PSCO | 31272 | 3536 | 2021
Vintage2019 | solar pv | TRUE | 63278 | N | . | CO LI CSG 1 - Kamerra | Standard Solar | 60531 | CO | MTN | WECC |  | 22 | 2 | NAICS-22 Non-Cogen | PV | SUN | SUN | PSCO | 32812 | 3710 | 2021
Vintage2019 | solar pv | TRUE | 63279 | N | . | Barneveld Solar | Citizens Enterprises Corporation | 58871 | NY | MAT | NPCC |  | 22 | 2 | NAICS-22 Non-Cogen | PV | SUN | SUN | NYIS | 11860 | 1341 | 2021
| other | FALSE | 63280 | N | . | AES Kekaha Solar, LLC Hybrid | AES Distributed Energy | 61012 | HI | PACN |  |  | 22 | 2 | NAICS-22 Non-Cogen | BA | MWH | OTH |  | 0 | -309 | 2021
Vintage2019 | solar pv | TRUE | 63280 | N | . | AES Kekaha Solar, LLC Hybrid | AES Distributed Energy | 61012 | HI | PACN |  |  | 22 | 2 | NAICS-22 Non-Cogen | PV | SUN | SUN |  | 197371 | 22317 | 2021
Vintage2017 | natural gas peaker | FALSE | 63285 | Y | . | Valero Wilmington Cogeneration Plant | Valero Wilmington | 63067 | CA | PACC | WECC |  | 32411 | 7 | Industrial NAICS Cogen | GT | NG | NG | LDWP | 2019461 | 210542 | 2021
Vintage2019 | solar pv | TRUE | 63286 | N | . | DG Amaze ACY1 | DG Amaze New Jersey, LLC | 63071 | NJ | MAT | RFC |  | 22 | 2 | NAICS-22 Non-Cogen | PV | SUN | SUN | PJM | 7410 | 838 | 2021
Vintage2020 | onshore wind | TRUE | 63287 | N | . | Cerro Gordo Wind Farm | Cerro Gordo Wind Farm | 63072 | IA | WNC | MRO |  | 22 | 2 | NAICS-22 Non-Cogen | WT | WND | WND | MISO | 1491178 | 168609 | 2021
Vintage2017 | solar pv | FALSE | 63288 | N | . | Brass Mill Center | Brass Mill Center | 63060 | CT | NEW | NPCC |  | 441 | 4 | Commercial NAICS Non-Cogen | PV | SUN | SUN | ISNE | 26523 | 2999 | 2021
Vintage2015 | solar pv | FALSE | 63289 | N | . | White Marsh Mall | White Marsh Mall | 63062 | MD | SAT | RFC |  | 441 | 4 | Commercial NAICS Non-Cogen | PV | SUN | SUN | PJM | 8065 | 912 | 2021
Vintage2018 | solar pv | FALSE | 63290 | N | . | Natick Mall | Natick Mall | 63061 | MA | NEW | NPCC |  | 441 | 4 | Commercial NAICS Non-Cogen | PV | SUN | SUN | ISNE | 25685 | 2904 | 2021
Vintage2014 | solar pv | FALSE | 63291 | N | . | Grand Prix Solar | Diamond Properties | 63059 | NY | MAT | NPCC |  | 441 | 4 | Commercial NAICS Non-Cogen | PV | SUN | SUN | NYIS | 4962 | 561 | 2021
Vintage2015 | solar pv | FALSE | 63292 | N | . | 100 Brook Hill Drive Solar | Diamond Properties | 63059 | NY | MAT | NPCC |  | 441 | 4 | Commercial NAICS Non-Cogen | PV | SUN | SUN | NYIS | 18395 | 2080 | 2021
Vintage2018 | solar pv | TRUE | 63293 | N | . | Cottonwood Solar, LLC | Alchemy Renewable Energy | 62627 | NC | SAT | SERC |  | 22 | 2 | NAICS-22 Non-Cogen | PV | SUN | SUN | PJM | 46113 | 5214 | 2021
Vintage2011 | solar pv | FALSE | 63294 | N | . | Parking Lot Array | Cincinnati Zoo & Botanical Garden | 63079 | OH | ENC | RFC |  | 712 | 4 | Commercial NAICS Non-Cogen | PV | SUN | SUN | PJM | 13424 | 1518 | 2021
Vintage2020 | solar pv | TRUE | 63295 | N | . | Chicot Solar | Chicot Solar, LLC | 63073 | AR | WSC | SERC |  | 22 | 2 | NAICS-22 Non-Cogen | PV | SUN | SUN | MISO | 2026328 | 229119 | 2021
Vintage2018 | solar pv | TRUE | 63296 | N | . | 232 Long Branch 29 Solar I, LLC | Alchemy Renewable Energy | 62627 | NC | SAT | SERC |  | 22 | 2 | NAICS-22 Non-Cogen | PV | SUN | SUN | DUK | 21907 | 2477 | 2021
Vintage2017 | solar pv | FALSE | 63297 | N | . | Hobart & William Smith College Gates Rd. | Dynamic Energy Solutions, LLC | 62994 | NY | MAT | NPCC |  | 611 | 4 | Commercial NAICS Non-Cogen | PV | SUN | SUN | NYIS | 25188 | 2848 | 2021
Vintage2019 | solar pv | FALSE | 63298 | N | . | Barrette Outdoor Living, Inc. | Dynamic Energy Solutions, LLC | 62994 | NJ | MAT | RFC |  | 339 | 6 | Industrial NAICS Non-Cogen | PV | SUN | SUN | PJM | 24279 | 2745 | 2021
Vintage2017 | solar pv | TRUE | 63299 | N | . | Harvest Beulaville, LLC | Alchemy Renewable Energy | 62627 | NC | SAT | SERC |  | 22 | 2 | NAICS-22 Non-Cogen | PV | SUN | SUN | CPLE | 32087 | 3628 | 2021
Vintage2019 | solar pv | TRUE | 63301 | N | . | Garrett Solar | SOLV Energy LLC | 63065 | OR | PACC | WECC |  | 22 | 2 | NAICS-22 Non-Cogen | PV | SUN | SUN | PACW | 220569 | 24940 | 2021
Vintage2020 | other | TRUE | 63302 | N | . | South Windsor Fuel Cell | South Energy Investments LLC | 62971 | CT | NEW | RFC |  | 22 | 2 | NAICS-22 Non-Cogen | FC | NG | NG | ISNE | 28572 | 3045 | 2021
Vintage2017 | solar pv | TRUE | 63303 | N | . | Alticor Inc - Solar Project | Goldman Sachs Renewable Power LLC | 61944 | CA | PACC | WECC |  | 22 | 2 | NAICS-22 Non-Cogen | PV | SUN | SUN | CISO | 14345 | 1622 | 2021
Vintage2021 | solar pv | TRUE | 63304 | N | . | Allium Community Solar Garden, LLC | National Grid Renewables | 62759 | MN | WNC | MRO |  | 22 | 2 | NAICS-22 Non-Cogen | PV | SUN | SUN | MISO | 18892 | 2136 | 2021
Vintage2020 | solar pv | TRUE | 63305 | N | . | Aster Community Solar Garden, LLC | National Grid Renewables | 62759 | MN | WNC | MRO |  | 22 | 2 | NAICS-22 Non-Cogen | PV | SUN | SUN | MISO | 12763 | 1443 | 2021
Vintage2021 | solar pv | TRUE | 63307 | N | . | Westport Community Solar, LLC | National Grid Renewables | 62759 | MN | WNC | MRO |  | 22 | 2 | NAICS-22 Non-Cogen | PV | SUN | SUN | MISO | 18394 | 2080 | 2021
Vintage2021 | solar pv | TRUE | 63308 | N | . | Marigold Community Solar Garden, LLC | National Grid Renewables | 62759 | MN | WNC | MRO |  | 22 | 2 | NAICS-22 Non-Cogen | PV | SUN | SUN | MISO | 12844 | 1452 | 2021
Vintage2021 | solar pv | TRUE | 63309 | N | . | Honeysuckle Solar, LLC | National Grid Renewables | 62759 | MN | WNC | MRO |  | 22 | 2 | NAICS-22 Non-Cogen | PV | SUN | SUN | MISO | 18448 | 2086 | 2021
Vintage2021 | solar pv | TRUE | 63311 | N | . | Lantana Solar, LLC | National Grid Renewables | 62759 | MN | WNC | MRO |  | 22 | 2 | NAICS-22 Non-Cogen | PV | SUN | SUN | MISO | 19535 | 2209 | 2021
Vintage2020 | solar pv | TRUE | 63312 | N | . | Hyacinth Solar, LLC | National Grid Renewables | 62759 | MN | WNC | MRO |  | 22 | 2 | NAICS-22 Non-Cogen | PV | SUN | SUN | MISO | 18244 | 2063 | 2021
Vintage2020 | solar pv | TRUE | 63313 | N | . | Coral Bells Solar, LLC | National Grid Renewables | 62759 | MN | WNC | MRO |  | 22 | 2 | NAICS-22 Non-Cogen | PV | SUN | SUN | MISO | 19316 | 2184 | 2021
Vintage2021 | solar pv | TRUE | 63314 | N | . | Primrose Solar, LLC | National Grid Renewables | 62759 | MN | WNC | MRO |  | 22 | 2 | NAICS-22 Non-Cogen | PV | SUN | SUN | MISO | 16503 | 1866 | 2021
Vintage2020 | solar pv | TRUE | 63315 | N | . | Kerria Solar, LLC | National Grid Renewables | 62759 | MN | WNC | MRO |  | 22 | 2 | NAICS-22 Non-Cogen | PV | SUN | SUN | MISO | 18830 | 2129 | 2021
Vintage2020 | solar pv | TRUE | 63317 | N | . | Geranium Solar, LLC | National Grid Renewables | 62759 | MN | WNC | MRO |  | 22 | 2 | NAICS-22 Non-Cogen | PV | SUN | SUN | MISO | 19085 | 2158 | 2021
Vintage2020 | solar pv | TRUE | 63318 | N | . | Bellflower Solar, LLC | National Grid Renewables | 62759 | MN | WNC | MRO |  | 22 | 2 | NAICS-22 Non-Cogen | PV | SUN | SUN | MISO | 16353 | 1849 | 2021
Vintage2020 | solar pv | TRUE | 63319 | N | . | Iris Solar, LLC (MN) | National Grid Renewables | 62759 | MN | WNC | MRO |  | 22 | 2 | NAICS-22 Non-Cogen | PV | SUN | SUN | MISO | 19208 | 2172 | 2021
Vintage2021 | solar pv | TRUE | 63320 | N | . | Titan Solar Project | SE Titan, LLC | 63092 | TX | WSC | TRE |  | 22 | 2 | NAICS-22 Non-Cogen | PV | SUN | SUN | ERCO | 353698 | 39993 | 2021
Vintage2020 | solar pv | TRUE | 63321 | N | . | Bingham Solar, LLC | National Grid Renewables | 62759 | MI | ENC | MRO |  | 22 | 2 | NAICS-22 Non-Cogen | PV | SUN | SUN | MISO | 329085 | 37210 | 2021
Vintage2020 | solar pv | TRUE | 63322 | N | . | Temperance Solar, LLC | National Grid Renewables | 62759 | MI | ENC | MRO |  | 22 | 2 | NAICS-22 Non-Cogen | PV | SUN | SUN | MISO | 341113 | 38570 | 2021
Vintage2019 | solar pv | TRUE | 63323 | N | . | Bluefin Origination 1 | Bluefin Origination 1, LLC | 63080 | MD | SAT | RFC |  | 22 | 2 | NAICS-22 Non-Cogen | PV | SUN | SUN | PJM | 37384 | 4227 | 2021
| other | FALSE | 63324 | N | . | Camp Atterbury Microgrid Hybrid | Duke Energy Indiana, LLC | 15470 | IN | ENC | RFC |  | 22 | 1 | Electric Utility | BA | MWH | OTH | MISO | 0 | -72 | 2021
Vintage2019 | solar pv | TRUE | 63324 | N | . | Camp Atterbury Microgrid Hybrid | Duke Energy Indiana, LLC | 15470 | IN | ENC | RFC |  | 22 | 1 | Electric Utility | PV | SUN | SUN | MISO | 24755 | 2799 | 2021
Vintage2020 | onshore wind | TRUE | 63327 | N | . | Diamond Spring, LLC | Allete Clean Energy | 59496 | OK | WSC | MRO |  | 22 | 2 | NAICS-22 Non-Cogen | WT | WND | WND | SWPP | 8609254 | 973457 | 2021
Vintage2021 | solar pv | TRUE | 63328 | N | . | Juno Solar Project | SE Juno, LLC | 63100 | TX | WSC | TRE |  | 22 | 2 | NAICS-22 Non-Cogen | PV | SUN | SUN | ERCO | 4759362 | 538146 | 2021
Vintage2021 | solar pv | TRUE | 63329 | N | . | Aragorn Solar Project | SE Aragorn, LLC | 63101 | TX | WSC | TRE |  | 22 | 2 | NAICS-22 Non-Cogen | PV | SUN | SUN | ERCO | 265108 | 29976 | 2021
Vintage2020 | solar pv | TRUE | 63330 | N | . | Duus Solar, LLC | Alchemy Renewable Energy | 62627 | OR | PACC | WECC |  | 22 | 2 | NAICS-22 Non-Cogen | PV | SUN | SUN | PGE | 173483 | 19616 | 2021
Vintage2020 | solar pv | TRUE | 63331 | N | . | Firwood Solar, LLC | Alchemy Renewable Energy | 62627 | OR | PACC | WECC |  | 22 | 2 | NAICS-22 Non-Cogen | PV | SUN | SUN | PGE | 165787 | 18746 | 2021
Vintage2016 | solar pv | TRUE | 63332 | N | . | Aulander Hwy 42 Solar, LLC | Alchemy Renewable Energy | 62627 | NC | SAT | SERC |  | 22 | 2 | NAICS-22 Non-Cogen | PV | SUN | SUN | PJM | 82779 | 9360 | 2021
Vintage2020 | solar pv | TRUE | 63334 | N | . | Campus Drive Solar | NJR Clean Energy Ventures Corporation | 56990 | NJ | MAT | RFC |  | 22 | 2 | NAICS-22 Non-Cogen | PV | SUN | SUN | PJM | 52922 | 5984 | 2021
Vintage2021 | natural gas peaker | TRUE | 63335 | N | . | HO Clarke Generating | ProEnergy Services | 63082 | TX | WSC | TRE |  | 22 | 2 | NAICS-22 Non-Cogen | GT | NG | NG | ERCO | 2453955 | 235300 | 2021
Vintage2020 | solar pv | TRUE | 63336 | N | . | Sutton Solar 2, LLC CSG | Sutton Solar 2, LLC | 63106 | MA | NEW | NPCC |  | 22 | 2 | NAICS-22 Non-Cogen | PV | SUN | SUN | ISNE | 4988 | 564 | 2021
| other | FALSE | 63337 | N | . | Lansing Renewables, LLC | Lansing Renewables, LLC | 63107 | NY | MAT | NPCC |  | 22 | 2 | NAICS-22 Non-Cogen | BA | MWH | OTH | NYIS | 0 | 0 | 2021
Vintage2020 | solar pv | TRUE | 63337 | N | . | Lansing Renewables, LLC | Lansing Renewables, LLC | 63107 | NY | MAT | NPCC |  | 22 | 2 | NAICS-22 Non-Cogen | PV | SUN | SUN | NYIS | 62731 | 7093 | 2021
Vintage2021 | solar pv | TRUE | 63338 | N | . | Granby Solar, LLC CSG | Granby Solar, LLC | 63108 | MA | NEW | NPCC |  | 22 | 2 | NAICS-22 Non-Cogen | PV | SUN | SUN | ISNE | 8023 | 907 | 2021
Vintage2020 | solar pv | TRUE | 63339 | N | . | Hales Mills Solar, LLC | Hales Mills Solar, LLC | 63109 | NY | MAT | NPCC |  | 22 | 2 | NAICS-22 Non-Cogen | PV | SUN | SUN | NYIS | 51932 | 5872 | 2021
Vintage2020 | solar pv | TRUE | 63340 | N | . | Owlville Creek Solar 2, LLC | Owlville Creek Solar 2, LLC | 63110 | NY | MAT | NPCC |  | 22 | 2 | NAICS-22 Non-Cogen | PV | SUN | SUN | NYIS | 62953 | 7118 | 2021
Vintage2020 | solar pv | TRUE | 63341 | N | . | Owlville Creek Solar, LLC | Owlville Creek Solar, LLC | 63111 | NY | MAT | NPCC |  | 22 | 2 | NAICS-22 Non-Cogen | PV | SUN | SUN | NYIS | 55665 | 6294 | 2021
Vintage2019 | solar pv | TRUE | 63344 | N | . | Starvation | Starvation Solar I, LLC | 63121 | OR | PACC | WECC |  | 22 | 2 | NAICS-22 Non-Cogen | PV | SUN | SUN | BPAT | 203668 | 23029 | 2021
Vintage2020 | solar pv | TRUE | 63345 | N | . | Scotch Bonnet Solar, LLC | Scotch Bonnet Solar, LLC | 63119 | NC | SAT | SERC |  | 22 | 2 | NAICS-22 Non-Cogen | PV | SUN | SUN | CPLE | 58529 | 6618 | 2021
Vintage2020 | solar pv | TRUE | 63346 | N | . | Cubera Solar, LLC | Cubera Solar, LLC | 63120 | NC | SAT | SERC |  | 22 | 2 | NAICS-22 Non-Cogen | PV | SUN | SUN | CPLE | 35571 | 4022 | 2021
Vintage0 | petroleum | FALSE | 63347 | Y | . | AOC, Capitol Power Plant | Architect of the Capitol, Capitol Power Plant | 63113 | DC | SAT | RFC |  | 921 | 5 | Commercial NAICS Cogen | GT | DFO | DFO | PJM | 444 | 38.185 | 2021
Vintage2018 | natural gas peaker | FALSE | 63347 | Y | . | AOC, Capitol Power Plant | Architect of the Capitol, Capitol Power Plant | 63113 | DC | SAT | RFC |  | 921 | 5 | Commercial NAICS Cogen | GT | NG | NG | PJM | 634279 | 54653.655 | 2021
Vintage2020 | solar pv | TRUE | 63349 | N | . | OE_AZ1 | AZ Solar 1, LLC | 63115 | AZ | MTN | WECC |  | 22 | 2 | NAICS-22 Non-Cogen | PV | SUN | SUN | WALC | 776266 | 87773 | 2021
Vintage2020 | solar pv | TRUE | 63350 | N | . | OE_GA3 | GA Solar 3, LLC | 63114 | GA | SAT | SERC |  | 22 | 2 | NAICS-22 Non-Cogen | PV | SUN | SUN | SOCO | 1063891 | 120295 | 2021
Vintage2020 | solar pv | TRUE | 63351 | N | . | Bluebell Solar II | Bluebell Solar II, LLC | 63116 | TX | WSC | TRE |  | 22 | 2 | NAICS-22 Non-Cogen | PV | SUN | SUN | ERCO | 2486641 | 281167 | 2021
Vintage2018 | solar pv | TRUE | 63353 | N | . | Allied Beverages Elizabeth | EnterSolar | 62067 | NJ | MAT | RFC |  | 22 | 2 | NAICS-22 Non-Cogen | PV | SUN | SUN | PJM | 46442 | 5251 | 2021
Vintage2018 | solar pv | TRUE | 63354 | N | . | Ticket Network South Windsor | EnterSolar | 62067 | CT | NEW | NPCC |  | 22 | 2 | NAICS-22 Non-Cogen | PV | SUN | SUN | ISNE | 13285 | 1502 | 2021
Vintage2018 | solar pv | TRUE | 63355 | N | . | Chanel Piscataway Rooftop | EnterSolar | 62067 | NJ | MAT | RFC |  | 22 | 2 | NAICS-22 Non-Cogen | PV | SUN | SUN | PJM | 27321 | 3089 | 2021
Vintage2018 | solar pv | TRUE | 63356 | N | . | Colonial Pipeline Allentown Chesterfield | EnterSolar | 62067 | NJ | MAT | RFC |  | 22 | 2 | NAICS-22 Non-Cogen | PV | SUN | SUN | PJM | 26338 | 2978 | 2021
Vintage2018 | solar pv | TRUE | 63357 | N | . | Colonial Pipeline Woodbury West Deptford | EnterSolar | 62067 | NJ | MAT | RFC |  | 22 | 2 | NAICS-22 Non-Cogen | PV | SUN | SUN | PJM | 51570 | 5831 | 2021
Vintage2018 | solar pv | TRUE | 63358 | N | . | Corbin Russwin Phase 3 Berlin | EnterSolar | 62067 | CT | NEW | NPCC |  | 22 | 2 | NAICS-22 Non-Cogen | PV | SUN | SUN | ISNE | 15033 | 1700 | 2021
Vintage2018 | solar pv | TRUE | 63361 | N | . | Medline Ind. Phase 2 Tracy | EnterSolar | 62067 | CA | PACC | WECC |  | 22 | 2 | NAICS-22 Non-Cogen | PV | SUN | SUN | CISO | 18988 | 2147 | 2021
Vintage2018 | solar pv | TRUE | 63363 | N | . | Niagara Bottling Stockton | EnterSolar | 62067 | CA | PACC | WECC |  | 22 | 2 | NAICS-22 Non-Cogen | PV | SUN | SUN | CISO | 14592 | 1650 | 2021
| geothermal | FALSE | 63365 | N | . | Soda Lake 3 | AMOR IX, LLC | 63102 | NV | MTN | WECC |  | 22 | 2 | NAICS-22 Non-Cogen | BT | GEO | GEO | NEVP | 0 | 0 | 2021
Vintage0 | geothermal | FALSE | 63365 | N | . | Soda Lake 3 | AMOR IX, LLC | 63102 | NV | MTN | WECC |  | 22 | 2 | NAICS-22 Non-Cogen | ST | GEO | GEO | NEVP | 1101290 | 124524 | 2021
Vintage2019 | solar pv | FALSE | 63366 | N | . | 435A Bergen Avenue | Hartz Solar, LLC | 60268 | NJ | MAT | RFC |  | 421 | 4 | Commercial NAICS Non-Cogen | PV | SUN | SUN | PJM | 18494 | 2091 | 2021
Vintage2020 | solar pv | TRUE | 63367 | N | . | Strandness Garden | Strandness Garden LLC | 63131 | MN | WNC | MRO |  | 22 | 2 | NAICS-22 Non-Cogen | PV | SUN | SUN | MISO | 16132 | 1824 | 2021
Vintage2018 | solar pv | TRUE | 63368 | N | . | GSPP Gilman, LLC | Green Street Power Partners | 62719 | VT | NEW | NPCC |  | 22 | 2 | NAICS-22 Non-Cogen | PV | SUN | SUN | ISNE | 27654 | 3127 | 2021
Vintage2019 | solar pv | TRUE | 63369 | N | . | Riley Road LLC | Green Street Power Partners | 62719 | NY | MAT | NPCC |  | 22 | 2 | NAICS-22 Non-Cogen | PV | SUN | SUN | NYIS | 57973 | 6555 | 2021
Vintage2019 | solar pv | TRUE | 63370 | N | . | GSSP Schneider LLC | Green Street Power Partners | 62719 | MN | WNC | MRO |  | 22 | 2 | NAICS-22 Non-Cogen | PV | SUN | SUN | MISO | 79010 | 8934 | 2021
Vintage2019 | solar pv | TRUE | 63371 | N | . | Hope Solar Farm LLC | Green Street Power Partners | 62719 | NY | MAT | NPCC |  | 22 | 2 | NAICS-22 Non-Cogen | PV | SUN | SUN | NYIS | 27760 | 3139 | 2021
Vintage2019 | solar pv | TRUE | 63372 | N | . | Catlin Solar 1 LLC | Green Street Power Partners | 62719 | NY | MAT | NPCC |  | 22 | 2 | NAICS-22 Non-Cogen | PV | SUN | SUN | NYIS | 58937 | 6664 | 2021
Vintage2019 | solar pv | TRUE | 63373 | N | . | Saratoga Solar LLC | Green Street Power Partners | 62719 | NY | MAT | NPCC |  | 22 | 2 | NAICS-22 Non-Cogen | PV | SUN | SUN | NYIS | 67956 | 7684 | 2021
Vintage2019 | solar pv | TRUE | 63374 | N | . | CP Middletown Solar I LLC | Green Street Power Partners | 62719 | CT | NEW | NPCC |  | 22 | 2 | NAICS-22 Non-Cogen | PV | SUN | SUN | ISNE | 14787 | 1672 | 2021
Vintage2019 | solar pv | TRUE | 63375 | N | . | CP Middletown Solar II LLC | Green Street Power Partners | 62719 | CT | NEW | NPCC |  | 22 | 2 | NAICS-22 Non-Cogen | PV | SUN | SUN | ISNE | 14749 | 1668 | 2021
Vintage2015 | solar pv | TRUE | 63376 | N | . | Phelan Pinon Hills CSD Solar | Phelan Pinon Hills Community Services District | 63125 | CA | PACC | WECC |  | 22 | 2 | NAICS-22 Non-Cogen | PV | SUN | SUN | CISO | 23339 | 2639 | 2021
Vintage2021 | solar pv | TRUE | 63377 | N | . | ESA Hamlet NC , LLC | ESA Hamlet NC LLC | 62852 | NC | SAT | SERC |  | 22 | 2 | NAICS-22 Non-Cogen | PV | SUN | SUN | CPLE | 76350 | 8633 | 2021
Vintage2021 | solar pv | TRUE | 63378 | N | . | Wapello Solar LLC | Wapello Solar LLC | 63129 | IA | WNC | MRO |  | 22 | 2 | NAICS-22 Non-Cogen | PV | SUN | SUN | MISO | 1767197 | 199818.77 | 2021
Vintage2020 | solar pv | TRUE | 63379 | N | . | Mtn. Solar 3 CSG | Standard Solar | 60531 | CO | MTN | WECC |  | 22 | 2 | NAICS-22 Non-Cogen | PV | SUN | SUN | PSCO | 30838 | 3487 | 2021
Vintage2020 | solar pv | TRUE | 63380 | N | . | Goodhue Community Solar One LLC CSG | Madison Energy Holdings LLC | 62915 | MN | WNC | MRO |  | 22 | 2 | NAICS-22 Non-Cogen | PV | SUN | SUN | MISO | 14371 | 1625 | 2021
Vintage2016 | solar pv | TRUE | 63381 | N | . | Railroad Solar Farm, LLC | Alchemy Renewable Energy | 62627 | NC | SAT | SERC |  | 22 | 2 | NAICS-22 Non-Cogen | PV | SUN | SUN | CPLE | 58848 | 6654 | 2021
Vintage2019 | solar pv | TRUE | 63383 | N | . | ATOOD Solar IV, LLC | Alchemy Renewable Energy | 62627 | NC | SAT | SERC |  | 22 | 2 | NAICS-22 Non-Cogen | PV | SUN | SUN | CPLE | 73371 | 8296 | 2021
Vintage2021 | onshore wind | TRUE | 63384 | N | . | Bennington Wind | Minonk Stewardship Wind LLC | 63139 | IL | ENC | SERC |  | 22 | 2 | NAICS-22 Non-Cogen | WT | WND | WND | MISO | 566087 | 64008 | 2021
Vintage2014 | solar pv | TRUE | 63385 | N | . | Castaic Lake Phase II | Goldman Sachs Renewable Power LLC | 61944 | CA | PACC | WECC |  | 22 | 2 | NAICS-22 Non-Cogen | PV | SUN | SUN | CISO | 70116 | 7928 | 2021
Vintage2021 | solar pv | TRUE | 63387 | N | . | Rancho Seco Solar II, LLC | Rancho Seco Solar II, LLC | 63141 | CA | PACC | WECC |  | 22 | 2 | NAICS-22 Non-Cogen | PV | SUN | SUN | BANC | 2850466 | 322305 | 2021
Vintage2020 | solar pv | TRUE | 63388 | N | . | Oxy Renewable Energy - Goldsmith | Oxy Renewable Energy LLC | 63183 | TX | WSC | TRE |  | 22 | 2 | NAICS-22 Non-Cogen | PV | SUN | SUN | ERCO | 357712 | 40447 | 2021
Vintage2020 | onshore wind | TRUE | 63389 | N | . | Jordan Creek Wind Farm, LLC | Jordan Creek Wind Farm, LLC | 63128 | IN | ENC | RFC |  | 22 | 2 | NAICS-22 Non-Cogen | WT | WND | WND | MISO | 11129458 | 1258419 | 2021
Vintage2019 | solar pv | TRUE | 63390 | N | . | Shelby Solar Array | AEP Onsite Partners, LLC | 60571 | OH | ENC | RFC |  | 22 | 2 | NAICS-22 Non-Cogen | PV | SUN | SUN | PJM | 30219 | 3417 | 2021
Vintage2019 | solar pv | TRUE | 63391 | N | . | City of Rio Rancho WWTP | New Mexico Renewable Development LLC | 61724 | NM | MTN | WECC |  | 22 | 2 | NAICS-22 Non-Cogen | PV | SUN | SUN | PNM | 24780 | 2802 | 2021
Vintage2019 | solar pv | TRUE | 63392 | N | . | DEC Phase II at Georgetown | Constellation Solar MC, LLC | 61419 | DE | SAT | RFC |  | 22 | 2 | NAICS-22 Non-Cogen | PV | SUN | SUN | PJM | 51109 | 5779 | 2021
Vintage2019 | onshore wind | TRUE | 63393 | N | . | Cuming County Renewables, LLC | Cuming County Renewables. LLC | 63124 | NE | WNC | MRO |  | 22 | 2 | NAICS-22 Non-Cogen | WT | WND | WND | SWPP | 100404 | 11353 | 2021
Vintage2020 | solar pv | TRUE | 63394 | N | . | Falls Creek Garden | Falls Creek Garden LLC | 63143 | MN | WNC | MRO |  | 22 | 2 | NAICS-22 Non-Cogen | PV | SUN | SUN | MISO | 15690 | 1774 | 2021
Vintage2020 | solar pv | TRUE | 63395 | N | . | Star Garden | Star Garden LLC | 63144 | MN | WNC | MRO |  | 22 | 2 | NAICS-22 Non-Cogen | PV | SUN | SUN | MISO | 16026 | 1812 | 2021
Vintage2020 | solar pv | TRUE | 63396 | N | . | Buffalo Garden | Buffalo Garden LLC | 63157 | MN | WNC | MRO |  | 22 | 2 | NAICS-22 Non-Cogen | PV | SUN | SUN | MISO | 15450 | 1747 | 2021
Vintage2020 | solar pv | TRUE | 63397 | N | . | Loon Garden | Loon Garden LLC | 63158 | MN | WNC | MRO |  | 22 | 2 | NAICS-22 Non-Cogen | PV | SUN | SUN | MISO | 16255 | 1838 | 2021
| other | FALSE | 63398 | N | . | Kearsarge Amesbury Hybrid | Kearsarge Amesbury LLC | 63163 | MA | NEW | NPCC |  | 22 | 2 | NAICS-22 Non-Cogen | BA | MWH | OTH | ISNE | 0 | 0 | 2021
Vintage2019 | solar pv | TRUE | 63398 | N | . | Kearsarge Amesbury Hybrid | Kearsarge Amesbury LLC | 63163 | MA | NEW | NPCC |  | 22 | 2 | NAICS-22 Non-Cogen | PV | SUN | SUN | ISNE | 48296 | 5461 | 2021
Vintage2020 | solar pv | TRUE | 63399 | N | . | Galesburg Solar Array | AEP Onsite Partners, LLC | 60571 | IL | ENC | SERC |  | 22 | 2 | NAICS-22 Non-Cogen | PV | SUN | SUN | MISO | 25382 | 2870 | 2021
Vintage2019 | solar pv | TRUE | 63400 | N | . | Stearns Solar I | Stearns Solar I LLC | 63159 | MN | WNC | MRO |  | 22 | 2 | NAICS-22 Non-Cogen | PV | SUN | SUN | MISO | 20209 | 2285 | 2021
Vintage2019 | solar pv | TRUE | 63401 | N | . | Olinda Trail Solar | Olinda Trail Solar LLC | 63160 | MN | WNC | MRO |  | 22 | 2 | NAICS-22 Non-Cogen | PV | SUN | SUN | MISO | 18997 | 2148 | 2021
Vintage2019 | solar pv | TRUE | 63402 | N | . | New Munich Solar | New Munich Solar LLC | 63161 | MN | WNC | MRO |  | 22 | 2 | NAICS-22 Non-Cogen | PV | SUN | SUN | MISO | 19573 | 2213 | 2021
Vintage2019 | solar pv | TRUE | 63403 | N | . | Clara City Solar | Clara City Solar LLC | 63162 | MN | WNC | MRO |  | 22 | 2 | NAICS-22 Non-Cogen | PV | SUN | SUN | MISO | 20033 | 2265 | 2021
Vintage2013 | solar pv | TRUE | 63404 | N | . | Thermo Fisher | Goldman Sachs Renewable Power LLC | 61944 | NJ | MAT | RFC |  | 22 | 2 | NAICS-22 Non-Cogen | PV | SUN | SUN | PJM | 15124 | 1710 | 2021
Vintage2018 | solar pv | TRUE | 63405 | N | . | Pearl II | Nautilus Solar Solutions | 61227 | NY | MAT | NPCC |  | 22 | 2 | NAICS-22 Non-Cogen | PV | SUN | SUN | NYIS | 28734 | 3249 | 2021
Vintage2019 | solar pv | TRUE | 63406 | N | . | Vermillion River_MN_GRE DEA-GM | SoCore Energy LLC | 60520 | MN | WNC | MRO |  | 22 | 2 | NAICS-22 Non-Cogen | PV | SUN | SUN | MISO | 43211 | 4886 | 2021
Vintage2019 | solar pv | TRUE | 63407 | N | . | Macedon | Solar Planet Power | 62923 | NY | MAT | NPCC |  | 22 | 2 | NAICS-22 Non-Cogen | PV | SUN | SUN | NYIS | 23702 | 2680 | 2021
Vintage2019 | solar pv | TRUE | 63408 | N | . | Whittier | Solar Planet Power | 62923 | NY | MAT | NPCC |  | 22 | 2 | NAICS-22 Non-Cogen | PV | SUN | SUN | NYIS | 19926 | 2253 | 2021
Vintage2019 | solar pv | TRUE | 63409 | N | . | Williamson | Solar Planet Power | 62923 | NY | MAT | NPCC |  | 22 | 2 | NAICS-22 Non-Cogen | PV | SUN | SUN | NYIS | 19633 | 2220 | 2021
Vintage2019 | solar pv | TRUE | 63410 | N | . | Bennett | Solar Planet Power | 62923 | NY | MAT | NPCC |  | 22 | 2 | NAICS-22 Non-Cogen | PV | SUN | SUN | NYIS | 14780 | 1671 | 2021
Vintage2020 | solar pv | TRUE | 63411 | N | . | Greenwich Solar 1, LLC CSG | AES Distributed Energy | 61012 | NY | MAT | NPCC |  | 22 | 2 | NAICS-22 Non-Cogen | PV | SUN | SUN | NYIS | 72591 | 8208 | 2021
Vintage2012 | solar pv | TRUE | 63413 | N | . | LTMUA | Goldman Sachs Renewable Power LLC | 61944 | NJ | MAT | RFC |  | 22 | 2 | NAICS-22 Non-Cogen | PV | SUN | SUN | PJM | 15044 | 1701 | 2021
Vintage2020 | solar pv | TRUE | 63414 | N | . | IOS II-LAX9 | IOS II LLC | 61620 | CA | PACC | WECC |  | 22 | 2 | NAICS-22 Non-Cogen | PV | SUN | SUN | CISO | 24197 | 2736 | 2021
| other | FALSE | 63415 | N | . | Middletown Solar 1, LLC Hybrid CSG | AES Distributed Energy | 61012 | NY | MAT | NPCC |  | 22 | 2 | NAICS-22 Non-Cogen | BA | MWH | OTH | NYIS | 0 | 0 | 2021
Vintage2020 | solar pv | TRUE | 63415 | N | . | Middletown Solar 1, LLC Hybrid CSG | AES Distributed Energy | 61012 | NY | MAT | NPCC |  | 22 | 2 | NAICS-22 Non-Cogen | PV | SUN | SUN | NYIS | 5845 | 661 | 2021
Vintage2020 | solar pv | FALSE | 63416 | N | . | Sierra Pacific Industries (2042-RD) | Sierra Pacific Industries | 17164 | CA | PACC | WECC |  | 321 | 6 | Industrial NAICS Non-Cogen | PV | SUN | SUN | CISO | 152319 | 17223 | 2021
Vintage2020 | solar pv | TRUE | 63417 | N | . | Goodhue Community Solar Three LLC CSG | Madison Energy Holdings LLC | 62915 | MN | WNC | MRO |  | 22 | 2 | NAICS-22 Non-Cogen | PV | SUN | SUN | MISO | 13636 | 1542 | 2021
Vintage2020 | solar pv | TRUE | 63418 | N | . | DGS Wasco State Prison | Forefront Power, LLC | 62856 | CA | PACC | WECC |  | 22 | 2 | NAICS-22 Non-Cogen | PV | SUN | SUN | CISO | 42434 | 4798 | 2021
Vintage2020 | solar pv | TRUE | 63419 | N | . | DGS Central California Womens Facility | Forefront Power, LLC | 62856 | CA | PACC | WECC |  | 22 | 2 | NAICS-22 Non-Cogen | PV | SUN | SUN | CISO | 33403 | 3777 | 2021
| other | FALSE | 63420 | N | . | Fresno Bullard High School Hybrid | Forefront Power, LLC | 62856 | CA | PACC | WECC |  | 22 | 2 | NAICS-22 Non-Cogen | BA | MWH | OTH | CISO | 0 | -14 | 2021
Vintage2020 | solar pv | TRUE | 63420 | N | . | Fresno Bullard High School Hybrid | Forefront Power, LLC | 62856 | CA | PACC | WECC |  | 22 | 2 | NAICS-22 Non-Cogen | PV | SUN | SUN | CISO | 19137 | 2164 | 2021
| other | FALSE | 63421 | N | . | Fresno Hoover High School Hybrid | Forefront Power, LLC | 62856 | CA | PACC | WECC |  | 22 | 2 | NAICS-22 Non-Cogen | BA | MWH | OTH | CISO | 0 | -5 | 2021
Vintage2020 | solar pv | TRUE | 63421 | N | . | Fresno Hoover High School Hybrid | Forefront Power, LLC | 62856 | CA | PACC | WECC |  | 22 | 2 | NAICS-22 Non-Cogen | PV | SUN | SUN | CISO | 18236 | 2062 | 2021
| other | FALSE | 63422 | N | . | Fresno Sunnyside High School Hybrid | Forefront Power, LLC | 62856 | CA | PACC | WECC |  | 22 | 2 | NAICS-22 Non-Cogen | BA | MWH | OTH | CISO | 0 | -6 | 2021
Vintage2020 | solar pv | TRUE | 63422 | N | . | Fresno Sunnyside High School Hybrid | Forefront Power, LLC | 62856 | CA | PACC | WECC |  | 22 | 2 | NAICS-22 Non-Cogen | PV | SUN | SUN | CISO | 22208 | 2511 | 2021
Vintage2019 | natural gas peaker | TRUE | 63423 | Y | . | BYU Central Heating Plant | Brigham Young University (BYU) | 63170 | UT | MTN | WECC |  | 22 | 3 | NAICS-22 Cogen | GT | NG | NG | PACE | 1256516 | 115199 | 2021
Vintage2020 | solar pv | TRUE | 63424 | N | . | Straight Garden Solar | Straight Garden LLC | 63171 | MN | WNC | MRO |  | 22 | 2 | NAICS-22 Non-Cogen | PV | SUN | SUN | MISO | 16068 | 1817 | 2021
Vintage2020 | solar pv | TRUE | 63425 | N | . | Leven Garden Solar | Leven Garden LLC | 63172 | MN | WNC | MRO |  | 22 | 2 | NAICS-22 Non-Cogen | PV | SUN | SUN | MISO | 15529 | 1756 | 2021
Vintage2020 | solar pv | TRUE | 63426 | N | . | Zumbro Solar Garden | Zumbro Garden LLC | 63173 | MN | WNC | MRO |  | 22 | 2 | NAICS-22 Non-Cogen | PV | SUN | SUN | MISO | 14887 | 1683 | 2021
Vintage2020 | solar pv | TRUE | 63427 | N | . | Mud Garden Solar | Mud Garden LLC | 63175 | MN | WNC | MRO |  | 22 | 2 | NAICS-22 Non-Cogen | PV | SUN | SUN | MISO | 16386 | 1853 | 2021
Vintage2020 | solar pv | TRUE | 63428 | N | . | IGS CC, LLC | Greenbacker Renewable Energy Corporation | 60025 | DC | SAT | RFC |  | 22 | 2 | NAICS-22 Non-Cogen | PV | SUN | SUN | PJM | 20296 | 2295 | 2021
Vintage2020 | solar pv | TRUE | 63429 | N | . | Erin Garden Solar | Erin Garden LLC | 63176 | MN | WNC | MRO |  | 22 | 2 | NAICS-22 Non-Cogen | PV | SUN | SUN | MISO | 16239 | 1836 | 2021
Vintage2020 | solar pv | TRUE | 63430 | N | . | Chub Garden Solar | Chub Garden LLC | 63177 | MN | WNC | MRO |  | 22 | 2 | NAICS-22 Non-Cogen | PV | SUN | SUN | MISO | 16043 | 1814 | 2021
Vintage2008 | onshore wind | TRUE | 63431 | N | . | Cisco | Allete Clean Energy | 59496 | MN | WNC | MRO |  | 22 | 2 | NAICS-22 Non-Cogen | WT | WND | WND | MISO | 158527 | 17925 | 2021
Vintage2006 | onshore wind | TRUE | 63432 | N | . | Lincoln Heights I | Allete Clean Energy | 59496 | MN | WNC | MRO |  | 22 | 2 | NAICS-22 Non-Cogen | WT | WND | WND | MISO | 102881 | 11633 | 2021
Vintage2006 | onshore wind | TRUE | 63433 | N | . | Lincoln Heights II | Allete Clean Energy | 59496 | MN | WNC | MRO |  | 22 | 2 | NAICS-22 Non-Cogen | WT | WND | WND | MISO | 84132 | 9513 | 2021
Vintage2020 | solar pv | TRUE | 63434 | N | . | Maston Garden Solar | Maston Garden LLC | 63174 | MN | WNC | MRO |  | 22 | 2 | NAICS-22 Non-Cogen | PV | SUN | SUN | MISO | 11993 | 1356 | 2021
Vintage2020 | onshore wind | TRUE | 63436 | N | . | Corriedale Wind Energy | Black Hills Service Company LLC | 56771 | WY | MTN | WECC |  | 22 | 1 | Electric Utility | WT | WND | WND | WACM | 1932069 | 218461 | 2021
Vintage2015 | other | TRUE | 63438 | Y | . | UB Fuel Cell | Clearway Energy, Inc | 61939 | CT | NEW | NPCC |  | 22 | 3 | NAICS-22 Cogen | FC | NG | NG | ISNE | 80430 | 9237 | 2021
Vintage2018 | other | TRUE | 63439 | Y | . | Central CA Fuel Cell 1 | Clearway Energy, Inc | 61939 | CA | PACC | NPCC |  | 22 | 3 | NAICS-22 Cogen | FC | NG | NG | CISO | 187122 | 20682 | 2021
Vintage2021 | solar pv | TRUE | 63440 | N | . | Sun Streams 2 | Sun Streams 2, LLC | 64851 | AZ | MTN | WECC |  | 22 | 2 | NAICS-22 Non-Cogen | PV | SUN | SUN | CISO | 2206613 | 249504 | 2021
Vintage2019 | solar pv | TRUE | 63442 | N | . | Tickle Creek Solar | Neighborhood Power Corp. | 63185 | OR | PACC | WECC |  | 22 | 2 | NAICS-22 Non-Cogen | PV | SUN | SUN | PGE | 27603 | 3121 | 2021
Vintage2019 | solar pv | TRUE | 63443 | N | . | Thomas Creek Solar | Neighborhood Power Corp. | 63185 | OR | PACC | WECC |  | 22 | 2 | NAICS-22 Non-Cogen | PV | SUN | SUN | PGE | 35040 | 3962 | 2021
Vintage2021 | solar pv | TRUE | 63444 | N | . | 1001 Ebenezer Church Solar | 1001 Ebenezer Church Solar, LLC | 63186 | NC | SAT | SERC |  | 22 | 2 | NAICS-22 Non-Cogen | PV | SUN | SUN | DUK | 59671 | 6747 | 2021
Vintage2021 | solar pv | TRUE | 63445 | N | . | 1009 Yadkin Solar | 1009 Yadkin Solar, LLC | 63190 | NC | SAT | SERC |  | 22 | 2 | NAICS-22 Non-Cogen | PV | SUN | SUN | DUK | 75404 | 8526 | 2021
Vintage2021 | solar pv | TRUE | 63446 | N | . | 1073 Onslow Solar | 1073 Onslow Solar, LLC | 63191 | NC | SAT | SERC |  | 22 | 2 | NAICS-22 Non-Cogen | PV | SUN | SUN | DUK | 58663 | 6633 | 2021
Vintage2021 | solar pv | TRUE | 63447 | N | . | 1008 Matthews Solar | 1008 Matthews Solar, LLC | 63192 | NC | SAT | SERC |  | 22 | 2 | NAICS-22 Non-Cogen | PV | SUN | SUN | DUK | 58476 | 6612 | 2021
Vintage2021 | solar pv | TRUE | 63448 | N | . | 1045 Tomlin Mill Solar | 1045 Tomlin Mill Solar, LLC | 63193 | NC | SAT | SERC |  | 22 | 2 | NAICS-22 Non-Cogen | PV | SUN | SUN | DUK | 35040 | 3962 | 2021
Vintage2016 | solar pv | TRUE | 63449 | N | . | Lang Solar Farm | Lang Solar Farm, LLC | 63197 | NC | SAT | SERC |  | 22 | 2 | NAICS-22 Non-Cogen | PV | SUN | SUN | DUK | 81868 | 9257 | 2021
Vintage2019 | solar pv | TRUE | 63450 | N | . | Chenango Solar | Citizens Enterprises Corporation | 58871 | NY | MAT | NPCC |  | 22 | 2 | NAICS-22 Non-Cogen | PV | SUN | SUN | NYIS | 58184 | 6579 | 2021
Vintage2020 | solar pv | TRUE | 63451 | N | . | Monroe Solar Farm, LLC | NJR Clean Energy Ventures Corporation | 56990 | NJ | MAT | RFC |  | 22 | 2 | NAICS-22 Non-Cogen | PV | SUN | SUN | PJM | 166992 | 18882 | 2021
Vintage2020 | solar pv | TRUE | 63452 | N | . | Solvay Solar | West Deptford Distributed Solar, LLC | 63188 | NJ | MAT | NPCC |  | 22 | 2 | NAICS-22 Non-Cogen | PV | SUN | SUN | PJM | 86911 | 9827 | 2021
Vintage2019 | solar pv | TRUE | 63453 | N | . | Malmedal Solar Garden | Malmedal Garden LLC | 63194 | MN | WNC | MRO |  | 22 | 2 | NAICS-22 Non-Cogen | PV | SUN | SUN | MISO | 15893 | 1797 | 2021
Vintage2019 | solar pv | TRUE | 63454 | N | . | Wollan Garden Solar | Wollan Garden LLC | 63195 | MN | WNC | MRO |  | 22 | 2 | NAICS-22 Non-Cogen | PV | SUN | SUN | MISO | 15166 | 1715 | 2021
Vintage2009 | solar pv | TRUE | 63455 | N | . | RE-VFO LLC | RE-VFO LLC | 63198 | CA | PACC | WECC |  | 22 | 2 | NAICS-22 Non-Cogen | PV | SUN | SUN | CISO | 17687 | 2000 | 2021
Vintage2020 | solar pv | TRUE | 63456 | N | . | St Louis Solar | Neighborhood Power Corp. | 63185 | OR | PACC | WECC |  | 22 | 2 | NAICS-22 Non-Cogen | PV | SUN | SUN | PGE | 36984 | 4182 | 2021
Vintage2019 | petroleum | TRUE | 63457 | N | . | Progress Drive Generation Station | City of Shelby - (OH) | 17043 | OH | ENC | RFC |  | 22 | 1 | Electric Utility | IC | DFO | DFO | PJM | 2808 | 262 | 2021
Vintage2019 | solar pv | TRUE | 63459 | N | . | Selective Insurance | Selective Insurance | 63203 | NJ | MAT | RFC |  | 22 | 2 | NAICS-22 Non-Cogen | PV | SUN | SUN | PJM | 29849 | 3375 | 2021
Vintage2020 | onshore wind | TRUE | 63460 | N | . | Rock County Wind Fuel, LLC | Rock County Wind Fuel, LLC | 63189 | MN | WNC | MRO |  | 22 | 2 | NAICS-22 Non-Cogen | WT | WND | WND | MISO | 171583 | 19401 | 2021
Vintage2019 | solar pv | TRUE | 63461 | N | . | Bonefish Solar | Bonefish Solar, LLC | 63201 | SC | SAT | SERC |  | 22 | 2 | NAICS-22 Non-Cogen | PV | SUN | SUN | DUK | 35218 | 3982 | 2021
Vintage2020 | solar pv | TRUE | 63462 | N | . | Pika Solar | Pika Solar, LLC | 63202 | OR | PACC | WECC |  | 22 | 2 | NAICS-22 Non-Cogen | PV | SUN | SUN | PGE | 32422 | 3666 | 2021
Vintage2020 | solar pv | TRUE | 63463 | N | . | Mohea Solar Energy Center, LLC | Mohea Solar Energy Center, LLC | 63204 | SC | SAT | SERC |  | 22 | 2 | NAICS-22 Non-Cogen | PV | SUN | SUN | DUK | 70523 | 7974 | 2021
Vintage2020 | solar pv | TRUE | 63464 | N | . | Brush Creek Solar | Brush Creek Solar, LLC | 63205 | OR | PACC | WECC |  | 22 | 2 | NAICS-22 Non-Cogen | PV | SUN | SUN | PGE | 29681 | 3356 | 2021
Vintage2020 | solar pv | TRUE | 63465 | N | . | Minke Solar | Minke Solar, LLC | 63206 | OR | PACC | WECC |  | 22 | 2 | NAICS-22 Non-Cogen | PV | SUN | SUN | PGE | 26992 | 3052 | 2021
Vintage2020 | solar pv | TRUE | 63466 | N | . | Drift Creek Solar | Drift Creek Solar, LLC | 63207 | OR | PACC | WECC |  | 22 | 2 | NAICS-22 Non-Cogen | PV | SUN | SUN | PGE | 29743 | 3363 | 2021
Vintage2020 | solar pv | TRUE | 63467 | N | . | Bighorn Solar | Bighorn Solar, LLC | 63208 | OR | PACC | WECC |  | 22 | 2 | NAICS-22 Non-Cogen | PV | SUN | SUN | PGE | 28220 | 3191 | 2021
| other | FALSE | 63468 | N | . | Hurteau Solar Project Hybrid | AES Distributed Energy | 61012 | MA | NEW | NPCC |  | 22 | 2 | NAICS-22 Non-Cogen | BA | MWH | OTH | ISNE | 0 | -67 | 2021
Vintage2020 | solar pv | TRUE | 63468 | N | . | Hurteau Solar Project Hybrid | AES Distributed Energy | 61012 | MA | NEW | NPCC |  | 22 | 2 | NAICS-22 Non-Cogen | PV | SUN | SUN | ISNE | 28488 | 3221 | 2021
| other | FALSE | 63469 | N | . | Alicea Solar Project Hybrid CSG | AES Distributed Energy | 61012 | MA | NEW | NPCC |  | 22 | 2 | NAICS-22 Non-Cogen | BA | MWH | OTH | ISNE | 0 | -29 | 2021
Vintage2020 | solar pv | TRUE | 63469 | N | . | Alicea Solar Project Hybrid CSG | AES Distributed Energy | 61012 | MA | NEW | NPCC |  | 22 | 2 | NAICS-22 Non-Cogen | PV | SUN | SUN | ISNE | 26231 | 2966 | 2021
| other | FALSE | 63470 | N | . | McDougle-Mitchell Solar Project Hybrid CSG | AES Distributed Energy | 61012 | MA | NEW | NPCC |  | 22 | 2 | NAICS-22 Non-Cogen | BA | MWH | OTH | ISNE | 0 | -103 | 2021
Vintage2020 | solar pv | TRUE | 63470 | N | . | McDougle-Mitchell Solar Project Hybrid CSG | AES Distributed Energy | 61012 | MA | NEW | NPCC |  | 22 | 2 | NAICS-22 Non-Cogen | PV | SUN | SUN | ISNE | 64280 | 7268 | 2021
| other | FALSE | 63472 | N | . | Cycz Solar Project CSG Hybrid | AES Distributed Energy | 61012 | MA | NEW | NPCC |  | 22 | 2 | NAICS-22 Non-Cogen | BA | MWH | OTH | ISNE | 0 | -41 | 2021
Vintage2020 | solar pv | TRUE | 63472 | N | . | Cycz Solar Project CSG Hybrid | AES Distributed Energy | 61012 | MA | NEW | NPCC |  | 22 | 2 | NAICS-22 Non-Cogen | PV | SUN | SUN | ISNE | 30148 | 3409 | 2021
| other | FALSE | 63473 | N | . | West A&B Solar Project Hybrid CSG | AES Distributed Energy | 61012 | MA | NEW | NPCC |  | 22 | 2 | NAICS-22 Non-Cogen | BA | MWH | OTH | ISNE | 0 | -14 | 2021
Vintage2020 | solar pv | TRUE | 63473 | N | . | West A&B Solar Project Hybrid CSG | AES Distributed Energy | 61012 | MA | NEW | NPCC |  | 22 | 2 | NAICS-22 Non-Cogen | PV | SUN | SUN | ISNE | 19838 | 2243 | 2021
| other | FALSE | 63474 | N | . | Annese Solar Project Hybrid CSG | AES Distributed Energy | 61012 | MA | NEW | NPCC |  | 22 | 2 | NAICS-22 Non-Cogen | BA | MWH | OTH | ISNE | 0 | -108 | 2021
Vintage2020 | solar pv | TRUE | 63474 | N | . | Annese Solar Project Hybrid CSG | AES Distributed Energy | 61012 | MA | NEW | NPCC |  | 22 | 2 | NAICS-22 Non-Cogen | PV | SUN | SUN | ISNE | 55373 | 6261 | 2021
| other | FALSE | 63475 | N | . | Randall Solar Project Hybrid | AES Distributed Energy | 61012 | MA | NEW | NPCC |  | 22 | 2 | NAICS-22 Non-Cogen | BA | MWH | OTH | ISNE | 0 | -5 | 2021
Vintage2021 | solar pv | TRUE | 63475 | N | . | Randall Solar Project Hybrid | AES Distributed Energy | 61012 | MA | NEW | NPCC |  | 22 | 2 | NAICS-22 Non-Cogen | PV | SUN | SUN | ISNE | 16821 | 1902 | 2021
Vintage2021 | solar pv | TRUE | 63476 | N | . | Saint Solar | Saint Solar LLC | 63210 | AZ | MTN | WECC |  | 22 | 2 | NAICS-22 Non-Cogen | PV | SUN | SUN | SRP | 2635212 | 297966 | 2021
Vintage2020 | solar pv | TRUE | 63477 | N | . | Alcalde Solar Array | Jemez Cuba LLC | 63213 | NM | MTN | WECC |  | 22 | 2 | NAICS-22 Non-Cogen | PV | SUN | SUN | PNM | 40232 | 4549 | 2021
Vintage2019 | solar pv | TRUE | 63480 | N | . | Roberds Garden CSG | Roberds Garden LLC | 63219 | MN | WNC | MRO |  | 22 | 2 | NAICS-22 Non-Cogen | PV | SUN | SUN | MISO | 15582 | 1762 | 2021
Vintage2019 | solar pv | TRUE | 63481 | N | . | Clear Garden CSG | Clear Garden LLC | 63215 | MN | WNC | MRO |  | 22 | 2 | NAICS-22 Non-Cogen | PV | SUN | SUN | MISO | 15636 | 1768 | 2021
Vintage2021 | onshore wind | TRUE | 63482 | N | . | Point Wind | Terra-Gen Operating Co-Wind | 2770 | CA | PACC | WECC |  | 22 | 2 | NAICS-22 Non-Cogen | WT | WND | WND | CISO | 1588490 | 179612 | 2021
Vintage0 | petroleum | FALSE | 63483 | Y | . | ACM - Midtown Thermal | ACM Energy, LLC | 63222 | NJ | MAT | RFC |  | 22133 | 5 | Commercial NAICS Cogen | GT | DFO | DFO | PJM | 356 | 31.232 | 2021
Vintage2012 | natural gas peaker | FALSE | 63483 | Y | . | ACM - Midtown Thermal | ACM Energy, LLC | 63222 | NJ | MAT | RFC |  | 22133 | 5 | Commercial NAICS Cogen | GT | NG | NG | PJM | 523011 | 45985.768 | 2021
Vintage2020 | solar pv | TRUE | 63484 | N | . | Gohman Community Solar (CSG) | Gohman Community Solar LLC | 63228 | MN | WNC | MRO |  | 22 | 2 | NAICS-22 Non-Cogen | PV | SUN | SUN | MISO | 15441 | 1746 | 2021
Vintage1997 | natural gas peaker | TRUE | 63485 | Y | . | ECP Uptown Campus | ECP Uptown Campus LLC | 63220 | PA | MAT | RFC |  | 22 | 3 | NAICS-22 Cogen | GT | NG | NG | PJM | 339415 | 29246.14 | 2021
Vintage2019 | solar pv | TRUE | 63486 | N | . | D'Arrigo Brothers - Phase 4 | CalCom Energy | 63226 | CA | PACC | WECC |  | 22 | 2 | NAICS-22 Non-Cogen | PV | SUN | SUN | CISO | 27276 | 3084 | 2021
Vintage2021 | onshore wind | TRUE | 63489 | N | . | Sundance Wind Project, LLC | Public Service Co of Oklahoma | 15474 | OK | WSC | MRO |  | 22 | 1 | Electric Utility | WT | WND | WND | SWPP | 3616346 | 408904 | 2021
Vintage2012 | natural gas peaker | FALSE | 63492 | Y | . | DCO Burlington | DCO Burlington | 63218 | NJ | MAT | RFC |  | 327 | 7 | Industrial NAICS Cogen | GT | NG | NG | PJM | 161845 | 15875 | 2021
Vintage2018 | solar pv | TRUE | 63493 | N | . | PSREC/SIAD Solar | Plumas Sierra Rural Electric Coop | 57353 | CA | PACC | WECC |  | 22 | 1 | Electric Utility | PV | SUN | SUN | CISO | 52994 | 5992 | 2021
Vintage2021 | onshore wind | TRUE | 63494 | N | . | Maverick Wind Project, LLC | Public Service Co of Oklahoma | 15474 | OK | WSC | TRE |  | 22 | 1 | Electric Utility | WT | WND | WND | SWPP | 1698411 | 192041 | 2021
Vintage2021 | solar pv | TRUE | 63495 | N | . | Durrance | Tampa Electric Co | 18454 | FL | SAT | SERC |  | 22 | 1 | Electric Utility | PV | SUN | SUN | TEC | 915680 | 103537 | 2021
Vintage2019 | solar pv | TRUE | 63496 | N | . | Frederick County - Landfill | Tesla Inc. | 60947 | MD | SAT | RFC |  | 22 | 2 | NAICS-22 Non-Cogen | PV | SUN | SUN | PJM | 33288 | 3764 | 2021
Vintage2019 | solar pv | TRUE | 63497 | N | . | Calabro Airport North Solar Project | CVI Renewables Holdings, LLC. | 63970 | NY | MAT | NPCC |  | 22 | 2 | NAICS-22 Non-Cogen | PV | SUN | SUN | NYIS | 19767 | 2235 | 2021
Vintage2019 | solar pv | TRUE | 63498 | N | . | Calabro Airport South Solar Project | CVI Renewables Holdings, LLC. | 63970 | NY | MAT | NPCC |  | 22 | 2 | NAICS-22 Non-Cogen | PV | SUN | SUN | NYIS | 18262 | 2065 | 2021
Vintage2020 | solar pv | TRUE | 63499 | N | . | Choctaw Nation Solar Farm | Oklahoma Gas & Electric Co | 14063 | OK | WSC | MRO |  | 22 | 1 | Electric Utility | PV | SUN | SUN | SWPP | 83656 | 9459 | 2021
Vintage2020 | solar pv | TRUE | 63500 | N | . | Chickasaw Nation Solar Farm | Oklahoma Gas & Electric Co | 14063 | OK | WSC | MRO |  | 22 | 1 | Electric Utility | PV | SUN | SUN | SWPP | 96947 | 10962 | 2021
| natural gas peaker | FALSE | 63501 | Y | . | Montclair State University Cogen | UMM Energy Partners LLC. | 63230 | NJ | MAT | RFC |  | 22133 | 5 | Commercial NAICS Cogen | GT | NG | NG | PJM | 0 | 0 | 2021
Vintage2018 | natural gas peaker | FALSE | 63501 | Y | . | Montclair State University Cogen | UMM Energy Partners LLC. | 63230 | NJ | MAT | RFC |  | 22133 | 5 | Commercial NAICS Cogen | IC | NG | NG | PJM | 20584 | 2192 | 2021
Vintage2021 | onshore wind | TRUE | 63502 | N | . | Oso Grande Wind Farm | Tucson Electric Power Co | 24211 | NM | MTN | WECC |  | 22 | 1 | Electric Utility | WT | WND | WND | TEPC | 2655182 | 300224 | 2021
Vintage2020 | solar pv | TRUE | 63503 | N | . | Lakehurst Solar | Consolidated Edison Development Inc. | 56769 | NJ | MAT | RFC |  | 22 | 2 | NAICS-22 Non-Cogen | PV | SUN | SUN | PJM | 135437 | 15314 | 2021
Vintage2021 | solar pv | TRUE | 63504 | N | . | Copper Mountain Solar 5, LLC | Consolidated Edison Development Inc. | 56769 | NV | MTN | WECC |  | 22 | 2 | NAICS-22 Non-Cogen | PV | SUN | SUN | NEVP | 3265735 | 369260 | 2021
Vintage2019 | solar pv | TRUE | 63505 | N | . | Cherry Blossom Solar LLC | CBH Lessor LLC | 63242 | SC | SAT | SERC |  | 22 | 2 | NAICS-22 Non-Cogen | PV | SUN | SUN | CPLE | 181496 | 20522 | 2021
| other | FALSE | 63510 | N | . | Walnut Unified School District Walnut HS Hybrid | Tesla Inc. | 60947 | CA | PACC | WECC |  | 22 | 2 | NAICS-22 Non-Cogen | BA | MWH | OTH | CISO | 0 | -8 | 2021
Vintage2020 | solar pv | TRUE | 63510 | N | . | Walnut Unified School District Walnut HS Hybrid | Tesla Inc. | 60947 | CA | PACC | WECC |  | 22 | 2 | NAICS-22 Non-Cogen | PV | SUN | SUN | CISO | 17909 | 2025 | 2021
Vintage2019 | solar pv | TRUE | 63511 | N | . | Mohonasen Central School District | Tesla Inc. | 60947 | NY | MAT | NPCC |  | 22 | 2 | NAICS-22 Non-Cogen | PV | SUN | SUN | NYIS | 17158 | 1940 | 2021
Vintage2019 | solar pv | TRUE | 63512 | N | . | Wor-Wic Community College - Offsite | Tesla Inc. | 60947 | MD | SAT | RFC |  | 22 | 2 | NAICS-22 Non-Cogen | PV | SUN | SUN | PJM | 32518 | 3677 | 2021
Vintage2019 | solar pv | TRUE | 63514 | N | . | Moonlight Packing - Phase 2 | CalCom Energy | 63226 | CA | PACC | WECC |  | 22 | 2 | NAICS-22 Non-Cogen | PV | SUN | SUN | CISO | 24541 | 2775 | 2021
Vintage2018 | solar pv | TRUE | 63516 | N | . | California City | Goldman Sachs Renewable Power LLC | 61944 | CA | PACC | WECC |  | 22 | 2 | NAICS-22 Non-Cogen | PV | SUN | SUN | CISO | 47881 | 5414 | 2021
Vintage2021 | solar pv | TRUE | 63517 | N | . | Santa Fe Solar Power Plant | Duke Energy Florida, LLC | 6455 | FL | SAT | SERC |  | 22 | 1 | Electric Utility | PV | SUN | SUN | FPC | 1216863 | 137592 | 2021
Vintage2021 | solar pv | TRUE | 63518 | N | . | Twin Rivers Solar Power Plant | Duke Energy Florida, LLC | 6455 | FL | SAT | SERC |  | 22 | 1 | Electric Utility | PV | SUN | SUN | FPC | 751315 | 84952 | 2021
Vintage2020 | solar pv | TRUE | 63519 | N | . | CED Crane Solar | CED Crane Solar, LLC | 64403 | TX | WSC | TRE |  | 22 | 2 | NAICS-22 Non-Cogen | PV | SUN | SUN | ERCO | 3378824 | 382047 | 2021
Vintage2020 | solar pv | TRUE | 63520 | N | . | PA Solar Park II | Consolidated Edison Development Inc. | 56769 | PA | MAT | RFC |  | 22 | 2 | NAICS-22 Non-Cogen | PV | SUN | SUN | PJM | 109074 | 12333 | 2021
Vintage2020 | onshore wind | TRUE | 63521 | N | . | CED Mason City Wind | Consolidated Edison Development Inc. | 56769 | IA | WNC | MRO |  | 22 | 2 | NAICS-22 Non-Cogen | WT | WND | WND | MISO | 256636 | 29018 | 2021
Vintage2015 | solar pv | TRUE | 63523 | N | . | Spruce - WCMD - Rubble II | Goldman Sachs Renewable Power LLC | 61944 | MD | SAT | RFC |  | 22 | 2 | NAICS-22 Non-Cogen | PV | SUN | SUN | PJM | 23074 | 2609 | 2021
Vintage2015 | solar pv | TRUE | 63524 | N | . | Spruce - WCMD - Rubble I | Goldman Sachs Renewable Power LLC | 61944 | MD | SAT | RFC |  | 22 | 2 | NAICS-22 Non-Cogen | PV | SUN | SUN | PJM | 16026 | 1812 | 2021
Vintage2015 | solar pv | TRUE | 63525 | N | . | Spruce - WCMD - Creek | Goldman Sachs Renewable Power LLC | 61944 | MD | SAT | RFC |  | 22 | 2 | NAICS-22 Non-Cogen | PV | SUN | SUN | PJM | 23445 | 2651 | 2021
Vintage2016 | solar pv | TRUE | 63526 | N | . | Spruce - WCMD - Resh I | Goldman Sachs Renewable Power LLC | 61944 | MD | SAT | RFC |  | 22 | 2 | NAICS-22 Non-Cogen | PV | SUN | SUN | PJM | 24878 | 2813 | 2021
Vintage2020 | solar pv | TRUE | 63527 | N | . | Lafayette 2 - Internal Services Dept | Goldman Sachs Renewable Power LLC | 61944 | CA | PACC | WECC |  | 22 | 2 | NAICS-22 Non-Cogen | PV | SUN | SUN | CISO | 17980 | 2033 | 2021
Vintage2019 | solar pv | TRUE | 63530 | N | . | Jersey City DWP | Onyx Asset Services Group | 60584 | NJ | MAT | RFC |  | 22 | 2 | NAICS-22 Non-Cogen | PV | SUN | SUN | PJM | 11674 | 1320 | 2021
Vintage2019 | solar pv | TRUE | 63531 | N | . | Pima Community College NW | Onyx Asset Services Group | 60584 | AZ | MTN | WECC |  | 22 | 2 | NAICS-22 Non-Cogen | PV | SUN | SUN | TEPC | 27037 | 3057 | 2021
Vintage2020 | solar pv | TRUE | 63532 | N | . | Winona Community Solar One LLC | Madison Energy Holdings LLC | 62915 | MN | WNC | MRO |  | 22 | 2 | NAICS-22 Non-Cogen | PV | SUN | SUN | MISO | 15088 | 1706 | 2021
Vintage2020 | solar pv | TRUE | 63533 | N | . | Goodhue Community Solar Two LLC | Madison Energy Holdings LLC | 62915 | MN | WNC | MRO |  | 22 | 2 | NAICS-22 Non-Cogen | PV | SUN | SUN | MISO | 14785 | 1672 | 2021
Vintage2020 | solar pv | TRUE | 63534 | N | . | Houston/Winona Community Solar One LLC | Madison Energy Holdings LLC | 62915 | MN | WNC | MRO |  | 22 | 2 | NAICS-22 Non-Cogen | PV | SUN | SUN | MISO | 15539 | 1757 | 2021
| other | FALSE | 63535 | N | . | Solar BESS Hybrid | Cobb Electric Membership Corporation | 63260 | GA | SAT | SERC |  | 22 | 2 | NAICS-22 Non-Cogen | BA | MWH | OTH | SOCO | 0 | -93 | 2021
Vintage2020 | solar pv | TRUE | 63535 | N | . | Solar BESS Hybrid | Cobb Electric Membership Corporation | 63260 | GA | SAT | SERC |  | 22 | 2 | NAICS-22 Non-Cogen | PV | SUN | SUN | SOCO | 20632 | 2333 | 2021
Vintage2019 | solar pv | TRUE | 63536 | N | . | Amazon DEN2 Solar Project | Solar Star Prime 1 LLC | 63259 | CO | MTN | WECC |  | 22 | 2 | NAICS-22 Non-Cogen | PV | SUN | SUN | PSCO | 1892 | 214 | 2021
Vintage2019 | solar pv | TRUE | 63537 | N | . | Amazon BDL3 Solar Project | Solar Star Prime 1 LLC | 63259 | CT | NEW | NPCC |  | 22 | 2 | NAICS-22 Non-Cogen | PV | SUN | SUN | ISNE | 35 | 4 | 2021
Vintage2021 | solar pv | TRUE | 63538 | N | . | Assembly Solar II LLC | Assembly Solar II LLC | 63253 | MI | ENC | NPCC |  | 22 | 2 | NAICS-22 Non-Cogen | PV | SUN | SUN | MISO | 54258 | 6135 | 2021
Vintage2003 | natural gas peaker | TRUE | 63540 | Y | . | Essex County Correctional Facility Cogen | Essex County Correctional Facility Cogen | 63229 | NJ | MAT | RFC |  | 22 | 3 | NAICS-22 Cogen | IC | NG | NG | PJM | 287799 | 26057.22 | 2021
| solar pv | FALSE | 63542 | N | . | Enter Solar | Arcadia Solar, LLC | 63258 | MN | WNC | MRO |  | 22 | 2 | NAICS-22 Non-Cogen | PV | SUN | SUN | MISO | 0 | 0 | 2021
Vintage2019 | solar pv | TRUE | 63543 | N | . | Lange Solar | Arcadia Solar, LLC | 63258 | MN | WNC | MRO |  | 22 | 2 | NAICS-22 Non-Cogen | PV | SUN | SUN | MISO | 18229 | 2061 | 2021
Vintage2020 | solar pv | TRUE | 63545 | N | . | Chevron - Lost Hills Hybrid | Goldman Sachs Renewable Power LLC | 61944 | CA | PACC | WECC |  | 22 | 2 | NAICS-22 Non-Cogen | PV | SUN | SUN | CISO | 663513 | 75024 | 2021
Vintage2020 | solar pv | TRUE | 63548 | N | . | Lily Solar | X-Elio North America Inc | 57354 | SC | SAT | SERC |  | 22 | 2 | NAICS-22 Non-Cogen | PV | SUN | SUN | SCEG | 1385120 | 156617 | 2021
Vintage2021 | solar pv | TRUE | 63549 | N | . | Water Strider Solar | Consolidated Edison Development Inc. | 56769 | VA | SAT | SERC |  | 22 | 2 | NAICS-22 Non-Cogen | PV | SUN | SUN | PJM | 1041955 | 117815 | 2021
Vintage2016 | solar pv | TRUE | 63554 | N | . | Mohave Electric Cooperative at Joy Lane | Constellation Solar Arizona 2, LLC | 60404 | AZ | MTN | WECC |  | 22 | 2 | NAICS-22 Non-Cogen | PV | SUN | SUN | WALC | 257775 | 29147 | 2021
Vintage2017 | solar pv | TRUE | 63555 | N | . | St. Joseph's Solar, LLC CSG | 38 Degrees North, LLC | 63281 | MA | NEW | NPCC |  | 22 | 2 | NAICS-22 Non-Cogen | PV | SUN | SUN | ISNE | 14381 | 1626 | 2021
Vintage2018 | solar pv | TRUE | 63556 | N | . | Boutillier Solar, LLC CSG | 38 Degrees North, LLC | 63281 | MA | NEW | NPCC |  | 22 | 2 | NAICS-22 Non-Cogen | PV | SUN | SUN | ISNE | 40587 | 4589 | 2021
Vintage2017 | solar pv | TRUE | 63557 | N | . | Blair Wire Village Solar, LLC CSG | 38 Degrees North, LLC | 63281 | MA | NEW | NPCC |  | 22 | 2 | NAICS-22 Non-Cogen | PV | SUN | SUN | ISNE | 14469 | 1636 | 2021
Vintage2017 | solar pv | TRUE | 63558 | N | . | Barton Acres Solar, LLC CSG | 38 Degrees North, LLC | 63281 | MA | NEW | NPCC |  | 22 | 2 | NAICS-22 Non-Cogen | PV | SUN | SUN | ISNE | 14478 | 1637 | 2021
Vintage2017 | solar pv | TRUE | 63561 | N | . | Cherry Valley Solar, LLC CSG | 38 Degrees North, LLC | 63281 | MA | NEW | NPCC |  | 22 | 2 | NAICS-22 Non-Cogen | PV | SUN | SUN | ISNE | 13538 | 1531 | 2021
Vintage2017 | solar pv | TRUE | 63562 | N | . | ISM Solar Dighton 2, LLC CSG | 38 Degrees North, LLC | 63281 | MA | NEW | NPCC |  | 22 | 2 | NAICS-22 Non-Cogen | PV | SUN | SUN | ISNE | 32909 | 3721 | 2021
Vintage2017 | solar pv | TRUE | 63563 | N | . | Incom Solar, LLC CSG | 38 Degrees North, LLC | 63281 | MA | NEW | NPCC |  | 22 | 2 | NAICS-22 Non-Cogen | PV | SUN | SUN | ISNE | 31283 | 3537 | 2021
Vintage2017 | solar pv | TRUE | 63564 | N | . | JH Solar, LLC CSG | 38 Degrees North, LLC | 63281 | MA | NEW | NPCC |  | 22 | 2 | NAICS-22 Non-Cogen | PV | SUN | SUN | ISNE | 13487 | 1525 | 2021
Vintage2017 | solar pv | TRUE | 63565 | N | . | Woodchuck Solar, LLC CSG | 38 Degrees North, LLC | 63281 | MA | NEW | NPCC |  | 22 | 2 | NAICS-22 Non-Cogen | PV | SUN | SUN | ISNE | 14131 | 1598 | 2021
Vintage2020 | solar pv | TRUE | 63566 | N | . | HWY 158 PV | Ecoplexus, Inc | 58970 | NC | SAT | SERC |  | 22 | 2 | NAICS-22 Non-Cogen | PV | SUN | SUN | PJM | 173174 | 19581 | 2021
Vintage2017 | solar pv | TRUE | 63569 | N | . | Dudley River 3 Solar, LLC CSG | 38 Degrees North, LLC | 63281 | MA | NEW | NPCC |  | 22 | 2 | NAICS-22 Non-Cogen | PV | SUN | SUN | ISNE | 14787 | 1672 | 2021
Vintage2017 | solar pv | TRUE | 63570 | N | . | Dudley River 2 Solar, LLC CSG | 38 Degrees North, LLC | 63281 | MA | NEW | NPCC |  | 22 | 2 | NAICS-22 Non-Cogen | PV | SUN | SUN | ISNE | 14381 | 1626 | 2021
Vintage2017 | solar pv | TRUE | 63571 | N | . | Dudley River Solar, LLC CSG | 38 Degrees North, LLC | 63281 | MA | NEW | NPCC |  | 22 | 2 | NAICS-22 Non-Cogen | PV | SUN | SUN | ISNE | 14708 | 1663 | 2021
Vintage2017 | solar pv | TRUE | 63572 | N | . | Ledeaux Solar, LLC CSG | 38 Degrees North, LLC | 63281 | MA | NEW | NPCC |  | 22 | 2 | NAICS-22 Non-Cogen | PV | SUN | SUN | ISNE | 12443 | 1407 | 2021
Vintage2017 | solar pv | TRUE | 63573 | N | . | Cohasse Solar, LLC CSG | 38 Degrees North, LLC | 63281 | MA | NEW | NPCC |  | 22 | 2 | NAICS-22 Non-Cogen | PV | SUN | SUN | ISNE | 13398 | 1515 | 2021
Vintage2021 | onshore wind | TRUE | 63574 | N | . | Atchison County Wind | Union Electric Co - (MO) | 19436 | MO | WNC | MRO |  | 22 | 1 | Electric Utility | WT | WND | WND | SWPP | 5758654 | 651137 | 2021
Vintage2019 | petroleum | TRUE | 63575 | N | . | Thunderbird Generator (Tbird) | 4 Rivers Electric Cooperative Inc. | 63286 | KS | WNC | MRO |  | 22 | 1 | Electric Utility | IC | DFO | DFO | SWPP | 877 | 90 | 2021
Vintage2021 | solar pv | TRUE | 63576 | N | . | FastSun 4 CSG | Altus Power America Management, LLC | 60281 | MN | WNC | MRO |  | 22 | 2 | NAICS-22 Non-Cogen | PV | SUN | SUN | MISO | 7314 | 827 | 2021
Vintage2021 | solar pv | TRUE | 63577 | N | . | FastSun 21 CSG | Altus Power America Management, LLC | 60281 | MN | WNC | MRO |  | 22 | 2 | NAICS-22 Non-Cogen | PV | SUN | SUN | MISO | 9834 | 1112 | 2021
Vintage2020 | onshore wind | TRUE | 63578 | N | . | Sagamore Wind | Southwestern Public Service Co | 17718 | NM | MTN | MRO |  | 22 | 1 | Electric Utility | WT | WND | WND | SWPP | 18020260 | 2037569 | 2021
Vintage2019 | solar pv | TRUE | 63579 | N | . | Britton Solar Energy Center | NMRD Data Center, LLC | 61156 | NM | MTN | WECC |  | 22 | 2 | NAICS-22 Non-Cogen | PV | SUN | SUN | PNM | 1251000 | 141452 | 2021
Vintage2020 | solar pv | TRUE | 63582 | N | . | Harmony Solar | Harmony Florida Solar LLC | 63292 | FL | SAT | SERC |  | 22 | 2 | NAICS-22 Non-Cogen | PV | SUN | SUN | FMPP | 1629179 | 184213 | 2021
Vintage2020 | solar pv | TRUE | 63583 | N | . | Taylor Creek Solar | Taylor Creek Solar LLC | 63290 | FL | SAT | SERC |  | 22 | 2 | NAICS-22 Non-Cogen | PV | SUN | SUN | FMPP | 1626430 | 183902 | 2021
Vintage2019 | solar pv | TRUE | 63586 | N | . | SR Kersey II | SR Kersey II, LLC | 63282 | CO | MTN | WECC |  | 22 | 2 | NAICS-22 Non-Cogen | PV | SUN | SUN | WACM | 17981 | 2033 | 2021
Vintage2019 | solar pv | TRUE | 63587 | N | . | SR Skylark C | SR Skylark C, LLC | 63283 | CO | MTN | WECC |  | 22 | 2 | NAICS-22 Non-Cogen | PV | SUN | SUN | WACM | 20394 | 2306 | 2021
Vintage2017 | solar pv | TRUE | 63588 | N | . | Palombo Solar, LLC CSG | 38 Degrees North, LLC | 63281 | MA | NEW | NPCC |  | 22 | 2 | NAICS-22 Non-Cogen | PV | SUN | SUN | ISNE | 29114 | 3292 | 2021
Vintage2017 | solar pv | TRUE | 63589 | N | . | Palombo B Solar, LLC CSG | 38 Degrees North, LLC | 63281 | MA | NEW | NPCC |  | 22 | 2 | NAICS-22 Non-Cogen | PV | SUN | SUN | ISNE | 14265 | 1613 | 2021
Vintage2020 | onshore wind | TRUE | 63590 | N | . | Ponderosa Wind Energy Center | Ponderosa Wind, LLC | 63299 | OK | WSC | MRO |  | 22 | 2 | NAICS-22 Non-Cogen | WT | WND | WND | SWPP | 7889857 | 892114 | 2021
Vintage2020 | solar pv | TRUE | 63592 | N | . | Nutmeg Solar | Nutmeg Solar LLC | 63294 | CT | NEW | NPCC |  | 22 | 2 | NAICS-22 Non-Cogen | PV | SUN | SUN | ISNE | 310646 | 35125 | 2021
Vintage2021 | solar pv | TRUE | 63593 | N | . | Brooten CSG1, LLC | Nautilus Solar Solutions | 61227 | MN | WNC | MRO |  | 22 | 2 | NAICS-22 Non-Cogen | PV | SUN | SUN | MISO | 8641 | 977 | 2021
Vintage2021 | solar pv | TRUE | 63594 | N | . | Buffalo Lake CSG1, LLC | Nautilus Solar Solutions | 61227 | MN | WNC | MRO |  | 22 | 2 | NAICS-22 Non-Cogen | PV | SUN | SUN | MISO | 8826 | 998 | 2021
Vintage2020 | solar pv | TRUE | 63595 | N | . | Lowry CSG2, LLC | Nautilus Solar Solutions | 61227 | MN | WNC | MRO |  | 22 | 2 | NAICS-22 Non-Cogen | PV | SUN | SUN | MISO | 19155 | 2166 | 2021
Vintage2021 | solar pv | TRUE | 63596 | N | . | Paynesville CSG1, LLC | Nautilus Solar Solutions | 61227 | MN | WNC | MRO |  | 22 | 2 | NAICS-22 Non-Cogen | PV | SUN | SUN | MISO | 20474 | 2315 | 2021
Vintage2021 | solar pv | TRUE | 63597 | N | . | Plato CSG1, LLC | Nautilus Solar Solutions | 61227 | MN | WNC | MRO |  | 22 | 2 | NAICS-22 Non-Cogen | PV | SUN | SUN | MISO | 18546 | 2097 | 2021
Vintage2021 | solar pv | TRUE | 63598 | N | . | Sacred Heart CSG1, LLC | Nautilus Solar Solutions | 61227 | MN | WNC | MRO |  | 22 | 2 | NAICS-22 Non-Cogen | PV | SUN | SUN | MISO | 7730 | 874 | 2021
Vintage2021 | solar pv | TRUE | 63599 | N | . | Stewart CSG1, LLC | Nautilus Solar Solutions | 61227 | MN | WNC | MRO |  | 22 | 2 | NAICS-22 Non-Cogen | PV | SUN | SUN | MISO | 8579 | 970 | 2021
Vintage2021 | onshore wind | TRUE | 63601 | N | . | Isabella Wind Park | DTE Electric Company | 5109 | MI | ENC | RFC |  | 22 | 1 | Electric Utility | WT | WND | WND | MISO | 3247244 | 367169 | 2021
Vintage2019 | other | FALSE | 63603 | N | . | Illumina Way SD | Bloom Energy | 57128 | CA | PACC | WECC |  | 339 | 6 | Industrial NAICS Non-Cogen | FC | NG | NG | CISO | 205053 | 29439 | 2021
Vintage2019 | other | FALSE | 63604 | N | . | Extreme San Ignacio | Bloom Energy | 57128 | CA | PACC | WECC |  | 518 | 4 | Commercial NAICS Non-Cogen | FC | NG | NG | CISO | 50553 | 7595 | 2021
Vintage2019 | other | FALSE | 63605 | N | . | ATT North Watney | Bloom Energy | 57128 | CA | PACC | WECC |  | 517 | 4 | Commercial NAICS Non-Cogen | FC | NG | NG | CISO | 59163 | 8686 | 2021
Vintage2019 | other | FALSE | 63606 | N | . | ATT Ventura Blvd | Bloom Energy | 57128 | CA | PACC | WECC |  | 517 | 4 | Commercial NAICS Non-Cogen | FC | NG | NG | LDWP | 57747 | 6253 | 2021
Vintage2019 | other | FALSE | 63607 | N | . | Extreme Via Del Oro | Bloom Energy | 57128 | CA | PACC | WECC |  | 518 | 4 | Commercial NAICS Non-Cogen | FC | NG | NG | CISO | 68423 | 9689 | 2021
Vintage2021 | solar pv | TRUE | 63618 | N | . | USS Solar Brick | Standard Solar | 60531 | IL | ENC | SERC |  | 22 | 2 | NAICS-22 Non-Cogen | PV | SUN | SUN | MISO | 19659 | 2223 | 2021
Vintage2020 | solar pv | TRUE | 63623 | N | . | Lafayette 2 - MLK Jr. Hospital (MLK) | Goldman Sachs Renewable Power LLC | 61944 | CA | PACC | WECC |  | 22 | 2 | NAICS-22 Non-Cogen | PV | SUN | SUN | CISO | 14194 | 1605 | 2021
Vintage2021 | onshore wind | TRUE | 63624 | N | . | La Chalupa, LLC | Acciona Energy USA Global, LLC | 57416 | TX | WSC | TRE |  | 22 | 2 | NAICS-22 Non-Cogen | WT | WND | WND | ERCO | 1438149 | 162613 | 2021
Vintage2020 | solar pv | TRUE | 63626 | N | . | IGS FE Trenton, LLC | Greenbacker Renewable Energy Corporation | 60025 | NJ | MAT | RFC |  | 22 | 2 | NAICS-22 Non-Cogen | PV | SUN | SUN | PJM | 17352 | 1962 | 2021
Vintage2019 | solar pv | TRUE | 63627 | N | . | Scenic Hill Solar IV, LLC | Greenbacker Renewable Energy Corporation | 60025 | AR | WSC | SERC |  | 22 | 2 | NAICS-22 Non-Cogen | PV | SUN | SUN | SWPP | 35615 | 4027 | 2021
| petroleum | FALSE | 63628 | N | . | Tinker | Oklahoma Gas & Electric Co | 14063 | OK | WSC | MRO |  | 22 | 1 | Electric Utility | GT | DFO | DFO | SWPP | 0 | 0 | 2021
Vintage1971 | natural gas peaker | TRUE | 63628 | N | . | Tinker | Oklahoma Gas & Electric Co | 14063 | OK | WSC | MRO |  | 22 | 1 | Electric Utility | GT | NG | NG | SWPP | 119706 | 7501 | 2021
Vintage2020 | solar pv | TRUE | 63629 | N | . | Hydra Community Solar Garden, LLC (CSG) | National Grid Renewables | 62759 | MN | WNC | MRO |  | 22 | 2 | NAICS-22 Non-Cogen | PV | SUN | SUN | MISO | 15371 | 1738 | 2021
Vintage2019 | solar pv | FALSE | 63630 | N | . | Pleasanton - Amador Valley High School | Westbound Solar LLC | 62715 | CA | PACC | WECC |  | 611 | 4 | Commercial NAICS Non-Cogen | PV | SUN | SUN | CISO | 13939 | 1576 | 2021
Vintage2016 | natural gas peaker | FALSE | 63632 | Y | . | Tate & Lyle Loudon Plant | Tate and Lyle Ingredients, LLC | 63346 | TN | ESC | SERC |  | 311 | 7 | Industrial NAICS Cogen | GT | NG | NG | TVA | 3945365 | 346156 | 2021
Vintage2020 | solar pv | TRUE | 63635 | N | . | Crown | Crown Solar Center, LLC | 63338 | SC | SAT | SERC |  | 22 | 2 | NAICS-22 Non-Cogen | PV | SUN | SUN | DUK | 57707 | 6525 | 2021
Vintage2020 | solar pv | TRUE | 63636 | N | . | Fort Rock I | Fort Rock Solar I, LLC | 63339 | OR | PACC | WECC |  | 22 | 2 | NAICS-22 Non-Cogen | PV | SUN | SUN | BPAT | 225073 | 25449 | 2021
Vintage2019 | other | FALSE | 63637 | N | . | One Patriot | Bloom Energy | 57128 | MA | NEW | NPCC |  | 711 | 4 | Commercial NAICS Non-Cogen | FC | NG | NG | ISNE | 111577 | 16162 | 2021
Vintage2019 | other | FALSE | 63638 | N | . | Tracy 210 | Costco Wholesale | 58622 | CA | PACC | WECC |  | 311 | 6 | Industrial NAICS Non-Cogen | FC | NG | NG | CISO | 157146 | 21386 | 2021
Vintage2020 | onshore wind | TRUE | 63639 | N | . | Contrail Wind Farm | MidAmerican Energy Co | 12341 | IA | WNC | MRO |  | 22 | 1 | Electric Utility | WT | WND | WND | MISO | 2464698 | 278686 | 2021
Vintage2021 | onshore wind | TRUE | 63640 | N | . | Southern Hills Wind Farm | MidAmerican Energy Co | 12341 | IA | WNC | MRO |  | 22 | 1 | Electric Utility | WT | WND | WND | MISO | 5372924 | 607522 | 2021
Vintage2020 | onshore wind | TRUE | 63641 | N | . | Diamond Trail Wind Farm | MidAmerican Energy Co | 12341 | IA | WNC | MRO |  | 22 | 1 | Electric Utility | WT | WND | WND | MISO | 7145385 | 807936 | 2021
Vintage2021 | solar pv | TRUE | 63642 | N | . | Dunn Road Solar | Neighborhood Power Corp. | 63185 | OR | PACC | WECC |  | 22 | 2 | NAICS-22 Non-Cogen | PV | SUN | SUN | PGE | 28363 | 3207 | 2021
Vintage2018 | other | TRUE | 63647 | N | . | SDM000 Clarkson Fuel Cell | 2016 ESA Project Company, LLC | 62150 | NY | MAT | NPCC |  | 22 | 2 | NAICS-22 Non-Cogen | FC | NG | NG | NYIS | 94391 | 12646 | 2021
Vintage2018 | other | TRUE | 63648 | N | . | NHH003 Clarkson Fuel Cell | 2016 ESA Project Company, LLC | 62150 | NY | MAT | NPCC |  | 22 | 2 | NAICS-22 Non-Cogen | FC | NG | NG | NYIS | 62751 | 8443 | 2021
Vintage2018 | other | TRUE | 63649 | N | . | NHH004 Winthrop Fuel Cell | 2016 ESA Project Company, LLC | 62150 | NY | MAT | NPCC |  | 22 | 2 | NAICS-22 Non-Cogen | FC | NG | NG | NYIS | 58389 | 8005 | 2021
Vintage2021 | solar pv | TRUE | 63650 | N | . | Flodquist Community Solar LLC CSG | Flodquist Community Solar LLC | 63345 | MN | WNC | MRO |  | 22 | 2 | NAICS-22 Non-Cogen | PV | SUN | SUN | MISO | 6694 | 757 | 2021
Vintage2012 | solar pv | TRUE | 63651 | N | . | North Kern State Prison Phase II | SunE P11L Holdings, LLC | 63344 | CA | PACC | WECC |  | 22 | 2 | NAICS-22 Non-Cogen | PV | SUN | SUN | CISO | 71327 | 8065 | 2021
Vintage2020 | solar pv | TRUE | 63654 | N | . | Sheriff Road | Sheriff Rd Solar LLC | 63357 | MD | SAT | RFC |  | 22 | 2 | NAICS-22 Non-Cogen | PV | SUN | SUN | PJM | 17289 | 1955 | 2021
Vintage2021 | onshore wind | TRUE | 63655 | N | . | Coyote Wind LLC | EDF Renewable Asset Holdings, Inc. | 57170 | TX | WSC | TRE |  | 22 | 2 | NAICS-22 Non-Cogen | WT | WND | WND | ERCO | 5473194 | 618859.65 | 2021
Vintage2021 | solar pv | TRUE | 63656 | N | . | CED Peoria Solar | Bay4 Energy Services, LLC | 64395 | IL | ENC | SERC |  | 22 | 2 | NAICS-22 Non-Cogen | PV | SUN | SUN | MISO | 21535 | 2435 | 2021
Vintage2020 | solar pv | TRUE | 63657 | N | . | Siems Solar Project CSG | Siems Community Solar LLC | 63365 | MN | WNC | MRO |  | 22 | 2 | NAICS-22 Non-Cogen | PV | SUN | SUN | MISO | 17752 | 2007 | 2021
Vintage2020 | solar pv | TRUE | 63658 | N | . | Schueler Community Solar | Schueler Community Solar LLC | 63366 | MN | WNC | MRO |  | 22 | 2 | NAICS-22 Non-Cogen | PV | SUN | SUN | MISO | 16300 | 1843 | 2021
Vintage2019 | solar pv | TRUE | 63659 | N | . | Bowden Solar LLC | 38DN Power Fund 1 LLC | 63368 | MA | NEW | NPCC |  | 22 | 2 | NAICS-22 Non-Cogen | PV | SUN | SUN | ISNE | 29290 | 3312 | 2021
Vintage2019 | solar pv | TRUE | 63660 | N | . | M72 West Solar | Heritage Sustainable Energy. LLC | 62870 | MI | ENC | RFC |  | 22 | 2 | NAICS-22 Non-Cogen | PV | SUN | SUN | MISO | 15034 | 1700 | 2021
Vintage2021 | other | TRUE | 63661 | N | . | SWM Fuel Cell | Yaphank Fuel Cell Park, LLC | 63369 | NY | MAT | NPCC |  | 22 | 2 | NAICS-22 Non-Cogen | FC | NG | NG | NYIS | 21255 | 380 | 2021
Vintage2021 | solar pv | TRUE | 63663 | N | . | Mt Hope Solar | Neighborhood Power Corp. | 63185 | OR | PACC | WECC |  | 22 | 2 | NAICS-22 Non-Cogen | PV | SUN | SUN | PGE | 37765 | 4270 | 2021
Vintage2021 | solar pv | TRUE | 63664 | N | . | Williams Acres Solar | Neighborhood Power Corp. | 63185 | OR | PACC | WECC |  | 22 | 2 | NAICS-22 Non-Cogen | PV | SUN | SUN | PGE | 32909 | 3721 | 2021
| solar pv | FALSE | 63665 | N | . | River Valley Solar | Neighborhood Power Corp. | 63185 | OR | PACC | WECC |  | 22 | 2 | NAICS-22 Non-Cogen | PV | SUN | SUN | PGE | 0 | 0 | 2021
Vintage2020 | onshore wind | TRUE | 63666 | N | . | Bitter Ridge Wind Farm, LLC | Bitter Ridge Wind Farm, LLC | 63373 | IN | ENC | RFC |  | 22 | 2 | NAICS-22 Non-Cogen | WT | WND | WND | PJM | 3332897 | 376854 | 2021
Vintage2020 | solar pv | TRUE | 63667 | N | . | Sanford Solar | Sanford Airport Solar, LLC | 63374 | ME | NEW | NPCC |  | 22 | 2 | NAICS-22 Non-Cogen | PV | SUN | SUN | ISNE | 774485 | 87572 | 2021
Vintage2019 | solar pv | TRUE | 63668 | N | . | University Solar, LLC | AES Distributed Energy | 61012 | RI | NEW | NPCC |  | 22 | 2 | NAICS-22 Non-Cogen | PV | SUN | SUN | ISNE | 294949 | 33350 | 2021
Vintage2018 | solar pv | TRUE | 63672 | N | . | Lakeville Solar | C2 MA Lakeville, LLC | 63391 | MA | NEW | NPCC |  | 22 | 2 | NAICS-22 Non-Cogen | PV | SUN | SUN | ISNE | 35987 | 4069 | 2021
| natural gas peaker | FALSE | 63673 | Y | . | Norwalk Hospital Plant | Norwalk Hospital | 63392 | CT | NEW | NPCC |  | 622 | 5 | Commercial NAICS Cogen | GT | NG | NG | ISNE | 0 | 0 | 2021
Vintage2015 | natural gas peaker | FALSE | 63673 | Y | . | Norwalk Hospital Plant | Norwalk Hospital | 63392 | CT | NEW | NPCC |  | 622 | 5 | Commercial NAICS Cogen | IC | NG | NG | ISNE | 160188 | 14641 | 2021
Vintage2020 | solar pv | TRUE | 63675 | N | . | MSAP 13 | MSAP 13, LLC | 63394 | NY | MAT | NPCC |  | 22 | 2 | NAICS-22 Non-Cogen | PV | SUN | SUN | NYIS | 25213 | 2851 | 2021
Vintage2020 | solar pv | TRUE | 63678 | N | . | Paulson Community (CSG) | Paulson Community Solar LLC | 63397 | MN | WNC | MRO |  | 22 | 2 | NAICS-22 Non-Cogen | PV | SUN | SUN | MISO | 15211 | 1720 | 2021
Vintage2020 | solar pv | TRUE | 63679 | N | . | Laurel Village (CSG) | Laurel Village Community Solar LLC | 63398 | MN | WNC | MRO |  | 22 | 2 | NAICS-22 Non-Cogen | PV | SUN | SUN | MISO | 11621 | 1314 | 2021
Vintage2020 | solar pv | TRUE | 63680 | N | . | Hertzberg Community (CSG) | Hertzberg Community Solar | 63399 | MN | WNC | MRO |  | 22 | 2 | NAICS-22 Non-Cogen | PV | SUN | SUN | MISO | 18104 | 2047 | 2021
Vintage2020 | solar pv | TRUE | 63681 | N | . | Oak Leaf Solar XXXIII LLC (Lantz) | Greenbacker Renewable Energy Corporation | 60025 | CO | MTN | WECC |  | 22 | 2 | NAICS-22 Non-Cogen | PV | SUN | SUN | PSCO | 35014 | 3959 | 2021
Vintage2020 | solar pv | TRUE | 63682 | N | . | Brenda Luhman - CSG | Brenda Luhman Community Solar LLC | 63380 | MN | WNC | MRO |  | 22 | 2 | NAICS-22 Non-Cogen | PV | SUN | SUN | MISO | 14682 | 1660 | 2021
Vintage2021 | solar pv | TRUE | 63683 | N | . | Carlson Community (CSG) | Carlson Community Solar | 63381 | MN | WNC | MRO |  | 22 | 2 | NAICS-22 Non-Cogen | PV | SUN | SUN | MISO | 14327 | 1620 | 2021
Vintage2020 | solar pv | TRUE | 63684 | N | . | Hammer Community (CSG) | Hammer Community Solar LLC | 63400 | MN | WNC | MRO |  | 22 | 2 | NAICS-22 Non-Cogen | PV | SUN | SUN | MISO | 18501 | 2092 | 2021
Vintage2021 | onshore wind | TRUE | 63686 | N | . | Crescent Wind Park | Consumers Energy Co | 4254 | MI | ENC | RFC |  | 22 | 1 | Electric Utility | WT | WND | WND | MISO | 2810826 | 317823 | 2021
Vintage2020 | onshore wind | TRUE | 63687 | N | . | Gratiot Farms Wind Project | Consumers Energy Co | 4254 | MI | ENC | RFC |  | 22 | 1 | Electric Utility | WT | WND | WND | MISO | 3132846 | 354234 | 2021
Vintage2021 | natural gas peaker | TRUE | 63688 | N | . | Topaz Generating | ProEnergy Services | 63082 | TX | WSC | TRE |  | 22 | 2 | NAICS-22 Non-Cogen | GT | NG | NG | ERCO | 1736008 | 168638 | 2021
Vintage2020 | solar pv | TRUE | 63689 | N | . | Red Lake Falls Community Hybrid | Consolidated Edison Development Inc. | 56769 | MN | WNC | MRO |  | 22 | 2 | NAICS-22 Non-Cogen | PV | SUN | SUN | MISO | 154116 | 17426 | 2021
| onshore wind | FALSE | 63689 | N | . | Red Lake Falls Community Hybrid | Consolidated Edison Development Inc. | 56769 | MN | WNC | MRO |  | 22 | 2 | NAICS-22 Non-Cogen | WT | WND | WND | MISO | 0 | 0 | 2021
Vintage2019 | solar pv | TRUE | 63690 | N | . | Oak Street Solar | Citizens Enterprises Corporation | 58871 | MA | NEW | NPCC |  | 22 | 2 | NAICS-22 Non-Cogen | PV | SUN | SUN | ISNE | 48581 | 5493 | 2021
Vintage2021 | solar pv | TRUE | 63691 | N | . | Hunker Solar River, LLC | SolRiver Capital LLC | 64994 | PA | MAT | RFC |  | 22 | 2 | NAICS-22 Non-Cogen | PV | SUN | SUN | PJM | 13267 | 1500 | 2021
Vintage2020 | solar pv | TRUE | 63692 | N | . | PG Solar, LLC | North Carolina El Member Corp | 13683 | NC | SAT | SERC |  | 22 | 1 | Electric Utility | PV | SUN | SUN | CPLE | 34007 | 3845 | 2021
Vintage2020 | solar pv | TRUE | 63693 | N | . | Freight Line Solar, LLC | North Carolina El Member Corp | 13683 | NC | SAT | SERC |  | 22 | 1 | Electric Utility | PV | SUN | SUN | CPLE | 39957 | 4518 | 2021
Vintage2021 | solar pv | TRUE | 63694 | N | . | Butler Solar, LLC | SolRiver Capital LLC | 64994 | OR | PACC | WECC |  | 22 | 2 | NAICS-22 Non-Cogen | PV | SUN | SUN | PGE | 73264 | 8284 | 2021
Vintage2020 | solar pv | TRUE | 63695 | N | . | Holly Swamp Solar, LLC | North Carolina El Member Corp | 13683 | NC | SAT | SERC |  | 22 | 1 | Electric Utility | PV | SUN | SUN | CPLE | 38438 | 4346 | 2021
Vintage2021 | solar pv | TRUE | 63696 | N | . | Westmoreland County Solar Project | Westmoreland County Solar Project, LLC | 63412 | VA | SAT | SERC |  | 22 | 2 | NAICS-22 Non-Cogen | PV | SUN | SUN | PJM | 99301 | 11228 | 2021
Vintage2016 | solar pv | TRUE | 63697 | N | . | Cranberry Solar | GWE Cranberry Solar RT, LLC | 63409 | MA | NEW | NPCC |  | 22 | 2 | NAICS-22 Non-Cogen | PV | SUN | SUN | ISNE | 15414 | 1743 | 2021
Vintage2020 | solar pv | TRUE | 63698 | N | . | Galloway Landfill | NJR Clean Energy Ventures Corporation | 56990 | NJ | MAT | RFC |  | 22 | 2 | NAICS-22 Non-Cogen | PV | SUN | SUN | PJM | 35298 | 3991 | 2021
Vintage2018 | other | TRUE | 63699 | N | . | AGT000 Stevens Creek Fuel Cell | 2016 ESA Project Company, LLC | 62150 | CA | PACC | WECC |  | 22 | 2 | NAICS-22 Non-Cogen | FC | NG | NG | CISO | 122371 | 16898 | 2021
Vintage2019 | other | TRUE | 63700 | N | . | AGT001 Centerville Fuel Cell | 2016 ESA Project Company, LLC | 62150 | DE | SAT | RFC |  | 22 | 2 | NAICS-22 Non-Cogen | FC | NG | NG | PJM | 64612 | 10218 | 2021
Vintage2019 | other | TRUE | 63701 | N | . | CST001 McCarthy Fuel Cell | 2016 ESA Project Company, LLC | 62150 | CA | PACC | WECC |  | 22 | 2 | NAICS-22 Non-Cogen | FC | NG | NG | CISO | 68766 | 9568 | 2021
Vintage2019 | other | TRUE | 63702 | N | . | EQX002 Secaucus Rd Fuel Cell | 2016 ESA Project Company, LLC | 62150 | NJ | MAT | RFC |  | 22 | 2 | NAICS-22 Non-Cogen | FC | NG | NG | PJM | 88203 | 12502 | 2021
Vintage2018 | other | TRUE | 63703 | N | . | EQX003 Secaucus Rd Fuel Cell | 2016 ESA Project Company, LLC | 62150 | NJ | MAT | RFC |  | 22 | 2 | NAICS-22 Non-Cogen | FC | NG | NG | PJM | 106684 | 14794 | 2021
Vintage2019 | other | TRUE | 63704 | N | . | EQX010 Great Oaks Fuel Cell | 2016 ESA Project Company, LLC | 62150 | CA | PACC | WECC |  | 22 | 2 | NAICS-22 Non-Cogen | FC | NG | NG | CISO | 141509 | 20403 | 2021
Vintage2018 | other | TRUE | 63705 | N | . | EQX011 Duane Fuel Cell | 2016 ESA Project Company, LLC | 62150 | CA | PACC | WECC |  | 22 | 2 | NAICS-22 Non-Cogen | FC | NG | NG | CISO | 240999 | 33692 | 2021
Vintage2018 | other | TRUE | 63706 | N | . | EQX012 Harz Fuel Cell | 2016 ESA Project Company, LLC | 62150 | NJ | MAT | RFC |  | 22 | 2 | NAICS-22 Non-Cogen | FC | NG | NG | PJM | 133306 | 17711 | 2021
Vintage2018 | other | TRUE | 63708 | N | . | EQX015 Great Oaks Fuel Cell | 2016 ESA Project Company, LLC | 62150 | CA | PACC | WECC |  | 22 | 2 | NAICS-22 Non-Cogen | FC | NG | NG | CISO | 209895 | 28488 | 2021
Vintage2019 | other | TRUE | 63711 | N | . | JSR000 N Mathilda Fuel Cell | 2016 ESA Project Company, LLC | 62150 | CA | PACC | WECC |  | 22 | 2 | NAICS-22 Non-Cogen | FC | NG | NG | CISO | 65072 | 8967 | 2021
Vintage2018 | other | TRUE | 63712 | N | . | KSR028 Merced Fuel Cell | 2016 ESA Project Company, LLC | 62150 | CA | PACC | WECC |  | 22 | 2 | NAICS-22 Non-Cogen | FC | NG | NG | CISO | 115185 | 15510 | 2021
Vintage2019 | other | TRUE | 63713 | N | . | IIV000 Mt Bethel Fuel Cell | 2016 ESA Project Company, LLC | 62150 | NJ | MAT | RFC |  | 22 | 2 | NAICS-22 Non-Cogen | FC | NG | NG | PJM | 142943 | 19019 | 2021
Vintage2019 | other | TRUE | 63714 | N | . | GEN005 Antibody Fuel Cell | 2016 ESA Project Company, LLC | 62150 | CA | PACC | WECC |  | 22 | 2 | NAICS-22 Non-Cogen | FC | NG | NG | CISO | 152596 | 21181 | 2021
Vintage2018 | other | TRUE | 63715 | N | . | SCU000 El Camino Real Fuel Cell | 2016 ESA Project Company, LLC | 62150 | CA | PACC | WECC |  | 22 | 2 | NAICS-22 Non-Cogen | FC | NG | NG | CISO | 82366 | 11493 | 2021
Vintage2018 | other | TRUE | 63716 | N | . | KSR053 Cantara Fuel Cell | 2016 ESA Project Company, LLC | 62150 | CA | PACC | WECC |  | 22 | 2 | NAICS-22 Non-Cogen | FC | NG | NG | CISO | 82901 | 10930 | 2021
Vintage2019 | other | TRUE | 63717 | N | . | TLR000 Hansen Fuel Cell | 2016 ESA Project Company, LLC | 62150 | CA | PACC | WECC |  | 22 | 2 | NAICS-22 Non-Cogen | FC | NG | NG | CISO | 170603 | 24289 | 2021
Vintage2020 | solar pv | TRUE | 63718 | N | . | ISM Solar Cranston CSG | Nautilus Solar Solutions | 61227 | RI | NEW | NPCC |  | 22 | 2 | NAICS-22 Non-Cogen | PV | SUN | SUN | ISNE | 37534 | 4244 | 2021
Vintage2020 | solar pv | TRUE | 63720 | N | . | Augusta Solar | Augusta Solar, LLC | 63419 | SC | SAT | SERC |  | 22 | 2 | NAICS-22 Non-Cogen | PV | SUN | SUN | DUK | 31768 | 3592 | 2021
| other | FALSE | 63721 | N | . | Cool Springs Solar (Hybrid) | Cool Springs Solar, LLC | 63414 | GA | SAT | SERC |  | 22 | 2 | NAICS-22 Non-Cogen | BA | MWH | OTH | SOCO | 0 | -210 | 2021
Vintage2021 | solar pv | TRUE | 63721 | N | . | Cool Springs Solar (Hybrid) | Cool Springs Solar, LLC | 63414 | GA | SAT | SERC |  | 22 | 2 | NAICS-22 Non-Cogen | PV | SUN | SUN | SOCO | 137277 | 15522 | 2021
| other | FALSE | 63722 | N | . | Rawhide Prairie Solar Hybrid | Greenbacker Renewable Energy Corporation | 60025 | CO | MTN | WECC |  | 22 | 2 | NAICS-22 Non-Cogen | BA | MWH | OTH | PSCO | 0 | -64 | 2021
Vintage2021 | solar pv | TRUE | 63722 | N | . | Rawhide Prairie Solar Hybrid | Greenbacker Renewable Energy Corporation | 60025 | CO | MTN | WECC |  | 22 | 2 | NAICS-22 Non-Cogen | PV | SUN | SUN | PSCO | 318446 | 36007 | 2021
Vintage2021 | solar pv | TRUE | 63724 | N | . | Hayfield Solar I LLC CSG | Hayfield Solar I LLC | 63788 | MN | WNC | MRO |  | 22 | 2 | NAICS-22 Non-Cogen | PV | SUN | SUN | MISO | 15619 | 1766 | 2021
Vintage2021 | solar pv | TRUE | 63725 | N | . | Hayfield Solar III LLC CSG | Hayfield Solar III LLC | 63789 | MN | WNC | MRO |  | 22 | 2 | NAICS-22 Non-Cogen | PV | SUN | SUN | MISO | 15185 | 1717 | 2021
Vintage2021 | solar pv | TRUE | 63726 | N | . | Pipestone City Solar LLC CSG | Pipestone City Solar LLC | 63790 | MN | WNC | MRO |  | 22 | 2 | NAICS-22 Non-Cogen | PV | SUN | SUN | MISO | 4333 | 490 | 2021
Vintage2021 | solar pv | TRUE | 63727 | N | . | Slate Hybrid | Goldman Sachs Renewable Power LLC | 61944 | CA | PACC | WECC |  | 22 | 2 | NAICS-22 Non-Cogen | PV | SUN | SUN | CISO | 85760 | 9697 | 2021
Vintage2021 | solar pv | TRUE | 63729 | N | . | CES Marbletown Solar | Consolidated Edison Solutions Inc | 57365 | NY | MAT | NPCC |  | 22 | 2 | NAICS-22 Non-Cogen | PV | SUN | SUN | NYIS | 28796 | 3256 | 2021
Vintage2020 | solar pv | TRUE | 63732 | N | . | ESA Buies Creek, LLC | Sol Systems | 61677 | NC | SAT | SERC |  | 22 | 2 | NAICS-22 Non-Cogen | PV | SUN | SUN | CPLE | 51445 | 5817 | 2021
Vintage2020 | solar pv | TRUE | 63733 | N | . | Eros Solar, LLC | Sol Systems | 61677 | NC | SAT | SERC |  | 22 | 2 | NAICS-22 Non-Cogen | PV | SUN | SUN | CPLE | 91023 | 10292 | 2021
Vintage2020 | solar pv | TRUE | 63734 | N | . | Ventura Solar, LLC | Sol Systems | 61677 | NC | SAT | SERC |  | 22 | 2 | NAICS-22 Non-Cogen | PV | SUN | SUN | DUK | 96162 | 10873 | 2021
| other | FALSE | 63737 | N | . | Chisholm Grid Energy Storage System | Chisholm Grid, LLC | 63430 | TX | WSC | TRE |  | 22 | 2 | NAICS-22 Non-Cogen | BA | MWH | OTH | ERCO | 0 | -1169 | 2021
Vintage2021 | onshore wind | TRUE | 63739 | N | . | Las Majadas Wind Farm | Las Majadas Wind Farm, LLC | 63431 | TX | WSC | TRE |  | 22 | 2 | NAICS-22 Non-Cogen | WT | WND | WND | ERCO | 6829470 | 772215 | 2021
Vintage2020 | solar pv | TRUE | 63741 | N | . | USS Bluff Country Solar CSG | USS Bluff Country Solar | 63433 | MN | WNC | MRO |  | 22 | 2 | NAICS-22 Non-Cogen | PV | SUN | SUN | MISO | 18698 | 2114 | 2021
Vintage2021 | solar pv | TRUE | 63742 | N | . | USS Viceroy Solar LLC CSG | USS Viceroy Solar LLC | 63434 | MN | WNC | MRO |  | 22 | 2 | NAICS-22 Non-Cogen | PV | SUN | SUN | MISO | 17716 | 2003 | 2021
Vintage2020 | solar pv | TRUE | 63743 | N | . | USS Solar Way LLC CSG | Standard Solar | 60531 | MN | WNC | MRO |  | 22 | 2 | NAICS-22 Non-Cogen | PV | SUN | SUN | MISO | 19474 | 2202 | 2021
Vintage2021 | solar pv | TRUE | 63744 | N | . | USS Hubers Solar LLC CSG | USS Hubers Solar LLC | 63436 | MN | WNC | MRO |  | 22 | 2 | NAICS-22 Non-Cogen | PV | SUN | SUN | MISO | 17545 | 1984 | 2021
Vintage2020 | solar pv | TRUE | 63745 | N | . | Greensville County Solar Project, LLC | Dominion Energy Inc | 5248 | VA | SAT | SERC |  | 22 | 1 | Electric Utility | PV | SUN | SUN | PJM | 1367725 | 154650 | 2021
Vintage2020 | solar pv | TRUE | 63746 | N | . | TWE Myrtle Solar Farm, LLC | Dominion Energy Inc | 5248 | VA | SAT | SERC |  | 22 | 1 | Electric Utility | PV | SUN | SUN | PJM | 287872 | 32550 | 2021
Vintage2021 | solar pv | TRUE | 63747 | N | . | Fogarty CSG | Fogarty Solar LLC | 63441 | NY | MAT | NPCC |  | 22 | 2 | NAICS-22 Non-Cogen | PV | SUN | SUN | NYIS | 12108 | 1369 | 2021
Vintage2020 | solar pv | TRUE | 63748 | N | . | Mount Hope West | Mount Hope Solar 2 LLC | 63442 | NY | MAT | NPCC |  | 22 | 2 | NAICS-22 Non-Cogen | PV | SUN | SUN | NYIS | 33308 | 3766 | 2021
Vintage2019 | solar pv | TRUE | 63749 | N | . | Mount Hope East | Mount Hope Solar 1 LLC | 63443 | NY | MAT | NPCC |  | 22 | 2 | NAICS-22 Non-Cogen | PV | SUN | SUN | NYIS | 30680 | 3469 | 2021
Vintage2019 | solar pv | TRUE | 63750 | N | . | Bluestone | Bluestone Solar LLC | 63444 | NY | MAT | NPCC |  | 22 | 2 | NAICS-22 Non-Cogen | PV | SUN | SUN | NYIS | 23782 | 2689 | 2021
Vintage2019 | solar pv | TRUE | 63751 | N | . | Underhill | Underhill Solar LLC | 63445 | NY | MAT | NPCC |  | 22 | 2 | NAICS-22 Non-Cogen | PV | SUN | SUN | NYIS | 29556 | 3342 | 2021
Vintage2019 | solar pv | TRUE | 63752 | N | . | Grabinski | Grabinski Solar LLC | 63446 | NY | MAT | NPCC |  | 22 | 2 | NAICS-22 Non-Cogen | PV | SUN | SUN | NYIS | 30512 | 3450 | 2021
Vintage2020 | solar pv | TRUE | 63753 | N | . | Platteville Solar CSG, LLC | Greenbacker Renewable Energy Corporation | 60025 | CO | MTN | WECC |  | 22 | 2 | NAICS-22 Non-Cogen | PV | SUN | SUN | PSCO | 25939 | 2933 | 2021
Vintage2020 | solar pv | TRUE | 63754 | N | . | Gulf Power Blue Indigo Energy | Gulf Power Co | 7801 | FL | SAT | SERC |  | 22 | 1 | Electric Utility | PV | SUN | SUN | SOCO | 1422211 | 160811 | 2021
Vintage2018 | biomass | TRUE | 63755 | N | . | Milner Butte LFGE | Southern Idaho Solid Waste | 63439 | ID | MTN | WECC |  | 562212 | 4 | Commercial NAICS Non-Cogen | IC | LFG | MLG | IPCO | 159229 | 18334 | 2021
Vintage2020 | solar pv | TRUE | 63756 | N | . | Omtanke Solar | DG South Carolina Solar, LLC | 63450 | SC | SAT | SERC |  | 22 | 2 | NAICS-22 Non-Cogen | PV | SUN | SUN | SC | 95718 | 10823 | 2021
Vintage2020 | solar pv | FALSE | 63758 | N | . | Kroger La Habra | Ralph's Grocery Company | 63452 | CA | PACC | WECC |  | 311 | 6 | Industrial NAICS Non-Cogen | PV | SUN | SUN | CISO | 26364 | 2981 | 2021
Vintage2020 | solar pv | TRUE | 63759 | N | . | Ballenger Road Solar A | Ballenger Road Solar A | 63673 | SC | SAT | WECC |  | 22 | 2 | NAICS-22 Non-Cogen | PV | SUN | SUN | DUK | 33403 | 3777 | 2021
Vintage2020 | solar pv | TRUE | 63760 | N | . | White Horse Solar A | White Horse Solar A | 63674 | SC | SAT | SERC |  | 22 | 2 | NAICS-22 Non-Cogen | PV | SUN | SUN | DUK | 35182 | 3978 | 2021
Vintage2020 | solar pv | TRUE | 63761 | N | . | Soscol Ferry Solar | Soscol Ferry Solar | 63675 | CA | PACC | WECC |  | 22 | 2 | NAICS-22 Non-Cogen | PV | SUN | SUN | CISO | 46095 | 5212 | 2021
Vintage2021 | solar pv | TRUE | 63762 | N | . | Silveira Ranch Road Solar | Silveira Ranch Road Solar | 63676 | CA | PACC | WECC |  | 22 | 2 | NAICS-22 Non-Cogen | PV | SUN | SUN | CISO | 40587 | 4589 | 2021
| other | FALSE | 63763 | N | . | CES Agawam Tuckahoe Solar Hybrid | CES Agawam Tuckahoe Solar LLC | 64541 | MA | NEW | NPCC |  | 22 | 2 | NAICS-22 Non-Cogen | BA | MWH | OTH | ISNE | 0 | 0 | 2021
Vintage2021 | solar pv | TRUE | 63763 | N | . | CES Agawam Tuckahoe Solar Hybrid | CES Agawam Tuckahoe Solar LLC | 64541 | MA | NEW | NPCC |  | 22 | 2 | NAICS-22 Non-Cogen | PV | SUN | SUN | ISNE | 310 | 35 | 2021
Vintage2021 | solar pv | TRUE | 63764 | N | . | Elm Branch Solar 1 | Lightsource Renewable Energy Asset Management, LLC | 62842 | TX | WSC | TRE |  | 22 | 2 | NAICS-22 Non-Cogen | PV | SUN | SUN | ERCO | 334781 | 37854 | 2021
Vintage2020 | solar pv | TRUE | 63768 | N | . | Elk Hill Solar 2 | Lightsource Renewable Energy Asset Management, LLC | 62842 | PA | MAT | RFC |  | 22 | 2 | NAICS-22 Non-Cogen | PV | SUN | SUN | PJM | 241902 | 27352 | 2021
Vintage2021 | solar pv | TRUE | 63769 | N | . | Briar Creek Solar 1 | Lightsource Renewable Energy Asset Management, LLC | 62842 | TX | WSC | TRE |  | 22 | 2 | NAICS-22 Non-Cogen | PV | SUN | SUN | ERCO | 102502 | 11590 | 2021
Vintage2021 | solar pv | TRUE | 63770 | N | . | Bighorn Solar 1 | Lightsource Renewable Energy Asset Management, LLC | 62842 | CO | MTN | WECC |  | 22 | 2 | NAICS-22 Non-Cogen | PV | SUN | SUN | PSCO | 572286 | 64709 | 2021
Vintage2018 | solar pv | TRUE | 63772 | N | . | Adirondack Solar | Cypress Creek Renewables | 61060 | NY | MAT | NPCC |  | 22 | 2 | NAICS-22 Non-Cogen | PV | SUN | SUN | NYIS | 14539 | 1644 | 2021
| other | FALSE | 63775 | N | . | Tech Square Microgrid | Georgia Power Co | 7140 | GA | SAT | SERC |  | 22 | 1 | Electric Utility | BA | MWH | OTH | SOCO | 0 | -1 | 2021
Vintage2020 | other | TRUE | 63775 | N | . | Tech Square Microgrid | Georgia Power Co | 7140 | GA | SAT | SERC |  | 22 | 1 | Electric Utility | FC | NG | NG | SOCO | 11407 | 1784 | 2021
Vintage2020 | petroleum | TRUE | 63775 | N | . | Tech Square Microgrid | Georgia Power Co | 7140 | GA | SAT | SERC |  | 22 | 1 | Electric Utility | IC | DFO | DFO | SOCO | 17 | 3 | 2021
| natural gas peaker | FALSE | 63775 | N | . | Tech Square Microgrid | Georgia Power Co | 7140 | GA | SAT | SERC |  | 22 | 1 | Electric Utility | IC | NG | NG | SOCO | 0 | 0 | 2021
Vintage2020 | solar pv | TRUE | 63778 | N | . | Suntex Solar, LLC | NES Euryalus | 64876 | OR | PACC | WECC |  | 22 | 2 | NAICS-22 Non-Cogen | PV | SUN | SUN | BPAT | 223578 | 25280 | 2021
Vintage2020 | solar pv | TRUE | 63779 | N | . | Rock Garden Solar, LLC | NES Euryalus | 64876 | OR | PACC | WECC |  | 22 | 2 | NAICS-22 Non-Cogen | PV | SUN | SUN | BPAT | 223179 | 25235 | 2021
Vintage2020 | solar pv | TRUE | 63780 | N | . | NY- CSG- Johnstown 2 | NY- CSG- Johnstown 2 | 63461 | NY | MAT | NPCC |  | 22 | 2 | NAICS-22 Non-Cogen | PV | SUN | SUN | NYIS | 20641 | 2334 | 2021
Vintage2020 | solar pv | TRUE | 63781 | N | . | NY- CSG- Livingston 4 | NY- CSG- Livingston 4 | 63462 | NY | MAT | NPCC |  | 22 | 2 | NAICS-22 Non-Cogen | PV | SUN | SUN | NYIS | 21542 | 2436 | 2021
Vintage2020 | solar pv | TRUE | 63786 | N | . | Ben Moreell Solar Farm | Conductive Power | 63466 | NJ | MAT | RFC |  | 22 | 2 | NAICS-22 Non-Cogen | PV | SUN | SUN | PJM | 341174 | 38577 | 2021
Vintage2020 | solar pv | TRUE | 63790 | N | . | Illinois PV Fulton 1 CSG | Illinois PV Fulton 1, LLC | 63470 | IL | ENC | SERC |  | 22 | 2 | NAICS-22 Non-Cogen | PV | SUN | SUN | MISO | 33686 | 3809 | 2021
Vintage2020 | solar pv | TRUE | 63791 | N | . | Sobania Community Solar LLC | Madison Energy Holdings LLC | 62915 | MN | WNC | MRO |  | 22 | 2 | NAICS-22 Non-Cogen | PV | SUN | SUN | MISO | 18120 | 2049 | 2021
Vintage2021 | solar pv | TRUE | 63792 | N | . | Svihel Community Solar LLC CSG | Svihel Community Solar LLC | 64151 | MN | WNC | MRO |  | 22 | 2 | NAICS-22 Non-Cogen | PV | SUN | SUN | MISO | 14186 | 1604 | 2021
Vintage2021 | solar pv | TRUE | 63793 | N | . | Studenski Community Solar LLC CSG | Studenski Community Solar LLC | 64152 | MN | WNC | MRO |  | 22 | 2 | NAICS-22 Non-Cogen | PV | SUN | SUN | MISO | 12790 | 1446 | 2021
Vintage2020 | solar pv | TRUE | 63794 | N | . | Stevens Community Solar LLC | Madison Energy Holdings LLC | 62915 | MN | WNC | MRO |  | 22 | 2 | NAICS-22 Non-Cogen | PV | SUN | SUN | MISO | 18264 | 2065 | 2021
Vintage2020 | solar pv | TRUE | 63795 | N | . | Alkali Solar, LLC | NES Euryalus | 64876 | OR | PACC | WECC |  | 22 | 2 | NAICS-22 Non-Cogen | PV | SUN | SUN | BPAT | 224796 | 25418 | 2021
Vintage2020 | solar pv | TRUE | 63796 | N | . | West Hines Solar I, LLC | NES Euryalus | 64876 | OR | PACC | WECC |  | 22 | 2 | NAICS-22 Non-Cogen | PV | SUN | SUN | BPAT | 208375 | 23561 | 2021
Vintage2019 | solar pv | TRUE | 63800 | N | . | NY - CSG - Ellsworth II | Nautilus Solar Solutions | 61227 | NY | MAT | NPCC |  | 22 | 2 | NAICS-22 Non-Cogen | PV | SUN | SUN | NYIS | 30610 | 3461 | 2021
Vintage2021 | solar pv | TRUE | 63801 | N | . | St. Joseph Solar | Indiana Michigan Power Co | 9324 | IN | ENC | RFC |  | 22 | 1 | Electric Utility | PV | SUN | SUN | PJM | 187680 | 21221 | 2021
Vintage2020 | onshore wind | TRUE | 63803 | N | . | Bronco Plains Wind, LLC | Bronco Plains Wind, LLC | 63487 | CO | MTN | WECC |  | 22 | 2 | NAICS-22 Non-Cogen | WT | WND | WND | PSCO | 9404303 | 1063354 | 2021
| other | FALSE | 63804 | N | . | Partridgeville Hybrid CSG | Partridgeville Road Solar 1, LLC | 63491 | MA | NEW | NPCC |  | 22 | 2 | NAICS-22 Non-Cogen | BA | MWH | OTH | ISNE | 0 | 0 | 2021
Vintage2020 | solar pv | TRUE | 63804 | N | . | Partridgeville Hybrid CSG | Partridgeville Road Solar 1, LLC | 63491 | MA | NEW | NPCC |  | 22 | 2 | NAICS-22 Non-Cogen | PV | SUN | SUN | ISNE | 46563 | 5265 | 2021
| other | FALSE | 63805 | N | . | Williamsville Hybrid CSG | Williamsville Road LLC | 63490 | MA | NEW | NPCC |  | 22 | 2 | NAICS-22 Non-Cogen | BA | MWH | OTH | ISNE | 0 | 0 | 2021
Vintage2021 | solar pv | TRUE | 63805 | N | . | Williamsville Hybrid CSG | Williamsville Road LLC | 63490 | MA | NEW | NPCC |  | 22 | 2 | NAICS-22 Non-Cogen | PV | SUN | SUN | ISNE | 11444 | 1294 | 2021
| solar pv | FALSE | 63807 | N | . | Sugar Solar, LLC | Sugar Solar, LLC | 63493 | NC | SAT | SERC |  | 22 | 2 | NAICS-22 Non-Cogen | PV | SUN | SUN | DUK | 0 | 0 | 2021
Vintage2020 | solar pv | TRUE | 63810 | N | . | Centerfield Cooper Solar, LLC | Centerfield Cooper Solar, LLC | 63495 | SC | SAT | SERC |  | 22 | 2 | NAICS-22 Non-Cogen | PV | SUN | SUN | SC | 1351814 | 152851 | 2021
Vintage2020 | solar pv | TRUE | 63814 | N | . | SR Odom | Odom Solar, LLC | 63473 | GA | SAT | SERC |  | 22 | 2 | NAICS-22 Non-Cogen | PV | SUN | SUN | SOCO | 418136 | 47279 | 2021
Vintage2021 | solar pv | TRUE | 63816 | N | . | RJC CSG, LLC | Madison Energy Holdings LLC | 62915 | MN | WNC | MRO |  | 22 | 2 | NAICS-22 Non-Cogen | PV | SUN | SUN | MISO | 9340 | 1056 | 2021
Vintage2020 | solar pv | TRUE | 63817 | N | . | Hinterland CSG, LLC | Madison Energy Holdings LLC | 62915 | MN | WNC | MRO |  | 22 | 2 | NAICS-22 Non-Cogen | PV | SUN | SUN | MISO | 18909 | 2138 | 2021
Vintage2020 | solar pv | TRUE | 63819 | N | . | Betcher CSG 1, LLC | Madison Energy Holdings LLC | 62915 | MN | WNC | MRO |  | 22 | 2 | NAICS-22 Non-Cogen | PV | SUN | SUN | MISO | 15502 | 1753 | 2021
Vintage2020 | solar pv | TRUE | 63820 | N | . | Huneke CSG 1, LLC | Madison Energy Holdings LLC | 62915 | MN | WNC | MRO |  | 22 | 2 | NAICS-22 Non-Cogen | PV | SUN | SUN | MISO | 16177 | 1829 | 2021
Vintage2020 | solar pv | TRUE | 63821 | N | . | Huneke CSG 2, LLC | Madison Energy Holdings LLC | 62915 | MN | WNC | MRO |  | 22 | 2 | NAICS-22 Non-Cogen | PV | SUN | SUN | MISO | 16882 | 1909 | 2021
Vintage2019 | solar pv | TRUE | 63825 | N | . | Lineage Logistics Solar | DG Illinois Solar, LLC | 63505 | IL | ENC | RFC |  | 22 | 2 | NAICS-22 Non-Cogen | PV | SUN | SUN | PJM | 22827 | 2581 | 2021
Vintage2019 | natural gas steam turbine | FALSE | 63826 | Y | . | POET Biorefining - Jewell | POET Biorefining - Jewell | 63506 | IA | WNC | MRO |  | 325193 | 7 | Industrial NAICS Cogen | ST | NG | NG | MISO | 251225 | 22089 | 2021
Vintage2017 | natural gas steam turbine | FALSE | 63829 | Y | . | POET Biorefining - Marion, LLC | POET Biorefining - Marion, LLC | 63510 | OH | ENC | RFC |  | 325193 | 7 | Industrial NAICS Cogen | ST | NG | NG | PJM | 229685 | 20195 | 2021
Vintage2021 | solar pv | TRUE | 63830 | N | . | Conagra Foods at St. Elmo | Constellation Solar Illinois 2, LLC | 63511 | IL | ENC | SERC |  | 22 | 2 | NAICS-22 Non-Cogen | PV | SUN | SUN | MISO | 27417 | 3100 | 2021
Vintage2018 | natural gas steam turbine | FALSE | 63831 | Y | . | POET Biorefining Caro, LLC | POET Biorefining Caro, LLC | 63509 | MI | ENC | RFC |  | 325193 | 7 | Industrial NAICS Cogen | ST | NG | NG | MISO | 178812 | 15250.34 | 2021
Vintage2019 | natural gas steam turbine | FALSE | 63832 | Y | . | POET Biorefining-Hanlontown, LLC | POET Biorefining-Hanlontown, LLC | 63508 | IA | WNC | MRO |  | 325193 | 7 | Industrial NAICS Cogen | ST | NG | NG | MISO | 165346 | 14538 | 2021
Vintage2020 | solar pv | TRUE | 63833 | N | . | Bluebird Solar SC LLC | Bluebird Solar LLC | 63507 | SC | SAT | SERC |  | 22 | 2 | NAICS-22 Non-Cogen | PV | SUN | SUN | DUK | 59547 | 6733 | 2021
| other | FALSE | 63834 | N | . | Gateway Energy Storage System | Gateway Energy Storage, LLC | 63512 | CA | PACC | WECC |  | 22 | 2 | NAICS-22 Non-Cogen | BA | MWH | OTH | CISO | 0 | -17061 | 2021
Vintage2020 | solar pv | TRUE | 63835 | N | . | Pilot Mountain Solar, LLC | NES Olympos | 63471 | NC | SAT | SERC |  | 22 | 2 | NAICS-22 Non-Cogen | PV | SUN | SUN | DUK | 86663 | 9799 | 2021
Vintage2020 | solar pv | TRUE | 63836 | N | . | Benson Solar, LLC | NES Olympos | 63471 | NC | SAT | SERC |  | 22 | 2 | NAICS-22 Non-Cogen | PV | SUN | SUN | CPLE | 70894 | 8016 | 2021
Vintage2020 | solar pv | TRUE | 63837 | N | . | Lane II Solar, LLC | NES Olympos | 63471 | NC | SAT | SERC |  | 22 | 2 | NAICS-22 Non-Cogen | PV | SUN | SUN | CPLE | 90279 | 10208 | 2021
Vintage2020 | solar pv | TRUE | 63839 | N | . | Midlands | Cubico USA, LLC | 62161 | SC | SAT | SERC |  | 22 | 2 | NAICS-22 Non-Cogen | PV | SUN | SUN | SCEG | 1366965 | 154564 | 2021
Vintage2021 | solar pv | TRUE | 63842 | N | . | Trent River Solar, LLC | Trent River Solar, LLC | 63519 | NC | SAT | SERC |  | 22 | 2 | NAICS-22 Non-Cogen | PV | SUN | SUN | CPLE | 451486 | 51050 | 2021
Vintage2019 | solar pv | TRUE | 63844 | N | . | Fort Calhoun Community Solar | DG Southwest Solar Portfolio 2019, LLC | 63521 | NE | WNC | MRO |  | 22 | 2 | NAICS-22 Non-Cogen | PV | SUN | SUN | SWPP | 79630 | 9004 | 2021
Vintage2017 | natural gas steam turbine | FALSE | 63852 | Y | . | POET Biorefining - North Manchester, LLC | POET Biorefining - North Manchester, LLC | 63530 | IN | ENC | RFC |  | 325193 | 7 | Industrial NAICS Cogen | ST | NG | NG | MISO | 239648 | 20438.87 | 2021
Vintage2018 | biomass | TRUE | 63853 | Y | . | POET Biorefining - Chancellor | POET Biorefining- Chancellor | 63531 | SD | WNC | MRO |  | 325193 | 7 | Industrial NAICS Cogen | ST | LFG | MLG | MISO | 12722 | 1118.69 | 2021
Vintage0 | natural gas steam turbine | FALSE | 63853 | Y | . | POET Biorefining - Chancellor | POET Biorefining- Chancellor | 63531 | SD | WNC | MRO |  | 325193 | 7 | Industrial NAICS Cogen | ST | NG | NG | MISO | 105805 | 9302.902 | 2021
Vintage2018 | biomass | TRUE | 63853 | Y | . | POET Biorefining - Chancellor | POET Biorefining- Chancellor | 63531 | SD | WNC | MRO |  | 325193 | 7 | Industrial NAICS Cogen | ST | WDS | WWW | MISO | 246543 | 21677.408 | 2021
Vintage2020 | solar pv | TRUE | 63854 | N | . | Medusa NY 1 | Medusa NY 1, LLC | 63529 | NY | MAT | NPCC |  | 22 | 2 | NAICS-22 Non-Cogen | PV | SUN | SUN | NYIS | 25948 | 2934 | 2021
Vintage2020 | solar pv | TRUE | 63855 | N | . | Walden NY 1 | Walden NY 1, LLC | 63532 | NY | MAT | NPCC |  | 22 | 2 | NAICS-22 Non-Cogen | PV | SUN | SUN | NYIS | 25010 | 2828 | 2021
Vintage2020 | solar pv | TRUE | 63856 | N | . | Westtown NY 2 | Westtown NY 2, LLC | 63533 | NY | MAT | NPCC |  | 22 | 2 | NAICS-22 Non-Cogen | PV | SUN | SUN | NYIS | 28008 | 3167 | 2021
Vintage2020 | solar pv | TRUE | 63857 | N | . | Middletown NY 1 | Middletown NY 1, LLC | 63534 | NY | MAT | NPCC |  | 22 | 2 | NAICS-22 Non-Cogen | PV | SUN | SUN | NYIS | 40595 | 4590 | 2021
Vintage2020 | solar pv | TRUE | 63858 | N | . | Westerlo NY 1 | Westerlo NY 1, LLC | 63535 | NY | MAT | NPCC |  | 22 | 2 | NAICS-22 Non-Cogen | PV | SUN | SUN | NYIS | 27532 | 3113 | 2021
Vintage2020 | solar pv | TRUE | 63859 | N | . | Golden Field Solar III, LLC | Golden Field Solar III, LLC | 63545 | CA | PACC | WECC |  | 22 | 2 | NAICS-22 Non-Cogen | PV | SUN | SUN | CISO | 5106764 | 577427 | 2021
Vintage2020 | solar pv | TRUE | 63860 | N | . | Encino Solar Energy Center | NMRD Data Center, LLC | 61156 | NM | MTN | WECC |  | 22 | 2 | NAICS-22 Non-Cogen | PV | SUN | SUN | PNM | 1277355 | 144432 | 2021
Vintage2021 | solar pv | TRUE | 63861 | N | . | Logansport Solar | Alchemy Renewable Energy | 62627 | IN | ENC | RFC |  | 22 | 2 | NAICS-22 Non-Cogen | PV | SUN | SUN | MISO | 5925 | 670 | 2021
Vintage2019 | solar pv | TRUE | 63869 | N | . | IBM Solar | DG Colorado Solar, LLC | 60293 | CO | MTN | WECC |  | 22 | 2 | NAICS-22 Non-Cogen | PV | SUN | SUN | PSCO | 135889 | 15365 | 2021
Vintage2020 | solar pv | TRUE | 63887 | N | . | East Brookfield Main Street Solar LLC CSG | AES Distributed Energy | 61012 | MA | NEW | NPCC |  | 22 | 2 | NAICS-22 Non-Cogen | PV | SUN | SUN | ISNE | 14115 | 1596 | 2021
Vintage2020 | solar pv | TRUE | 63888 | N | . | ESIL-PFCHICAGO 3, LLC | Madison Energy Holdings LLC | 62915 | IL | ENC | RFC |  | 22 | 2 | NAICS-22 Non-Cogen | PV | SUN | SUN | MISO | 20234 | 2288 | 2021
Vintage2020 | solar pv | TRUE | 63889 | N | . | ESIL-PFCHICAGO 2, LLC | Madison Energy Holdings LLC | 62915 | IL | ENC | RFC |  | 22 | 2 | NAICS-22 Non-Cogen | PV | SUN | SUN | MISO | 13514 | 1528 | 2021
| other | FALSE | 63891 | N | . | Saticoy | Ventura Energy Storage, LLC | 63550 | CA | PACC | WECC |  | 22 | 2 | NAICS-22 Non-Cogen | BA | MWH | OTH | CISO | 0 | -13060 | 2021
| other | FALSE | 63892 | N | . | Lily Solar Hybrid | Lily Solar, LLC | 63549 | TX | WSC | TRE |  | 22 | 2 | NAICS-22 Non-Cogen | BA | MWH | OTH | ERCO | 0 | -584 | 2021
Vintage2021 | solar pv | TRUE | 63892 | N | . | Lily Solar Hybrid | Lily Solar, LLC | 63549 | TX | WSC | TRE |  | 22 | 2 | NAICS-22 Non-Cogen | PV | SUN | SUN | ERCO | 1724306 | 194969 | 2021
Vintage2020 | solar pv | TRUE | 63893 | N | . | GD Hopkinton Main I, LLC | GD Hopkinton Main I, LLC | 63548 | RI | NEW | NPCC |  | 22 | 2 | NAICS-22 Non-Cogen | PV | SUN | SUN | ISNE | 137711 | 15571 | 2021
Vintage2021 | solar pv | TRUE | 63894 | N | . | Milo PV - BD Solar 1 LLC | BD Solar 1 LLC | 63568 | ME | NEW | NPCC |  | 22 | 2 | NAICS-22 Non-Cogen | PV | SUN | SUN | ISNE | 124620 | 14091 | 2021
Vintage2021 | solar pv | TRUE | 63895 | N | . | Augusta PV - BD Solar Augusta LLC | BD Solar Augusta LLC | 63567 | ME | NEW | NPCC |  | 22 | 2 | NAICS-22 Non-Cogen | PV | SUN | SUN | ISNE | 35597 | 4025 | 2021
Vintage2021 | solar pv | TRUE | 63896 | N | . | Fairfield PV - BD Solar Fairfield LLC | BD Solar Fairfield LLC | 63566 | ME | NEW | NPCC |  | 22 | 2 | NAICS-22 Non-Cogen | PV | SUN | SUN | ISNE | 34138 | 3860 | 2021
Vintage2021 | solar pv | TRUE | 63897 | N | . | Oxford PV - BD Solar Oxford LLC | BD Solar Oxford LLC | 63565 | ME | NEW | NPCC |  | 22 | 2 | NAICS-22 Non-Cogen | PV | SUN | SUN | ISNE | 59414 | 6718 | 2021
Vintage2021 | solar pv | TRUE | 63899 | N | . | Cornillie 2 Community (CSG) | Cornillie 2 Community Solar LLC | 63569 | MN | WNC | MRO |  | 22 | 2 | NAICS-22 Non-Cogen | PV | SUN | SUN | MISO | 14619 | 1653 | 2021
Vintage2020 | solar pv | TRUE | 63903 | N | . | Pinesburg Solar LLC | Madison Energy Holdings LLC | 62915 | MD | SAT | RFC |  | 22 | 2 | NAICS-22 Non-Cogen | PV | SUN | SUN | PJM | 68781 | 7777 | 2021
Vintage2020 | solar pv | TRUE | 63904 | N | . | Timonium Fairgrounds | Madison Energy Holdings LLC | 62915 | MD | SAT | RFC |  | 22 | 2 | NAICS-22 Non-Cogen | PV | SUN | SUN | PJM | 27186 | 3074 | 2021
Vintage2021 | solar pv | TRUE | 63905 | N | . | Azure Sky Solar | Azure Sky Solar Project, LLC | 63571 | TX | WSC | TRE |  | 22 | 2 | NAICS-22 Non-Cogen | PV | SUN | SUN | ERCO | 2054195 | 232270 | 2021
Vintage2020 | solar pv | TRUE | 63906 | N | . | Turquoise Nevada, LLC | Greenbacker Renewable Energy Corporation | 60025 | NV | MTN | WECC |  | 22 | 2 | NAICS-22 Non-Cogen | PV | SUN | SUN | NEVP | 918396 | 103844 | 2021
Vintage2020 | solar pv | TRUE | 63908 | N | . | SulusSolar17 | Adapture Renewables, Inc. | 60496 | OR | PACC | WECC |  | 22 | 2 | NAICS-22 Non-Cogen | PV | SUN | SUN | PGE | 35667 | 4033 | 2021
Vintage2020 | onshore wind | TRUE | 63914 | N | . | Cedar Springs I | Cedar Springs Wind, LLC | 63580 | WY | MTN | WECC |  | 22 | 2 | NAICS-22 Non-Cogen | WT | WND | WND | PACE | 6723730 | 760259 | 2021
Vintage2020 | onshore wind | TRUE | 63915 | N | . | Cedar Springs II | PacifiCorp | 14354 | WY | MTN | WECC |  | 22 | 1 | Electric Utility | WT | WND | WND | PACE | 5926109 | 670071 | 2021
Vintage2020 | onshore wind | TRUE | 63916 | N | . | Cedar Springs III | Cedar Springs Wind III, LLC | 63582 | WY | MTN | WECC |  | 22 | 2 | NAICS-22 Non-Cogen | WT | WND | WND | PACE | 4669915 | 528032 | 2021
Vintage2021 | solar pv | TRUE | 63917 | N | . | DC Water Solar | Marbury Point Solar LLC | 63572 | DC | SAT | RFC |  | 22 | 2 | NAICS-22 Non-Cogen | PV | SUN | SUN | PJM | 36835 | 4165 | 2021
Vintage2019 | natural gas steam turbine | FALSE | 63918 | Y | . | POET Biorefining - Hudson | POET Biorefining - Hudson | 63584 | SD | WNC | MRO |  | 325193 | 7 | Industrial NAICS Cogen | ST | NG | NG | MISO | 207040 | 17657.88 | 2021
Vintage2018 | natural gas steam turbine | FALSE | 63919 | Y | . | POET Biorefining LLC - Corning | POET Biorefining LLC - Corning | 63586 | IA | WNC | MRO |  | 325193 | 7 | Industrial NAICS Cogen | ST | NG | NG | MISO | 242843 | 20711.44 | 2021
Vintage2017 | natural gas steam turbine | FALSE | 63920 | Y | . | POET Biorefining - Fostoria | Fostoria Ethanol | 63588 | OH | ENC | RFC |  | 325193 | 7 | Industrial NAICS Cogen | ST | NG | NG | PJM | 257141 | 21930.73 | 2021
Vintage2017 | natural gas steam turbine | FALSE | 63922 | Y | . | POET Biorefining - Portland | POET Biorefining - Portland | 63585 | IN | ENC | RFC |  | 325193 | 7 | Industrial NAICS Cogen | ST | NG | NG | PJM | 258789 | 22754 | 2021
Vintage2018 | natural gas steam turbine | FALSE | 63923 | Y | . | POET Biorefining - Gowrie | POET Biorefining - Gowrie | 63591 | IA | WNC | MRO |  | 325193 | 7 | Industrial NAICS Cogen | ST | NG | NG | MISO | 251340 | 21436.03 | 2021
Vintage2008 | natural gas steam turbine | FALSE | 63924 | Y | . | POET Biorefining- Alexandria, LLC | POET Biorefining - Alexandria, LLC. | 63587 | IN | ENC | RFC |  | 325193 | 7 | Industrial NAICS Cogen | ST | NG | NG | PJM | 188877 | 16607 | 2021
Vintage2020 | solar pv | TRUE | 63925 | N | . | Riley | Riley Solar I LLC | 63592 | OR | PACC | WECC |  | 22 | 2 | NAICS-22 Non-Cogen | PV | SUN | SUN | BPAT | 209886 | 23732 | 2021
Vintage2020 | solar pv | TRUE | 63926 | N | . | Fort Rock IV | Fort Rock Solar IV LLC | 63593 | OR | PACC | WECC |  | 22 | 2 | NAICS-22 Non-Cogen | PV | SUN | SUN | BPAT | 218533 | 24710 | 2021
Vintage2017 | natural gas steam turbine | FALSE | 63927 | Y | . | POET Biorefining - Leipsic, LLC | POET Biorefining - Leipsic, LLC | 63594 | OH | ENC | RFC |  | 325193 | 7 | Industrial NAICS Cogen | ST | NG | NG | PJM | 139185 | 11870.86 | 2021
Vintage2019 | solar pv | FALSE | 63928 | N | . | Vacaville Hospital | KP Vacaville Solar, LLC | 64745 | CA | PACC | WECC |  | 622 | 4 | Commercial NAICS Non-Cogen | PV | SUN | SUN | CISO | 28415 | 3213 | 2021
Vintage2021 | solar pv | TRUE | 63929 | N | . | Troy Solar | Southern Indiana Gas & Elec Co | 17633 | IN | ENC | RFC |  | 22 | 1 | Electric Utility | PV | SUN | SUN | MISO | 751988 | 85028 | 2021
| other | FALSE | 63930 | N | . | Cal Flats BESS | CD Arevon USA, Inc. | 61230 | CA | PACC | WECC |  | 22 | 2 | NAICS-22 Non-Cogen | BA | MWH | OTH | CISO | 0 | 3676 | 2021
Vintage2020 | solar pv | TRUE | 63932 | N | . | Titan Solar 1 (CA) | Titan Solar 1, LLC | 63602 | CA | PACC | WECC |  | 22 | 2 | NAICS-22 Non-Cogen | PV | SUN | SUN | CISO | 1711819 | 193557 | 2021
Vintage2020 | solar pv | TRUE | 63934 | N | . | Severson Garden | Severson HoldCo LLC | 63610 | MN | WNC | MRO |  | 22 | 2 | NAICS-22 Non-Cogen | PV | SUN | SUN | MISO | 15690 | 1774 | 2021
Vintage2020 | solar pv | TRUE | 63935 | N | . | Marion Garden | Excelsior Energy Capital | 64423 | MN | WNC | MRO |  | 22 | 2 | NAICS-22 Non-Cogen | PV | SUN | SUN | MISO | 16362 | 1850 | 2021
Vintage2021 | solar pv | TRUE | 63936 | N | . | Silver Lake Garden | Excelsior Energy Capital | 64423 | MN | WNC | MRO |  | 22 | 2 | NAICS-22 Non-Cogen | PV | SUN | SUN | MISO | 15699 | 1775 | 2021
Vintage2020 | solar pv | TRUE | 63937 | N | . | Lyman Garden | Excelsior Energy Capital | 64423 | MN | WNC | MRO |  | 22 | 2 | NAICS-22 Non-Cogen | PV | SUN | SUN | MISO | 14892 | 1684 | 2021
Vintage2020 | solar pv | TRUE | 63938 | N | . | Nicollet Garden | Excelsior Energy Capital | 64423 | MN | WNC | MRO |  | 22 | 2 | NAICS-22 Non-Cogen | PV | SUN | SUN | MISO | 16201 | 1832 | 2021
Vintage2021 | solar pv | TRUE | 63939 | N | . | Union Garden | Excelsior Energy Capital | 64423 | MN | WNC | MRO |  | 22 | 2 | NAICS-22 Non-Cogen | PV | SUN | SUN | MISO | 13417 | 1517 | 2021
Vintage2021 | solar pv | TRUE | 63940 | N | . | Central 40 | Central 40, LLC | 63606 | CA | PACC | WECC |  | 22 | 2 | NAICS-22 Non-Cogen | PV | SUN | SUN | CISO | 840136 | 94995 | 2021
Vintage2021 | onshore wind | TRUE | 63941 | N | . | Oasis Alta | Terra-Gen Operating Co-Wind | 2770 | CA | PACC | WECC |  | 22 | 2 | NAICS-22 Non-Cogen | WT | WND | WND | CISO | 383581 | 43372 | 2021
Vintage2020 | solar pv | TRUE | 63942 | N | . | Sunpin Blandford | Blandford Sun, LLC | 63595 | MA | NEW | NPCC |  | 22 | 2 | NAICS-22 Non-Cogen | PV | SUN | SUN | ISNE | 40231 | 4549 | 2021
Vintage2020 | solar pv | TRUE | 63944 | N | . | Blackhorse Farm Solar, LLC CSG | AES Distributed Energy | 61012 | RI | NEW | NPCC |  | 22 | 2 | NAICS-22 Non-Cogen | PV | SUN | SUN | ISNE | 50396 | 5698 | 2021
Vintage2020 | solar pv | TRUE | 63945 | N | . | Clinton Solar 4 LLC CSG | Clinton Solar 4 LLC | 63596 | IL | ENC | SERC |  | 22 | 2 | NAICS-22 Non-Cogen | PV | SUN | SUN | MISO | 32625 | 3689 | 2021
Vintage2020 | solar pv | TRUE | 63946 | N | . | Vermilion Solar 1, LLC CSG | Vermilion Solar 1, LLC | 63597 | IL | ENC | SERC |  | 22 | 2 | NAICS-22 Non-Cogen | PV | SUN | SUN | MISO | 33676 | 3808 | 2021
Vintage2021 | solar pv | TRUE | 63947 | N | . | DGS Valley State Prison | Forefront Power, LLC | 62856 | CA | PACC | WECC |  | 22 | 2 | NAICS-22 Non-Cogen | PV | SUN | SUN | CISO | 33563 | 3795 | 2021
Vintage2021 | solar pv | TRUE | 63949 | N | . | Cortland | Cortland Solar 2 LLC | 63613 | IL | ENC | MRO |  | 22 | 2 | NAICS-22 Non-Cogen | PV | SUN | SUN | PJM | 22384 | 2531 | 2021
Vintage2020 | solar pv | TRUE | 63950 | N | . | Erving CSG | Erving Poplar Mountain Solar 1, LLC | 63615 | MA | NEW | NPCC |  | 22 | 2 | NAICS-22 Non-Cogen | PV | SUN | SUN | ISNE | 13283 | 1502 | 2021
Vintage2021 | solar pv | TRUE | 63951 | N | . | Lena | Lena Solar 1 LLC | 63616 | IL | ENC | MRO |  | 22 | 2 | NAICS-22 Non-Cogen | PV | SUN | SUN | PJM | 21827 | 2468 | 2021
Vintage2020 | solar pv | TRUE | 63952 | N | . | Ridge Farm | Ridge Farm Solar 1 LLC | 63618 | IL | ENC | MRO |  | 22 | 2 | NAICS-22 Non-Cogen | PV | SUN | SUN | MISO | 34545 | 3906 | 2021
Vintage2020 | solar pv | TRUE | 63953 | N | . | Easthampton CSG | Easthampton Park Solar 1, LLC | 63614 | MA | NEW | NPCC |  | 22 | 2 | NAICS-22 Non-Cogen | PV | SUN | SUN | ISNE | 31185 | 3526 | 2021
Vintage2020 | solar pv | TRUE | 63954 | N | . | Mendota | Mendota US Solar 1 LLC | 63617 | IL | ENC | MRO |  | 22 | 2 | NAICS-22 Non-Cogen | PV | SUN | SUN | PJM | 26710 | 3020 | 2021
Vintage2020 | solar pv | TRUE | 63956 | N | . | Palmer Creek Solar, LLC | Greenbacker Renewable Energy Corporation | 60025 | OR | PACC | WECC |  | 22 | 2 | NAICS-22 Non-Cogen | PV | SUN | SUN | PGE | 36580 | 4136 | 2021
Vintage2020 | solar pv | TRUE | 63957 | N | . | Day Hill Solar, LLC | Greenbacker Renewable Energy Corporation | 60025 | OR | PACC | WECC |  | 22 | 2 | NAICS-22 Non-Cogen | PV | SUN | SUN | PGE | 34492 | 3900 | 2021
Vintage2020 | solar pv | TRUE | 63958 | N | . | SSD Marion 3, LLC | Thor Solar 1 CEI, LLC | 63623 | OR | PACC | WECC |  | 22 | 2 | NAICS-22 Non-Cogen | PV | SUN | SUN | PGE | 29264 | 3309 | 2021
Vintage2020 | solar pv | TRUE | 63959 | N | . | SSD Marion 5, LLC | Thor Solar 1 CEI, LLC | 63623 | OR | PACC | WECC |  | 22 | 2 | NAICS-22 Non-Cogen | PV | SUN | SUN | PGE | 32731 | 3701 | 2021
Vintage2020 | solar pv | TRUE | 63960 | N | . | SSD Marion 6, LLC | Thor Solar 1 CEI, LLC | 63623 | OR | PACC | WECC |  | 22 | 2 | NAICS-22 Non-Cogen | PV | SUN | SUN | PGE | 35783 | 4046 | 2021
Vintage2020 | solar pv | TRUE | 63961 | N | . | SSD Clackamas 1, LLC | Thor Solar 1 CEI, LLC | 63623 | OR | PACC | WECC |  | 22 | 2 | NAICS-22 Non-Cogen | PV | SUN | SUN | PGE | 29512 | 3337 | 2021
Vintage2020 | solar pv | TRUE | 63962 | N | . | SSD Clackamas 4, LLC | Thor Solar 1 CEI, LLC | 63623 | OR | PACC | WECC |  | 22 | 2 | NAICS-22 Non-Cogen | PV | SUN | SUN | PGE | 32272 | 3649 | 2021
Vintage2020 | solar pv | TRUE | 63963 | N | . | SSD Clackamas 7, LLC | Thor Solar 1 CEI, LLC | 63623 | OR | PACC | WECC |  | 22 | 2 | NAICS-22 Non-Cogen | PV | SUN | SUN | PGE | 25947 | 2934 | 2021
Vintage2020 | solar pv | TRUE | 63964 | N | . | SSD Marion 1, LLC | Thor Solar 1 CEI, LLC | 63623 | OR | PACC | WECC |  | 22 | 2 | NAICS-22 Non-Cogen | PV | SUN | SUN | PGE | 33590 | 3798 | 2021
Vintage2020 | solar pv | TRUE | 63965 | N | . | Danville Farm, LLC | Thor Solar 1 CEI, LLC | 63623 | VA | SAT | SERC |  | 22 | 2 | NAICS-22 Non-Cogen | PV | SUN | SUN | PJM | 199432 | 22550 | 2021
Vintage2021 | solar pv | TRUE | 63966 | N | . | FastSun12 CSG | Altus Power America Management, LLC | 60281 | MN | WNC | MRO |  | 22 | 2 | NAICS-22 Non-Cogen | PV | SUN | SUN | MISO | 9047 | 1023 | 2021
Vintage2021 | solar pv | TRUE | 63967 | N | . | Charter Durabar at Woodstock | Constellation Solar Illinois 2, LLC | 63511 | IL | ENC | RFC |  | 22 | 2 | NAICS-22 Non-Cogen | PV | SUN | SUN | PJM | 35164 | 3976 | 2021
Vintage2021 | solar pv | TRUE | 63968 | N | . | The GSI Group LLC at Assumption | Constellation Solar Illinois 2, LLC | 63511 | IL | ENC | SERC |  | 22 | 2 | NAICS-22 Non-Cogen | PV | SUN | SUN | MISO | 16238 | 1836 | 2021
Vintage2020 | solar pv | TRUE | 63969 | N | . | SulusSolar35 | Adapture Renewables, Inc. | 60496 | OR | PACC | WECC |  | 22 | 2 | NAICS-22 Non-Cogen | PV | SUN | SUN | PGE | 41141 | 4652 | 2021
Vintage2021 | solar pv | TRUE | 63971 | N | . | CCUA Solar | CCUA Solar, LLC | 63625 | NJ | MAT | RFC |  | 22 | 2 | NAICS-22 Non-Cogen | PV | SUN | SUN | PJM | 21190 | 2396 | 2021
Vintage2020 | solar pv | TRUE | 63973 | N | . | Cardinal Solar LLC | Cardinal Solar LLC | 63627 | SC | SAT | SERC |  | 22 | 2 | NAICS-22 Non-Cogen | PV | SUN | SUN | CPLE | 141733 | 16026 | 2021
Vintage2020 | solar pv | TRUE | 63974 | N | . | Hayes Solar, LLC | Hayes Solar, LLC | 63628 | NC | SAT | SERC |  | 22 | 2 | NAICS-22 Non-Cogen | PV | SUN | SUN | DUK | 58681 | 6635 | 2021
Vintage2020 | solar pv | TRUE | 63975 | N | . | Harrison Solar, LLC | Harrison Solar, LLC | 63629 | NC | SAT | SERC |  | 22 | 2 | NAICS-22 Non-Cogen | PV | SUN | SUN | CPLE | 91535 | 10350 | 2021
Vintage2021 | solar pv | TRUE | 63976 | N | . | Bay Tree | Cypress Creek Renewables | 61060 | NC | SAT | SERC |  | 22 | 2 | NAICS-22 Non-Cogen | PV | SUN | SUN | CPLE | 15397 | 1741 | 2021
Vintage2021 | solar pv | TRUE | 63978 | N | . | Duette Solar Power Plant | Duke Energy Florida, LLC | 6455 | FL | SAT | SERC |  | 22 | 1 | Electric Utility | PV | SUN | SUN | FPC | 226742 | 25638 | 2021
Vintage2020 | solar pv | TRUE | 63979 | N | . | 315 Vinson Road | Red Toad 315 Vinson Road, LLC | 63634 | NC | SAT | SERC |  | 22 | 2 | NAICS-22 Non-Cogen | PV | SUN | SUN | CPLE | 39366 | 4451 | 2021
Vintage2021 | onshore wind | TRUE | 63981 | N | . | Red Cloud Wind LLC | Pattern Operators LP | 56545 | NM | MTN | WECC |  | 22 | 2 | NAICS-22 Non-Cogen | WT | WND | WND | PNM | 875565 | 99001 | 2021
| solar pv | FALSE | 63987 | N | . | Novel Martens Solar LLC(CSG) | Novel Martens Solar LLC | 63590 | MN | WNC | MRO |  | 22 | 2 | NAICS-22 Non-Cogen | PV | SUN | SUN | MISO | 0 | 0 | 2021
Vintage2020 | onshore wind | TRUE | 63988 | N | . | Blooming Grove Wind Energy Center | Invenergy Services LLC | 49893 | IL | ENC | SERC |  | 22 | 2 | NAICS-22 Non-Cogen | WT | WND | WND | PJM | 8055197 | 910809 | 2021
Vintage2021 | solar pv | TRUE | 63989 | N | . | Peterman II | Peterman Solar II, LLC | 63643 | IL | ENC | RFC |  | 22 | 2 | NAICS-22 Non-Cogen | PV | SUN | SUN | PJM | 16910 | 1912 | 2021
Vintage2021 | solar pv | TRUE | 63990 | N | . | Kish CSG | Kish Solar, LLC | 63644 | IL | ENC | RFC |  | 22 | 2 | NAICS-22 Non-Cogen | PV | SUN | SUN | PJM | 10886 | 1231 | 2021
Vintage2021 | solar pv | TRUE | 63991 | N | . | Nostrand | Nostrand Solar, LLC | 63645 | IL | ENC | RFC |  | 22 | 2 | NAICS-22 Non-Cogen | PV | SUN | SUN | PJM | 13974 | 1580 | 2021
Vintage2021 | solar pv | TRUE | 63992 | N | . | Vulcan | Vulcan Solar, LLC | 63646 | IL | ENC | RFC |  | 22 | 2 | NAICS-22 Non-Cogen | PV | SUN | SUN | PJM | 19032 | 2152 | 2021
Vintage2013 | solar pv | FALSE | 63993 | N | . | FTF-PackingShed | Family Tree Farms | 63648 | CA | PACC | WECC |  | 115 | 6 | Industrial NAICS Non-Cogen | PV | SUN | SUN | CISO | 9886 | 1118 | 2021
Vintage2015 | solar pv | FALSE | 63994 | N | . | Firebaugh-CCS-PV-1 | Mike Woolf Farming | 63649 | CA | PACC | WECC |  | 111 | 6 | Industrial NAICS Non-Cogen | PV | SUN | SUN | CISO | 10955 | 1239 | 2021
Vintage2020 | solar pv | TRUE | 63997 | N | . | Pine Hill | AEP Onsite Partners, LLC | 60571 | RI | NEW | NPCC |  | 22 | 2 | NAICS-22 Non-Cogen | PV | SUN | SUN | ISNE | 67746 | 7660 | 2021
| other | FALSE | 64000 | N | . | Amaterasu LLC | AES Distributed Energy | 61012 | MA | NEW | NPCC |  | 22 | 2 | NAICS-22 Non-Cogen | BA | MWH | OTH | ISNE | 0 | 0 | 2021
Vintage2021 | solar pv | TRUE | 64000 | N | . | Amaterasu LLC | AES Distributed Energy | 61012 | MA | NEW | NPCC |  | 22 | 2 | NAICS-22 Non-Cogen | PV | SUN | SUN | ISNE | 19324 | 2185 | 2021
Vintage2020 | solar pv | TRUE | 64001 | N | . | Camellia Solar, LLC | National Grid Renewables | 62759 | MN | WNC | MRO |  | 22 | 2 | NAICS-22 Non-Cogen | PV | SUN | SUN | MISO | 20137 | 2277 | 2021
Vintage2020 | solar pv | TRUE | 64002 | N | . | Buttercup Solar, LLC | Sol Systems | 61677 | NC | SAT | SERC |  | 22 | 2 | NAICS-22 Non-Cogen | PV | SUN | SUN | CPLE | 96869 | 10953 | 2021
Vintage2021 | onshore wind | TRUE | 64003 | N | . | Iron Star Wind Project | Engie North America | 56201 | KS | WNC | MRO |  | 22 | 2 | NAICS-22 Non-Cogen | WT | WND | WND | SWPP | 292825 | 33110 | 2021
Vintage2021 | solar pv | TRUE | 64006 | N | . | SulusSolar33 | Adapture Renewables, Inc. | 60496 | OR | PACC | WECC |  | 22 | 2 | NAICS-22 Non-Cogen | PV | SUN | SUN | PGE | 41781 | 4724 | 2021
Vintage2020 | solar pv | TRUE | 64007 | N | . | SulusSolar28 | Adapture Renewables, Inc. | 60496 | OR | PACC | WECC |  | 22 | 2 | NAICS-22 Non-Cogen | PV | SUN | SUN | PGE | 41185 | 4657 | 2021
Vintage2021 | solar pv | TRUE | 64008 | N | . | MilfordSolar OR | Adapture Renewables, Inc. | 60496 | OR | PACC | WECC |  | 22 | 2 | NAICS-22 Non-Cogen | PV | SUN | SUN | PGE | 40753 | 4608 | 2021
Vintage2021 | solar pv | TRUE | 64009 | N | . | BristolSolar | Adapture Renewables, Inc. | 60496 | OR | PACC | WECC |  | 22 | 2 | NAICS-22 Non-Cogen | PV | SUN | SUN | PGE | 38295 | 4330 | 2021
Vintage2021 | solar pv | TRUE | 64010 | N | . | Energix Hollyfield, LLC | Energix Hollyfield, LLC | 63651 | VA | SAT | SERC |  | 22 | 2 | NAICS-22 Non-Cogen | PV | SUN | SUN | PJM | 80517 | 9104 | 2021
Vintage2019 | solar pv | TRUE | 64011 | N | . | Bainbridge Solar | Bainbridge Solar, LLC | 63665 | GA | SAT | SERC |  | 22 | 2 | NAICS-22 Non-Cogen | PV | SUN | SUN | SOCO | 17759 | 2008 | 2021
Vintage2021 | solar pv | TRUE | 64013 | N | . | Somonauk Road Solar 1 | Somonauk Road Solar 1, LLC | 63664 | IL | ENC | RFC |  | 22 | 2 | NAICS-22 Non-Cogen | PV | SUN | SUN | PJM | 29761 | 3365 | 2021
Vintage2020 | solar pv | TRUE | 64014 | N | . | 28 Livermore Hill Road Solar | 28 Livermore Hill Road Solar, LLC | 63663 | MA | NEW | NPCC |  | 22 | 2 | NAICS-22 Non-Cogen | PV | SUN | SUN | ISNE | 65241 | 7377 | 2021
Vintage2021 | solar pv | TRUE | 64015 | N | . | Energix Buckingham, LLC | Energix Buckingham, LLC | 63652 | VA | SAT | SERC |  | 22 | 2 | NAICS-22 Non-Cogen | PV | SUN | SUN | PJM | 126230 | 14273 | 2021
Vintage2021 | solar pv | TRUE | 64016 | N | . | Edwardsville Solar II | Edwardsville Solar II, LLC | 63662 | IL | ENC | SERC |  | 22 | 2 | NAICS-22 Non-Cogen | PV | SUN | SUN | MISO | 12496 | 1413 | 2021
Vintage2019 | solar pv | TRUE | 64017 | N | . | Brick Church Solar | Brick Church Solar 1, LLC | 63661 | NY | MAT | NPCC |  | 22 | 2 | NAICS-22 Non-Cogen | PV | SUN | SUN | NYIS | 53445 | 6043 | 2021
Vintage2020 | solar pv | TRUE | 64018 | N | . | Route 76 Boone Solar 1 | Route 76 Boone Solar 1, LLC | 63660 | IL | ENC | RFC |  | 22 | 2 | NAICS-22 Non-Cogen | PV | SUN | SUN | PJM | 35384 | 4001 | 2021
Vintage2021 | solar pv | TRUE | 64019 | N | . | Altavista Solar | Altavista Solar, LLC | 63666 | VA | SAT | RFC |  | 22 | 2 | NAICS-22 Non-Cogen | PV | SUN | SUN | PJM | 1208384 | 136633 | 2021
| natural gas combined cycle | FALSE | 64020 | N | . | West Riverside Energy Center | Wisconsin Power & Light Co | 20856 | WI | ENC | MRO |  | 22 | 1 | Electric Utility | CA | NG | NG | MISO | 0 | 713710 | 2021
Vintage2020 | natural gas combined cycle | TRUE | 64020 | N | . | West Riverside Energy Center | Wisconsin Power & Light Co | 20856 | WI | ENC | MRO |  | 22 | 1 | Electric Utility | CT | NG | NG | MISO | 13362532 | 1257956 | 2021
Vintage2021 | solar pv | TRUE | 64020 | N | . | West Riverside Energy Center | Wisconsin Power & Light Co | 20856 | WI | ENC | MRO |  | 22 | 1 | Electric Utility | PV | SUN | SUN | MISO | 1548 | 175 | 2021
Vintage2020 | solar pv | TRUE | 64021 | N | . | Alden Solar CSG LLC | Greenbacker Renewable Energy Corporation | 60025 | CO | MTN | WECC |  | 22 | 2 | NAICS-22 Non-Cogen | PV | SUN | SUN | PSCO | 30918 | 3496 | 2021
Vintage2021 | solar pv | TRUE | 64022 | N | . | SulusSolar22 | Adapture Renewables, Inc. | 60496 | OR | PACC | WECC |  | 22 | 2 | NAICS-22 Non-Cogen | PV | SUN | SUN | PGE | 34075 | 3853 | 2021
Vintage2017 | solar pv | TRUE | 64023 | N | . | 10 Finderne Avenue Solar, LLC | Greenbacker Renewable Energy Corporation | 60025 | NJ | MAT | RFC |  | 22 | 2 | NAICS-22 Non-Cogen | PV | SUN | SUN | PJM | 30821 | 3485 | 2021
Vintage2020 | solar pv | TRUE | 64024 | N | . | Monte Vista Solar 2 CSG, LLC | Greenbacker Renewable Energy Corporation | 60025 | CO | MTN | WECC |  | 22 | 2 | NAICS-22 Non-Cogen | PV | SUN | SUN | PSCO | 38329 | 4334 | 2021
Vintage2020 | solar pv | TRUE | 64025 | N | . | 101 Carnegie Center Solar, LLC | Greenbacker Renewable Energy Corporation | 60025 | NJ | MAT | RFC |  | 22 | 2 | NAICS-22 Non-Cogen | PV | SUN | SUN | PJM | 15812 | 1788 | 2021
Vintage2021 | solar pv | TRUE | 64026 | N | . | ANSON Solar Center, LLC | Engie North America | 56201 | TX | WSC | TRE |  | 22 | 2 | NAICS-22 Non-Cogen | PV | SUN | SUN | ERCO | 3245491 | 366971 | 2021
Vintage0 | other | FALSE | 64027 | Y | . | SB Water Reclamation Fuel Cell | San Bernardino Fuel Cell, LLC | 63669 | CA | PACC | WECC |  | 22132 | 5 | Commercial NAICS Cogen | FC | NG | NG | CISO | 3467 | 298.219 | 2021
Vintage2021 | biomass | TRUE | 64027 | Y | . | SB Water Reclamation Fuel Cell | San Bernardino Fuel Cell, LLC | 63669 | CA | PACC | WECC |  | 22132 | 5 | Commercial NAICS Cogen | FC | OBG | ORW | CISO | 49162 | 4228.781 | 2021
Vintage2021 | solar pv | TRUE | 64028 | N | . | San Diego - EMDF at San Diego | California PV Energy 3, LLC | 63667 | CA | PACC | WECC |  | 22 | 2 | NAICS-22 Non-Cogen | PV | SUN | SUN | CISO | 15184 | 1717 | 2021
Vintage2015 | solar pv | TRUE | 64030 | N | . | Kenmare - Sullivan Community College | Goldman Sachs Renewable Power LLC | 61944 | NY | MAT | NPCC |  | 22 | 2 | NAICS-22 Non-Cogen | PV | SUN | SUN | NYIS | 22013 | 2489 | 2021
Vintage2020 | solar pv | TRUE | 64031 | N | . | Fremont CO 1, LLC | Greenbacker Renewable Energy Corporation | 60025 | CO | MTN | WECC |  | 22 | 2 | NAICS-22 Non-Cogen | PV | SUN | SUN | PSCO | 34774 | 3932 | 2021
Vintage2020 | solar pv | TRUE | 64033 | N | . | GreenparkSolar | Adapture Renewables, Inc. | 60496 | OR | PACC | WECC |  | 22 | 2 | NAICS-22 Non-Cogen | PV | SUN | SUN | PGE | 17510 | 1980 | 2021
Vintage2020 | solar pv | TRUE | 64034 | N | . | SulusSolar25 | Adapture Renewables, Inc. | 60496 | OR | PACC | WECC |  | 22 | 2 | NAICS-22 Non-Cogen | PV | SUN | SUN | PGE | 28911 | 3269 | 2021
Vintage2020 | solar pv | TRUE | 64035 | N | . | Powatan Road Solar | Red Toad Powatan Phase 2 LLC | 63633 | NC | SAT | SERC |  | 22 | 2 | NAICS-22 Non-Cogen | PV | SUN | SUN | CPLE | 37136 | 4199 | 2021
Vintage2020 | solar pv | TRUE | 64040 | N | . | Apple Canyon Lake Solar | ACM Solar, LLC. | 63680 | IL | ENC | MRO |  | 22 | 2 | NAICS-22 Non-Cogen | PV | SUN | SUN | MISO | 29626 | 3350 | 2021
Vintage2019 | solar pv | TRUE | 64041 | N | . | Wappinger 9D Solar | Wappinger 9D Solar, LLC | 63681 | NY | MAT | NPCC |  | 22 | 2 | NAICS-22 Non-Cogen | PV | SUN | SUN | NYIS | 21943 | 2481 | 2021
Vintage2019 | solar pv | TRUE | 64042 | N | . | Montague Road Solar | Montague Road Solar, LLC | 63682 | MA | NEW | NPCC |  | 22 | 2 | NAICS-22 Non-Cogen | PV | SUN | SUN | ISNE | 43220 | 4887 | 2021
Vintage2021 | solar pv | TRUE | 64043 | N | . | Olney Solar II CSG | Olney Solar II, LLC | 63683 | IL | ENC | SERC |  | 22 | 2 | NAICS-22 Non-Cogen | PV | SUN | SUN | MISO | 14512 | 1641 | 2021
Vintage2019 | solar pv | TRUE | 64044 | N | . | Off Airport Road - West | Off Airport Road - West, LLC | 63684 | NY | MAT | NPCC |  | 22 | 2 | NAICS-22 Non-Cogen | PV | SUN | SUN | NYIS | 55701 | 6298 | 2021
Vintage2020 | solar pv | TRUE | 64045 | N | . | Fitchburg Renewables | Fitchburg Renewables, LLC | 63685 | MA | NEW | NPCC |  | 22 | 2 | NAICS-22 Non-Cogen | PV | SUN | SUN | ISNE | 54047 | 6111 | 2021
Vintage2019 | solar pv | TRUE | 64046 | N | . | 6140 Route 209 - North | 6140 Route 209 - North, LLC | 63686 | NY | MAT | NPCC |  | 22 | 2 | NAICS-22 Non-Cogen | PV | SUN | SUN | NYIS | 53825 | 6086 | 2021
Vintage2020 | solar pv | TRUE | 64048 | N | . | SulusSolar29 | Adapture Renewables, Inc. | 60496 | OR | PACC | WECC |  | 22 | 2 | NAICS-22 Non-Cogen | PV | SUN | SUN | PGE | 30912 | 3495 | 2021
Vintage2021 | solar pv | TRUE | 64049 | N | . | San Diego - NCRC at Vista | California PV Energy 3, LLC | 63667 | CA | PACC | WECC |  | 22 | 2 | NAICS-22 Non-Cogen | PV | SUN | SUN | CISO | 17006 | 1923 | 2021
Vintage2020 | onshore wind | TRUE | 64051 | N | . | Orchard Windfarm 2, LLC | Orchard Windfarm, LLC | 62758 | OR | PACC | WECC |  | 22 | 2 | NAICS-22 Non-Cogen | WT | WND | WND | BPAT | 129547 | 14648 | 2021
Vintage2020 | onshore wind | TRUE | 64052 | N | . | Orchard Windfarm 3, LLC | Orchard Windfarm, LLC | 62758 | OR | PACC | WECC |  | 22 | 2 | NAICS-22 Non-Cogen | WT | WND | WND | BPAT | 126867 | 14345 | 2021
Vintage2020 | onshore wind | TRUE | 64053 | N | . | Orchard Windfarm 4, LLC | Orchard Windfarm, LLC | 62758 | OR | PACC | WECC |  | 22 | 2 | NAICS-22 Non-Cogen | WT | WND | WND | PACW | 130840 | 14794 | 2021
Vintage2021 | onshore wind | TRUE | 64054 | N | . | Clines Corners Wind Farm LLC | Pattern Operators LP | 56545 | NM | MTN | WECC |  | 22 | 2 | NAICS-22 Non-Cogen | WT | WND | WND | PNM | 1034403 | 116961 | 2021
Vintage2020 | solar pv | FALSE | 64055 | N | . | Wonderful Orchards - New Columbia | Wonderful Renewable Energy, LLC. | 63689 | CA | PACC | WECC |  | 111 | 6 | Industrial NAICS Non-Cogen | PV | SUN | SUN | CISO | 92321 | 10439 | 2021
Vintage2021 | solar pv | TRUE | 64056 | N | . | T Luhman CSG | Madison Energy Holdings LLC | 62915 | MN | WNC | MRO |  | 22 | 2 | NAICS-22 Non-Cogen | PV | SUN | SUN | MISO | 4466 | 505 | 2021
Vintage2020 | onshore wind | TRUE | 64057 | N | . | Wheatridge 1 | Portland General Electric Co | 15248 | OR | PACC | WECC |  | 22 | 1 | Electric Utility | WT | WND | WND | BPAT | 3021190 | 341609 | 2021
Vintage2020 | solar pv | TRUE | 64058 | N | . | 2662 Freeport Solar 1 CSG | 2662 Freeport Solar 1, LLC | 63691 | IL | ENC | SERC |  | 22 | 2 | NAICS-22 Non-Cogen | PV | SUN | SUN | MISO | 33704 | 3811 | 2021
Vintage2020 | solar pv | TRUE | 64059 | N | . | Whiteside Solar 1 CSG | Whiteside Solar 1, LLC | 63692 | IL | ENC | SERC |  | 22 | 2 | NAICS-22 Non-Cogen | PV | SUN | SUN | MISO | 36721 | 4152 | 2021
Vintage2018 | solar pv | TRUE | 64060 | N | . | SELCO Community Solar | Massachusetts Mun Wholes Electric Co | 11806 | MA | NEW | NPCC |  | 22 | 1 | Electric Utility | PV | SUN | SUN | ISNE | 42576 | 4814 | 2021
Vintage2021 | solar pv | TRUE | 64061 | N | . | Hecate Energy West Newberry, LLC | Hecate Energy West Newberry, LLC | 63694 | SC | SAT | SERC |  | 22 | 2 | NAICS-22 Non-Cogen | PV | SUN | SUN | DUK | 18439 | 2085 | 2021
Vintage2021 | onshore wind | TRUE | 64065 | N | . | Duran Mesa LLC | Pattern Operators LP | 56545 | NM | MTN | WECC |  | 22 | 2 | NAICS-22 Non-Cogen | WT | WND | WND | PNM | 369148 | 41740 | 2021
Vintage2021 | onshore wind | TRUE | 64066 | N | . | Tecolote Wind LLC | Pattern Operators LP | 56545 | NM | MTN | WECC |  | 22 | 2 | NAICS-22 Non-Cogen | WT | WND | WND | PNM | 806776 | 91223 | 2021
Vintage2016 | solar pv | TRUE | 64072 | N | . | Camp Ripley Solar | Camp Riley Solar Facility | 63704 | MN | WNC | MRO |  | 22 | 1 | Electric Utility | PV | SUN | SUN | MISO | 152116 | 17200 | 2021
Vintage2021 | onshore wind | TRUE | 64074 | N | . | Cimarron Bend III | Enel Kansas, LLC | 61372 | KS | WNC | MRO |  | 22 | 2 | NAICS-22 Non-Cogen | WT | WND | WND | SWPP | 7143875 | 807765 | 2021
Vintage2017 | solar pv | TRUE | 64078 | N | . | Pittsfield Solar LLC | Pittsfiled Solar LLC | 63712 | ME | NEW | NPCC |  | 22 | 2 | NAICS-22 Non-Cogen | PV | SUN | SUN | ISNE | 147445 | 16672 | 2021
Vintage2020 | solar pv | TRUE | 64079 | N | . | CatanSolar | Adapture Renewables, Inc. | 60496 | TX | WSC | TRE |  | 22 | 2 | NAICS-22 Non-Cogen | PV | SUN | SUN | ERCO | 206172 | 23312 | 2021
Vintage2020 | solar pv | TRUE | 64080 | N | . | Dane County Airport Solar | Madison Gas & Electric Co | 11479 | WI | ENC | MRO |  | 22 | 1 | Electric Utility | PV | SUN | SUN | MISO | 147635 | 16693 | 2021
Vintage2019 | solar pv | TRUE | 64084 | N | . | Blanchard Road 1 Community Solar | OYA Blanchard Road LLC | 63707 | NY | MAT | NPCC |  | 22 | 2 | NAICS-22 Non-Cogen | PV | SUN | SUN | NYIS | 62545 | 7072 | 2021
Vintage2018 | solar pv | TRUE | 64085 | N | . | North Providence | Captona N.P. LLC | 63693 | RI | NEW | NPCC |  | 22 | 2 | NAICS-22 Non-Cogen | PV | SUN | SUN | ISNE | 31972 | 3615 | 2021
Vintage2019 | solar pv | TRUE | 64087 | N | . | Blanchard Road 2 Community Solar | OYA Blanchard Road 2 LLC | 63708 | NY | MAT | NPCC |  | 22 | 2 | NAICS-22 Non-Cogen | PV | SUN | SUN | NYIS | 65986 | 7461 | 2021
Vintage2019 | solar pv | TRUE | 64090 | N | . | NYS Rte 12 Community Solar | OYA NYS Rte 12 LLC | 63709 | NY | MAT | NPCC |  | 22 | 2 | NAICS-22 Non-Cogen | PV | SUN | SUN | NYIS | 57973 | 6555 | 2021
Vintage2019 | solar pv | TRUE | 64091 | N | . | Moore Road Community Solar | OYA 2643 Moore Road LLC | 63710 | NY | MAT | NPCC |  | 22 | 2 | NAICS-22 Non-Cogen | PV | SUN | SUN | NYIS | 52225 | 5905 | 2021
Vintage2019 | solar pv | TRUE | 64092 | N | . | Great Lakes Seaway Community Solar | OYA Great Lakes Seaway LLC | 63711 | NY | MAT | NPCC |  | 22 | 2 | NAICS-22 Non-Cogen | PV | SUN | SUN | NYIS | 69346 | 7841 | 2021
Vintage2018 | solar pv | TRUE | 64093 | N | . | Montross Solar | Dominion Energy Inc | 5248 | VA | SAT | SERC |  | 22 | 1 | Electric Utility | PV | SUN | SUN | PJM | 343413 | 38830 | 2021
Vintage2017 | solar pv | TRUE | 64096 | N | . | Samuel Mickle School | Greenbacker Renewable Energy Corporation | 60025 | NJ | MAT | RFC |  | 22 | 2 | NAICS-22 Non-Cogen | PV | SUN | SUN | PJM | 13921 | 1574 | 2021
Vintage2020 | solar pv | TRUE | 64097 | N | . | Electric City Solar | Greenbacker Renewable Energy Corporation | 60025 | MI | ENC | RFC |  | 22 | 2 | NAICS-22 Non-Cogen | PV | SUN | SUN | PJM | 233286 | 26378 | 2021
Vintage2021 | solar pv | FALSE | 64098 | N | . | Tesla Reno GigaFactory | Tesla Inc. | 60947 | NV | MTN | WECC |  | 336 | 6 | Industrial NAICS Non-Cogen | PV | SUN | SUN | NEVP | 12461 | 1409 | 2021
Vintage2020 | solar pv | TRUE | 64099 | N | . | Tweite Community Solar LLC | Tweite Community Solar LLC | 63728 | MN | WNC | MRO |  | 22 | 2 | NAICS-22 Non-Cogen | PV | SUN | SUN | MISO | 18537 | 2096 | 2021
Vintage2020 | solar pv | TRUE | 64100 | N | . | Morgan Solar 4, LLC CSG | Morgan Solar 4, LLC | 63729 | IL | ENC | SERC |  | 22 | 2 | NAICS-22 Non-Cogen | PV | SUN | SUN | MISO | 35402 | 4003 | 2021
Vintage2020 | solar pv | TRUE | 64101 | N | . | Mid-River PA, LLC (ABE4) | Greenbacker Renewable Energy Corporation | 60025 | PA | MAT | RFC |  | 22 | 2 | NAICS-22 Non-Cogen | PV | SUN | SUN | PJM | 40125 | 4537 | 2021
Vintage2018 | solar pv | TRUE | 64102 | N | . | GE 19th Hole | DG New York Solar, LLC | 63730 | NY | MAT | NPCC |  | 22 | 2 | NAICS-22 Non-Cogen | PV | SUN | SUN | NYIS | 90324 | 10213 | 2021
| other | FALSE | 64103 | N | . | Desert Harvest II LLC | Desert Harvest II LLC | 63731 | CA | PACC | WECC |  | 22 | 2 | NAICS-22 Non-Cogen | BA | MWH | OTH | CISO | 0 | -2845 | 2021
Vintage2020 | solar pv | TRUE | 64103 | N | . | Desert Harvest II LLC | Desert Harvest II LLC | 63731 | CA | PACC | WECC |  | 22 | 2 | NAICS-22 Non-Cogen | PV | SUN | SUN | CISO | 1668065 | 188610 | 2021
Vintage2020 | solar pv | TRUE | 64104 | N | . | Maverick Solar 4, LLC | Maverick Solar 4, LLC | 63732 | CA | PACC | RFC |  | 22 | 2 | NAICS-22 Non-Cogen | PV | SUN | SUN | CISO | 2643747 | 298931 | 2021
Vintage2021 | solar pv | TRUE | 64105 | N | . | Maverick Solar 6, LLC | Maverick Solar 6, LLC | 63733 | CA | PACC | RFC |  | 22 | 2 | NAICS-22 Non-Cogen | PV | SUN | SUN | CISO | 1004343 | 113562 | 2021
Vintage2021 | solar pv | TRUE | 64106 | N | . | Maverick Solar 7, LLC | Maverick Solar 7, LLC | 63734 | CA | PACC | RFC |  | 22 | 2 | NAICS-22 Non-Cogen | PV | SUN | SUN | CISO | 81586 | 9225 | 2021
Vintage2012 | solar pv | TRUE | 64107 | N | . | Canton | Captona Canton LLC | 63735 | MA | NEW | NPCC |  | 22 | 2 | NAICS-22 Non-Cogen | PV | SUN | SUN | ISNE | 55141 | 6235 | 2021
Vintage2019 | solar pv | TRUE | 64108 | N | . | Gold Meadow Farms | Captona Lippitt Ave Cranston LLC | 63737 | RI | NEW | NPCC |  | 22 | 2 | NAICS-22 Non-Cogen | PV | SUN | SUN | ISNE | 246571 | 27880 | 2021
Vintage2013 | solar pv | TRUE | 64109 | N | . | Ravenbrook | Captona Ravenbrook LLC | 63738 | MA | NEW | NPCC |  | 22 | 2 | NAICS-22 Non-Cogen | PV | SUN | SUN | ISNE | 61766 | 6984 | 2021
Vintage2017 | solar pv | TRUE | 64110 | N | . | Hudson | Captona Hudson LLC | 63739 | MA | NEW | NPCC |  | 22 | 2 | NAICS-22 Non-Cogen | PV | SUN | SUN | ISNE | 51241 | 5794 | 2021
Vintage2018 | solar pv | TRUE | 64111 | N | . | A Street 2 | Captona A Street 2 Johnston LLC | 63740 | RI | NEW | NPCC |  | 22 | 2 | NAICS-22 Non-Cogen | PV | SUN | SUN | ISNE | 25597 | 2894 | 2021
Vintage2017 | solar pv | TRUE | 64112 | N | . | Berkley | Captona Berkley LLC | 63741 | MA | NEW | NPCC |  | 22 | 2 | NAICS-22 Non-Cogen | PV | SUN | SUN | ISNE | 36853 | 4167 | 2021
Vintage2018 | solar pv | TRUE | 64113 | N | . | Kilvert | Captona Kilvert Street Warwick LLC | 63742 | RI | NEW | NPCC |  | 22 | 2 | NAICS-22 Non-Cogen | PV | SUN | SUN | ISNE | 73927 | 8359 | 2021
Vintage2018 | solar pv | TRUE | 64114 | N | . | A Street 1 | Captona A Street 1 Johnston LLC | 63743 | RI | NEW | NPCC |  | 22 | 2 | NAICS-22 Non-Cogen | PV | SUN | SUN | ISNE | 17688 | 2000 | 2021
Vintage2017 | solar pv | TRUE | 64115 | N | . | Carver | Captona Carver LLC | 63744 | MA | NEW | NPCC |  | 22 | 2 | NAICS-22 Non-Cogen | PV | SUN | SUN | ISNE | 18061 | 2042 | 2021
Vintage2019 | solar pv | TRUE | 64116 | N | . | Plainfield Pike | Captona Plainfield Pike Johnston LLC | 63745 | RI | NEW | NPCC |  | 22 | 2 | NAICS-22 Non-Cogen | PV | SUN | SUN | ISNE | 31882 | 3605 | 2021
Vintage2018 | solar pv | TRUE | 64117 | N | . | Meadowlark Solar | Meadowlark Solar, LLC | 63746 | NC | SAT | SERC |  | 22 | 2 | NAICS-22 Non-Cogen | PV | SUN | SUN | CPLE | 79958 | 9041 | 2021
Vintage2018 | solar pv | TRUE | 64118 | N | . | Nash 97 Solar 2 | Nash 97 Solar 2, LLC | 63747 | NC | SAT | SERC |  | 22 | 2 | NAICS-22 Non-Cogen | PV | SUN | SUN | DUK | 76261 | 8623 | 2021
Vintage2018 | solar pv | TRUE | 64119 | N | . | Nickelson Solar 2 | Nickelson Solar 2, LLC | 63748 | NC | SAT | SERC |  | 22 | 2 | NAICS-22 Non-Cogen | PV | SUN | SUN | CPLE | 84627 | 9569 | 2021
Vintage2017 | solar pv | TRUE | 64120 | N | . | Chicopee | Captona Chicopee LLC | 63736 | MA | NEW | NPCC |  | 22 | 2 | NAICS-22 Non-Cogen | PV | SUN | SUN | ISNE | 23579 | 2666 | 2021
Vintage2018 | solar pv | TRUE | 64121 | N | . | Siler City Solar 2 | Siler City Solar 2, LLC | 63749 | NC | SAT | SERC |  | 22 | 2 | NAICS-22 Non-Cogen | PV | SUN | SUN | CPLE | 86124 | 9738 | 2021
Vintage2020 | solar pv | TRUE | 64122 | N | . | Marlow Solar, LLC CSG | Marlow Solar, LLC | 63753 | IL | ENC | SERC |  | 22 | 2 | NAICS-22 Non-Cogen | PV | SUN | SUN | MISO | 35341 | 3996 | 2021
Vintage2019 | hydro | TRUE | 64123 | N | . | James W. Broderick Hydropower Plant | James W. Broderick Hydropower Plant | 63751 | CO | MTN | WECC |  | 22 | 2 | NAICS-22 Non-Cogen | HY | WAT | HYC | PACE | 153790 | 17389 | 2021
Vintage2020 | solar pv | TRUE | 64124 | N | . | IGS Stockton DG CSG | IGS Stockton DG, LLC | 63758 | IL | ENC | SERC |  | 22 | 2 | NAICS-22 Non-Cogen | PV | SUN | SUN | MISO | 31669 | 3581 | 2021
Vintage2021 | solar pv | TRUE | 64125 | N | . | Podunque Road CSG | KSI II Consolidated, LLC | 63244 | NY | MAT | NPCC |  | 22 | 2 | NAICS-22 Non-Cogen | PV | SUN | SUN | NYIS | 54301 | 6140 | 2021
Vintage2020 | solar pv | TRUE | 64126 | N | . | County Road 16 | KSI II Consolidated, LLC | 63244 | NY | MAT | NPCC |  | 22 | 2 | NAICS-22 Non-Cogen | PV | SUN | SUN | NYIS | 24791 | 2803 | 2021
Vintage2021 | solar pv | TRUE | 64127 | N | . | Townsend Road(CSG) | KSI II Consolidated, LLC | 63244 | NY | MAT | NPCC |  | 22 | 2 | NAICS-22 Non-Cogen | PV | SUN | SUN | NYIS | 2883 | 326 | 2021
| other | FALSE | 64128 | N | . | Ware Palmer Road Solar LLC CSG | Ware Palmer Road Solar LLC | 64059 | MA | NEW | NPCC |  | 22 | 2 | NAICS-22 Non-Cogen | BA | MWH | OTH | ISNE | 0 | 0 | 2021
Vintage2021 | solar pv | TRUE | 64128 | N | . | Ware Palmer Road Solar LLC CSG | Ware Palmer Road Solar LLC | 64059 | MA | NEW | NPCC |  | 22 | 2 | NAICS-22 Non-Cogen | PV | SUN | SUN | ISNE | 9374 | 1060 | 2021
| other | FALSE | 64129 | N | . | East Brookfield Adams Road Solar LLC CSG | East Brookfield Adams Road Solar LLC | 64058 | MA | NEW | NPCC |  | 22 | 2 | NAICS-22 Non-Cogen | BA | MWH | OTH | ISNE | 0 | 0 | 2021
Vintage2021 | solar pv | TRUE | 64129 | N | . | East Brookfield Adams Road Solar LLC CSG | East Brookfield Adams Road Solar LLC | 64058 | MA | NEW | NPCC |  | 22 | 2 | NAICS-22 Non-Cogen | PV | SUN | SUN | ISNE | 17996 | 2035 | 2021
Vintage2020 | onshore wind | TRUE | 64130 | N | . | REG Juhl Glenville Wind, LLC | REG Juhl Glenville Wind, LLC | 63761 | MN | WNC | MRO |  | 22 | 2 | NAICS-22 Non-Cogen | WT | WND | WND | MISO | 71370 | 8070 | 2021
Vintage2017 | solar pv | TRUE | 64137 | N | . | Kenmare - Mansfield Branch Street | Goldman Sachs Renewable Power LLC | 61944 | MA | NEW | NPCC |  | 22 | 2 | NAICS-22 Non-Cogen | PV | SUN | SUN | ISNE | 19165 | 2167 | 2021
Vintage2021 | onshore wind | TRUE | 64138 | N | . | Irish Creek Wind | Irish Creek Wind, LLC | 63765 | KS | WNC | MRO |  | 22 | 2 | NAICS-22 Non-Cogen | WT | WND | WND | SWPP | 921695 | 104217 | 2021
| other | FALSE | 64140 | N | . | BWC Stony Brook, LLC Hybrid | AES Distributed Energy | 61012 | MA | NEW | NPCC |  | 22 | 2 | NAICS-22 Non-Cogen | BA | MWH | OTH | ISNE | 0 | -44 | 2021
Vintage2021 | solar pv | TRUE | 64140 | N | . | BWC Stony Brook, LLC Hybrid | AES Distributed Energy | 61012 | MA | NEW | NPCC |  | 22 | 2 | NAICS-22 Non-Cogen | PV | SUN | SUN | ISNE | 3343 | 378 | 2021
Vintage2020 | biomass | TRUE | 64141 | N | . | Still Water Power | Still Water Power LLC | 63763 | CA | PACC | WECC |  | 22 | 2 | NAICS-22 Non-Cogen | IC | OBG | ORW | CISO | 55591 | 3767 | 2021
Vintage2019 | natural gas peaker | TRUE | 64142 | N | . | LabCorp Engine | AEP Onsite Partners, LLC | 60571 | NJ | MAT | RFC |  | 22 | 2 | NAICS-22 Non-Cogen | IC | NG | NG | PJM | 8473 | 727 | 2021
Vintage2020 | other | TRUE | 64143 | N | . | Bloom-Altice Fuel Cell | AEP Onsite Partners, LLC | 60571 | NY | MAT | NPCC |  | 22 | 2 | NAICS-22 Non-Cogen | FC | NG | NG | NYIS | 116556 | 17567 | 2021
Vintage2020 | solar pv | TRUE | 64144 | N | . | Harts Mill Solar, LLC | Harts Mills Solar, LLC | 64775 | NC | SAT | SERC |  | 22 | 2 | NAICS-22 Non-Cogen | PV | SUN | SUN | PJM | 1514544 | 171251 | 2021
| other | FALSE | 64147 | N | . | ZPD-PT Solar Project 2017-038 Hybrid LLC | AES Distributed Energy | 61012 | MA | NEW | NPCC |  | 22 | 2 | NAICS-22 Non-Cogen | BA | MWH | OTH | ISNE | 0 | -2 | 2021
Vintage2021 | solar pv | TRUE | 64147 | N | . | ZPD-PT Solar Project 2017-038 Hybrid LLC | AES Distributed Energy | 61012 | MA | NEW | NPCC |  | 22 | 2 | NAICS-22 Non-Cogen | PV | SUN | SUN | ISNE | 31722 | 3587 | 2021
Vintage2021 | solar pv | TRUE | 64150 | N | . | Lancaster Solar GA | Lancaster Solar LLC | 63769 | GA | SAT | SERC |  | 22 | 2 | NAICS-22 Non-Cogen | PV | SUN | SUN | SOCO | 73847 | 8350 | 2021
Vintage2021 | solar pv | TRUE | 64151 | N | . | SR Perry | SR Perry, LLC | 63770 | GA | SAT | SERC |  | 22 | 2 | NAICS-22 Non-Cogen | PV | SUN | SUN | SOCO | 59520 | 6730 | 2021
Vintage2020 | solar pv | TRUE | 64152 | N | . | SR Rattlesnake | SR Rattlesnake, LLC | 63771 | CO | MTN | WECC |  | 22 | 2 | NAICS-22 Non-Cogen | PV | SUN | SUN | WACM | 141777 | 16031 | 2021
Vintage2021 | solar pv | TRUE | 64153 | N | . | Novel Novak Solar LLC CSG | Novel Novak Solar LLC | 63774 | MN | WNC | MRO |  | 22 | 2 | NAICS-22 Non-Cogen | PV | SUN | SUN | MISO | 2866 | 324 | 2021
Vintage2020 | natural gas peaker | TRUE | 64157 | N | . | Clyde Peaking Engine | AEP Onsite Partners, LLC | 60571 | OH | ENC | RFC |  | 22 | 2 | NAICS-22 Non-Cogen | IC | NG | NG | PJM | 88430 | 8289 | 2021
Vintage2020 | solar pv | TRUE | 64158 | N | . | Mechanicsville Solar | Mechanicsville Solar, LLC | 63777 | VA | SAT | SERC |  | 22 | 2 | NAICS-22 Non-Cogen | PV | SUN | SUN | PJM | 507344 | 57366 | 2021
Vintage2020 | solar pv | TRUE | 64159 | N | . | Morgan Solar 2, LLC CSG | Morgan Solar 2, LLC | 63779 | IL | ENC | SERC |  | 22 | 2 | NAICS-22 Non-Cogen | PV | SUN | SUN | MISO | 34765 | 3931 | 2021
Vintage2017 | solar pv | TRUE | 64162 | N | . | Newton Rumford Landfill | Newton Municipal Solar LLC - Rumford | 63706 | MA | NEW | NPCC |  | 22 | 2 | NAICS-22 Non-Cogen | PV | SUN | SUN | ISNE | 23056 | 2607 | 2021
Vintage2020 | solar pv | TRUE | 64169 | N | . | Albemarle Beach Solar | Albemarle Beach Solar, LLC | 63794 | NC | SAT | SERC |  | 22 | 2 | NAICS-22 Non-Cogen | PV | SUN | SUN | PJM | 1840466 | 208103 | 2021
| other | FALSE | 64170 | N | . | BWC Muddy Brook, LLC Hybrid | AES Distributed Energy | 61012 | MA | NEW | NPCC |  | 22 | 2 | NAICS-22 Non-Cogen | BA | MWH | OTH | ISNE | 0 | -6 | 2021
Vintage2021 | solar pv | TRUE | 64170 | N | . | BWC Muddy Brook, LLC Hybrid | AES Distributed Energy | 61012 | MA | NEW | NPCC |  | 22 | 2 | NAICS-22 Non-Cogen | PV | SUN | SUN | ISNE | 504 | 57 | 2021
Vintage2021 | onshore wind | TRUE | 64172 | N | . | Rockhaven Wind Project, LLC | Rockhaven Wind Project, LLC | 63783 | OK | WSC | MRO |  | 22 | 2 | NAICS-22 Non-Cogen | WT | WND | WND | SWPP | 380319 | 43003 | 2021
Vintage2014 | solar pv | TRUE | 64173 | N | . | Lotus | Cypress Creek Renewables | 61060 | NC | SAT | SERC |  | 22 | 2 | NAICS-22 Non-Cogen | PV | SUN | SUN | DUK | 63819 | 7216 | 2021
Vintage2014 | solar pv | TRUE | 64174 | N | . | Big Boy | Cypress Creek Renewables | 61060 | NC | SAT | SERC |  | 22 | 2 | NAICS-22 Non-Cogen | PV | SUN | SUN | DUK | 40329 | 4560 | 2021
Vintage2014 | solar pv | TRUE | 64175 | N | . | Beth | Cypress Creek Renewables | 61060 | NC | SAT | SERC |  | 22 | 2 | NAICS-22 Non-Cogen | PV | SUN | SUN | DUK | 72194 | 8163 | 2021
Vintage2014 | solar pv | TRUE | 64176 | N | . | Charlie | Cypress Creek Renewables | 61060 | NC | SAT | SERC |  | 22 | 2 | NAICS-22 Non-Cogen | PV | SUN | SUN | DUK | 65499 | 7406 | 2021
Vintage2021 | onshore wind | TRUE | 64178 | N | . | CED Centerville Wind | Consolidated Edison Development Inc. | 56769 | IA | WNC | MRO |  | 22 | 2 | NAICS-22 Non-Cogen | WT | WND | WND | MISO | 10259 | 1160 | 2021
Vintage2020 | solar pv | TRUE | 64179 | N | . | IA - City of Ames - Airport Road | Forefront Power, LLC | 62856 | IA | WNC | MRO |  | 22 | 2 | NAICS-22 Non-Cogen | PV | SUN | SUN | MISO | 27709 | 3133 | 2021
Vintage2021 | solar pv | TRUE | 64180 | N | . | MD - CS - Potomac Edison Co - GA29 TPE | Forefront Power, LLC | 62856 | MD | SAT | RFC |  | 22 | 2 | NAICS-22 Non-Cogen | PV | SUN | SUN | PJM | 24022 | 2716 | 2021
| other | FALSE | 64182 | N | . | BWC Lake Lashaway, LLC Hybrid | AES Distributed Energy | 61012 | MA | NEW | NPCC |  | 22 | 2 | NAICS-22 Non-Cogen | BA | MWH | OTH | ISNE | 0 | -9 | 2021
Vintage2021 | solar pv | TRUE | 64182 | N | . | BWC Lake Lashaway, LLC Hybrid | AES Distributed Energy | 61012 | MA | NEW | NPCC |  | 22 | 2 | NAICS-22 Non-Cogen | PV | SUN | SUN | ISNE | 6739 | 762 | 2021
Vintage2021 | onshore wind | TRUE | 64183 | N | . | Independence Wind Farm | Independence Wind Energy LLC | 63802 | IA | WNC | MRO |  | 22 | 2 | NAICS-22 Non-Cogen | WT | WND | WND | MISO | 182832 | 20673 | 2021
Vintage2021 | solar pv | TRUE | 64184 | N | . | ZPD-PT Solar Project 2017-044 LLC CSG | AES Distributed Energy | 61012 | MA | NEW | NPCC |  | 22 | 2 | NAICS-22 Non-Cogen | PV | SUN | SUN | ISNE | 443 | 50 | 2021
| other | FALSE | 64185 | N | . | ZPD-PT Solar Project 2017-023 LLC Hybrid CSG | AES Distributed Energy | 61012 | MA | NEW | NPCC |  | 22 | 2 | NAICS-22 Non-Cogen | BA | MWH | OTH | ISNE | 0 | -30 | 2021
Vintage2021 | solar pv | TRUE | 64185 | N | . | ZPD-PT Solar Project 2017-023 LLC Hybrid CSG | AES Distributed Energy | 61012 | MA | NEW | NPCC |  | 22 | 2 | NAICS-22 Non-Cogen | PV | SUN | SUN | ISNE | 26673 | 3016 | 2021
| other | FALSE | 64187 | N | . | ZPD-PT Solar Project 2017-021 LLC Hybrid CSG | AES Distributed Energy | 61012 | MA | NEW | NPCC |  | 22 | 2 | NAICS-22 Non-Cogen | BA | MWH | OTH | ISNE | 0 | -5 | 2021
Vintage2021 | solar pv | TRUE | 64187 | N | . | ZPD-PT Solar Project 2017-021 LLC Hybrid CSG | AES Distributed Energy | 61012 | MA | NEW | NPCC |  | 22 | 2 | NAICS-22 Non-Cogen | PV | SUN | SUN | ISNE | 14974 | 1693 | 2021
Vintage2015 | solar pv | TRUE | 64190 | N | . | Waipio Peninsula | Pacific Energy Solutions, LLC | 63804 | HI | PACN |  |  | 22 | 2 | NAICS-22 Non-Cogen | PV | SUN | SUN | HECO | 219562 | 24826 | 2021
Vintage2021 | solar pv | TRUE | 64191 | N | . | SR Lumpkin | SR Lumpkin, LLC | 63798 | GA | SAT | SERC |  | 22 | 2 | NAICS-22 Non-Cogen | PV | SUN | SUN | SOCO | 52330 | 5917 | 2021
Vintage2018 | solar pv | TRUE | 64192 | N | . | Bo Biggs Solar | Bo Biggs Solar, LLC | 63796 | NC | SAT | SERC |  | 22 | 2 | NAICS-22 Non-Cogen | PV | SUN | SUN | CPLE | 80366 | 9087 | 2021
Vintage2018 | solar pv | TRUE | 64193 | N | . | Moore Solar | Moore Solar, LLC | 63795 | NC | SAT | SERC |  | 22 | 2 | NAICS-22 Non-Cogen | PV | SUN | SUN | DUK | 77536 | 8767 | 2021
Vintage2019 | solar pv | TRUE | 64194 | N | . | 510 Carnegie Center | Greenbacker Renewable Energy Corporation | 60025 | NJ | MAT | RFC |  | 22 | 2 | NAICS-22 Non-Cogen | PV | SUN | SUN | PJM | 17210 | 1946 | 2021
Vintage2019 | solar pv | TRUE | 64195 | N | . | 701 Carnegie Center | Greenbacker Renewable Energy Corporation | 60025 | NJ | MAT | RFC |  | 22 | 2 | NAICS-22 Non-Cogen | PV | SUN | SUN | PJM | 13540 | 1531 | 2021
| other | FALSE | 64198 | N | . | Horn Rapids Solar, Storage and Training | Energy Northwest | 20160 | WA | PACC | WECC |  | 22 | 1 | Electric Utility | BA | MWH | OTH | BPAT | 0 | -156 | 2021
Vintage2020 | solar pv | TRUE | 64198 | N | . | Horn Rapids Solar, Storage and Training | Energy Northwest | 20160 | WA | PACC | WECC |  | 22 | 1 | Electric Utility | PV | SUN | SUN | BPAT | 50763 | 5740 | 2021
Vintage2020 | solar pv | TRUE | 64200 | N | . | Jack's Solar Garden | Jack's Solar Garden | 63818 | CO | MTN | WECC |  | 22 | 2 | NAICS-22 Non-Cogen | PV | SUN | SUN | PSCO | 17318 | 1958 | 2021
Vintage2020 | solar pv | TRUE | 64201 | N | . | McDonough Solar 1, LLC CSG | McDonough Solar 1, LLC | 63814 | IL | ENC | SERC |  | 22 | 2 | NAICS-22 Non-Cogen | PV | SUN | SUN | MISO | 36197 | 4093 | 2021
Vintage2021 | solar pv | TRUE | 64204 | N | . | Elara Solar | Lightsource Renewable Energy Asset Management, LLC | 62842 | TX | WSC | TRE |  | 22 | 2 | NAICS-22 Non-Cogen | PV | SUN | SUN | ERCO | 340388 | 38488 | 2021
Vintage2020 | solar pv | TRUE | 64211 | N | . | Baxley | SR Baxley, LLC | 63820 | GA | SAT | SERC |  | 22 | 2 | NAICS-22 Non-Cogen | PV | SUN | SUN | SOCO | 537191 | 60741 | 2021
Vintage2021 | solar pv | TRUE | 64217 | N | . | Blair Solar | Ecos Energy LLC | 58135 | CT | NEW | NPCC |  | 22 | 2 | NAICS-22 Non-Cogen | PV | SUN | SUN | ISNE | 12055 | 1363 | 2021
Vintage2021 | solar pv | TRUE | 64218 | N | . | Madison Solar | Ecos Energy LLC | 58135 | CT | NEW | NPCC |  | 22 | 2 | NAICS-22 Non-Cogen | PV | SUN | SUN | ISNE | 11399 | 1289 | 2021
Vintage2021 | solar pv | TRUE | 64219 | N | . | Few Solar | Ecos Energy LLC | 58135 | CT | NEW | NPCC |  | 22 | 2 | NAICS-22 Non-Cogen | PV | SUN | SUN | ISNE | 12055 | 1363 | 2021
Vintage2021 | solar pv | FALSE | 64220 | N | . | Wonderful Orchards - Westside | Wonderful Renewable Energy, LLC. | 63689 | CA | PACC | WECC |  | 111 | 6 | Industrial NAICS Non-Cogen | PV | SUN | SUN | CISO | 49199 | 5563 | 2021
Vintage2020 | solar pv | FALSE | 64221 | N | . | Wonderful Orchards - Belridge | Wonderful Renewable Energy, LLC. | 63689 | CA | PACC | WECC |  | 111 | 6 | Industrial NAICS Non-Cogen | PV | SUN | SUN | CISO | 75308 | 8515 | 2021
| other | FALSE | 64222 | N | . | Burt County Solar Hybrid | BCSB, LLC | 63842 | NE | WNC | MRO |  | 22 | 2 | NAICS-22 Non-Cogen | BA | MWH | OTH | SWPP | 0 | -13 | 2021
Vintage2021 | solar pv | TRUE | 64222 | N | . | Burt County Solar Hybrid | BCSB, LLC | 63842 | NE | WNC | MRO |  | 22 | 2 | NAICS-22 Non-Cogen | PV | SUN | SUN | SWPP | 9073 | 1026 | 2021
| other | FALSE | 64223 | N | . | Dodge County Solar Hybrid | BCSB, LLC | 63842 | NE | WNC | MRO |  | 22 | 2 | NAICS-22 Non-Cogen | BA | MWH | OTH | SWPP | 0 | -15 | 2021
Vintage2021 | solar pv | TRUE | 64223 | N | . | Dodge County Solar Hybrid | BCSB, LLC | 63842 | NE | WNC | MRO |  | 22 | 2 | NAICS-22 Non-Cogen | PV | SUN | SUN | SWPP | 9127 | 1032 | 2021
Vintage2021 | solar pv | TRUE | 64224 | N | . | Dressor Plains Solar, LLC | Dressor Plains Solar, LLC | 63815 | IL | ENC | MRO |  | 22 | 2 | NAICS-22 Non-Cogen | PV | SUN | SUN | MISO | 636583 | 71979 | 2021
Vintage2021 | solar pv | TRUE | 64225 | N | . | Prosperity Solar Farm CSG | Empire District Electric Co | 5860 | MO | WNC | SERC |  | 22 | 1 | Electric Utility | PV | SUN | SUN | SWPP | 11082 | 1253 | 2021
Vintage2015 | solar pv | TRUE | 64226 | N | . | Curry Solar | Altus Power America Management, LLC | 60281 | GA | SAT | SERC |  | 22 | 2 | NAICS-22 Non-Cogen | PV | SUN | SUN | SOCO | 19873 | 2247 | 2021
Vintage2019 | solar pv | TRUE | 64227 | N | . | Alexis Solar, LLC | Sol Systems | 61677 | TX | WSC | TRE |  | 22 | 2 | NAICS-22 Non-Cogen | PV | SUN | SUN | ERCO | 74008 | 8368 | 2021
Vintage2020 | solar pv | TRUE | 64228 | N | . | Blue Goose Solar CSG | Blue Goose Solar | 63834 | IL | ENC | SERC |  | 22 | 2 | NAICS-22 Non-Cogen | PV | SUN | SUN | MISO | 35235 | 3984 | 2021
Vintage2020 | solar pv | TRUE | 64229 | N | . | Iroquois Solar 1B LLC CSG | Iroquois Solar 1B LLC | 63833 | IL | ENC | SERC |  | 22 | 2 | NAICS-22 Non-Cogen | PV | SUN | SUN | MISO | 35174 | 3977 | 2021
Vintage2021 | onshore wind | TRUE | 64230 | N | . | Indiana Crossroads Wind Farm LLC | Indiana Crossroads Wind Farms LLC | 63835 | IN | ENC | RFC |  | 22 | 2 | NAICS-22 Non-Cogen | WT | WND | WND | MISO | 490215 | 55429 | 2021
Vintage2019 | solar pv | TRUE | 64231 | N | . | Hadley 3 Solar (North) | Hadley 3 Solar, LLC (North) | 63841 | MA | NEW | NPCC |  | 22 | 2 | NAICS-22 Non-Cogen | PV | SUN | SUN | ISNE | 20784 | 2350 | 2021
Vintage2019 | solar pv | TRUE | 64232 | N | . | Hadley 3 Solar (South) | Hadley 3 Solar, LLC (South) | 63822 | MA | NEW | NPCC |  | 22 | 2 | NAICS-22 Non-Cogen | PV | SUN | SUN | ISNE | 28070 | 3174 | 2021
Vintage2021 | solar pv | TRUE | 64237 | N | . | Solar Lee, LLC | Solar Lee, LLC | 63823 | NC | SAT | SERC |  | 22 | 2 | NAICS-22 Non-Cogen | PV | SUN | SUN | CPLE | 86221 | 9749 | 2021
Vintage2021 | solar pv | TRUE | 64238 | N | . | Acme Solar, LLC | Acme Solar, LLC | 63824 | NC | SAT | SERC |  | 22 | 2 | NAICS-22 Non-Cogen | PV | SUN | SUN | CPLE | 82365 | 9313 | 2021
Vintage1988 | hydro | TRUE | 64242 | N | . | St. Cloud Hydro | St. Cloud Hydroelectric Generation Facility | 63831 | MN | WNC | MRO |  | 22 | 2 | NAICS-22 Non-Cogen | HY | WAT | HYC | MISO | 344005 | 38897 | 2021
Vintage2020 | solar pv | TRUE | 64243 | N | . | Sullivan B Community Solar LLC | Sullivan B Community Solar LLC | 63845 | IL | ENC | SERC |  | 22 | 2 | NAICS-22 Non-Cogen | PV | SUN | SUN | MISO | 32405 | 3664 | 2021
Vintage2021 | solar pv | TRUE | 64244 | N | . | Anderson 3 | Indiana Municipal Power Agency | 9234 | IN | ENC | RFC |  | 22 | 1 | Electric Utility | PV | SUN | SUN | PJM | 769 | 87 | 2021
Vintage2021 | solar pv | TRUE | 64245 | N | . | Anderson 5 | Indiana Municipal Power Agency | 9234 | IN | ENC | RFC |  | 22 | 1 | Electric Utility | PV | SUN | SUN | PJM | 13079 | 1479 | 2021
Vintage2021 | solar pv | TRUE | 64246 | N | . | Peru 2 | Indiana Municipal Power Agency | 9234 | IN | ENC | RFC |  | 22 | 1 | Electric Utility | PV | SUN | SUN | MISO | 114300 | 12924 | 2021
Vintage2021 | solar pv | TRUE | 64247 | N | . | Richmond 5 | Indiana Municipal Power Agency | 9234 | IN | ENC | RFC |  | 22 | 1 | Electric Utility | PV | SUN | SUN | PJM | 79791 | 9022 | 2021
Vintage2021 | solar pv | TRUE | 64248 | N | . | Anderson 4 | Indiana Municipal Power Agency | 9234 | IN | ENC | RFC |  | 22 | 1 | Electric Utility | PV | SUN | SUN | PJM | 42123 | 4763 | 2021
Vintage2021 | solar pv | TRUE | 64251 | N | . | Pickford Solar | Pickford Solar | 63859 | MI | ENC | RFC |  | 22 | 2 | NAICS-22 Non-Cogen | PV | SUN | SUN | MISO | 89394 | 10108 | 2021
Vintage2020 | solar pv | TRUE | 64254 | N | . | Kent School Road Solar 1 | Kent School Road Solar 1 | 63860 | IL | ENC | SERC |  | 22 | 2 | NAICS-22 Non-Cogen | PV | SUN | SUN | MISO | 36338 | 4109 | 2021
Vintage2020 | solar pv | TRUE | 64257 | N | . | Schulte 2 Community Solar | Schulte 2 Community Solar | 63861 | IL | ENC | SERC |  | 22 | 2 | NAICS-22 Non-Cogen | PV | SUN | SUN | MISO | 31953 | 3613 | 2021
Vintage2021 | solar pv | TRUE | 64261 | N | . | Forrest City- Prison Site | Greenbacker Renewable Energy Corporation | 60025 | AR | WSC | SERC |  | 22 | 2 | NAICS-22 Non-Cogen | PV | SUN | SUN | MISO | 9879 | 1117 | 2021
Vintage2021 | solar pv | TRUE | 64262 | N | . | Forrest City- Eldridge Road | Greenbacker Renewable Energy Corporation | 60025 | AR | WSC | SERC |  | 22 | 2 | NAICS-22 Non-Cogen | PV | SUN | SUN | MISO | 11250 | 1272 | 2021
Vintage2021 | solar pv | TRUE | 64263 | N | . | Hot Springs 2020 | Greenbacker Renewable Energy Corporation | 60025 | AR | WSC | SERC |  | 22 | 2 | NAICS-22 Non-Cogen | PV | SUN | SUN | SWPP | 9323 | 1054 | 2021
Vintage2020 | solar pv | TRUE | 64264 | N | . | Las Virgenes | Greenbacker Renewable Energy Corporation | 60025 | CA | PACC | WECC |  | 22 | 2 | NAICS-22 Non-Cogen | PV | SUN | SUN | LDWP | 55088 | 6229 | 2021
Vintage2020 | solar pv | TRUE | 64265 | N | . | Rock Creek 2 CSG | Greenbacker Renewable Energy Corporation | 60025 | CO | MTN | WECC |  | 22 | 2 | NAICS-22 Non-Cogen | PV | SUN | SUN | WACM | 35085 | 3967 | 2021
Vintage2021 | solar pv | TRUE | 64266 | N | . | Alamosa Solar South CSG | Greenbacker Renewable Energy Corporation | 60025 | CO | MTN | WECC |  | 22 | 2 | NAICS-22 Non-Cogen | PV | SUN | SUN | PSCO | 38523 | 4356 | 2021
Vintage2020 | solar pv | TRUE | 64267 | N | . | Valencia 2 | Greenbacker Renewable Energy Corporation | 60025 | CA | PACC | WECC |  | 22 | 2 | NAICS-22 Non-Cogen | PV | SUN | SUN | IID | 65046 | 7355 | 2021
Vintage2020 | solar pv | TRUE | 64268 | N | . | Lawrence Brook | Greenbacker Renewable Energy Corporation | 60025 | VT | NEW | NPCC |  | 22 | 2 | NAICS-22 Non-Cogen | PV | SUN | SUN | ISNE | 26098 | 2951 | 2021
Vintage2020 | solar pv | TRUE | 64269 | N | . | Kankakee Solar 4 LLC | Kankakee Solar 4 LLC | 63863 | IL | ENC | SERC |  | 22 | 2 | NAICS-22 Non-Cogen | PV | SUN | SUN | MISO | 33184 | 3752 | 2021
Vintage2021 | solar pv | TRUE | 64270 | N | . | ESCA-LL-COLTON, LLC | Madison Energy Holdings LLC | 62915 | CA | PACC | WECC |  | 22 | 2 | NAICS-22 Non-Cogen | PV | SUN | SUN | CISO | 4943 | 559 | 2021
Vintage2021 | solar pv | TRUE | 64271 | N | . | 1051 Lucky Solar, LLC | 1051 Lucky Solar, LLC | 63864 | NC | SAT | SERC |  | 22 | 2 | NAICS-22 Non-Cogen | PV | SUN | SUN | DUK | 40975 | 4633 | 2021
Vintage2021 | solar pv | TRUE | 64273 | N | . | Sweet Tea Solar, LLC | Sweet Tea Solar, LLC | 63865 | NC | SAT | SERC |  | 22 | 2 | NAICS-22 Non-Cogen | PV | SUN | SUN | CPLE | 45892 | 5189 | 2021
Vintage2020 | solar pv | TRUE | 64275 | N | . | Bulloch Neville Farms | Safari Energy, LLC | 63640 | GA | SAT | SERC |  | 22 | 2 | NAICS-22 Non-Cogen | PV | SUN | SUN | SOCO | 51755 | 5852 | 2021
Vintage2020 | solar pv | TRUE | 64276 | N | . | Franklin Milliken | Safari Energy, LLC | 63640 | GA | SAT | SERC |  | 22 | 2 | NAICS-22 Non-Cogen | PV | SUN | SUN | SOCO | 56824 | 6425 | 2021
Vintage2020 | solar pv | TRUE | 64277 | N | . | Greene Durham | Safari Energy, LLC | 63640 | GA | SAT | SERC |  | 22 | 2 | NAICS-22 Non-Cogen | PV | SUN | SUN | SOCO | 55902 | 6321 | 2021
Vintage2020 | solar pv | TRUE | 64278 | N | . | Lowndes IDA | Safari Energy, LLC | 63640 | GA | SAT | SERC |  | 22 | 2 | NAICS-22 Non-Cogen | PV | SUN | SUN | SOCO | 25675 | 2903 | 2021
Vintage2020 | solar pv | TRUE | 64279 | N | . | Lowndes Tycor Farms | Safari Energy, LLC | 63640 | GA | SAT | SERC |  | 22 | 2 | NAICS-22 Non-Cogen | PV | SUN | SUN | SOCO | 42611 | 4818 | 2021
Vintage2020 | solar pv | TRUE | 64280 | N | . | Meriwether Jackson | Safari Energy, LLC | 63640 | GA | SAT | SERC |  | 22 | 2 | NAICS-22 Non-Cogen | PV | SUN | SUN | SOCO | 55565 | 6283 | 2021
Vintage2020 | solar pv | TRUE | 64281 | N | . | Murray Treadwell Farms | Safari Energy, LLC | 63640 | GA | SAT | SERC |  | 22 | 2 | NAICS-22 Non-Cogen | PV | SUN | SUN | SOCO | 55523 | 6278 | 2021
Vintage2020 | solar pv | TRUE | 64282 | N | . | Putnam Erickson | Safari Energy, LLC | 63640 | GA | SAT | SERC |  | 22 | 2 | NAICS-22 Non-Cogen | PV | SUN | SUN | SOCO | 48396 | 5472 | 2021
Vintage2020 | solar pv | TRUE | 64283 | N | . | Terrell Riles Stovall | Safari Energy, LLC | 63640 | GA | SAT | SERC |  | 22 | 2 | NAICS-22 Non-Cogen | PV | SUN | SUN | SOCO | 30971 | 3502 | 2021
Vintage2020 | solar pv | TRUE | 64284 | N | . | Troup RC50 II | Safari Energy, LLC | 63640 | GA | SAT | SERC |  | 22 | 2 | NAICS-22 Non-Cogen | PV | SUN | SUN | SOCO | 27027 | 3056 | 2021
Vintage2020 | solar pv | TRUE | 64285 | N | . | Ware Avra I | Safari Energy, LLC | 63640 | GA | SAT | SERC |  | 22 | 2 | NAICS-22 Non-Cogen | PV | SUN | SUN | SOCO | 52417 | 5927 | 2021
Vintage2020 | solar pv | TRUE | 64286 | N | . | Ware Avra II | Safari Energy, LLC | 63640 | GA | SAT | SERC |  | 22 | 2 | NAICS-22 Non-Cogen | PV | SUN | SUN | SOCO | 36021 | 4073 | 2021
Vintage2019 | solar pv | TRUE | 64288 | N | . | Renewable Energy Center at BJH | Ameren Missouri | 59495 | MO | WNC | SERC |  | 22 | 1 | Electric Utility | PV | SUN | SUN | MISO | 16468 | 1862 | 2021
Vintage2021 | solar pv | TRUE | 64290 | N | . | SE Athos II, LLC | SE Athos II, LLC | 63869 | CA | PACC | WECC |  | 22 | 2 | NAICS-22 Non-Cogen | PV | SUN | SUN | CISO | 294143 | 33259 | 2021
Vintage2021 | solar pv | TRUE | 64299 | N | . | Roger Williams - Melville at Portsmouth | Constellation Solar Rhode Island LLC | 62679 | RI | NEW | NPCC |  | 22 | 2 | NAICS-22 Non-Cogen | PV | SUN | SUN | ISNE | 33307 | 3766 | 2021
Vintage2021 | solar pv | TRUE | 64300 | N | . | Fort Drum Energy Center | Florida Power & Light Co | 6452 | FL | SAT | SERC |  | 22 | 1 | Electric Utility | PV | SUN | SUN | FPL | 713959 | 80728 | 2021
Vintage2021 | solar pv | TRUE | 64301 | N | . | Willow Solar Energy Center | Florida Power & Light Co | 6452 | FL | SAT | SERC |  | 22 | 1 | Electric Utility | PV | SUN | SUN | FPL | 886540 | 100242 | 2021
Vintage2020 | solar pv | TRUE | 64302 | N | . | Lafayette 2 - McHenry Franks 1 | Goldman Sachs Renewable Power LLC | 61944 | IL | ENC | RFC |  | 22 | 2 | NAICS-22 Non-Cogen | PV | SUN | SUN | PJM | 37013 | 4185 | 2021
Vintage2020 | solar pv | TRUE | 64303 | N | . | Lafayette 2 - McHenry Franks 2 | Goldman Sachs Renewable Power LLC | 61944 | IL | ENC | RFC |  | 22 | 2 | NAICS-22 Non-Cogen | PV | SUN | SUN | PJM | 31980 | 3616 | 2021
Vintage2020 | solar pv | TRUE | 64304 | N | . | Lafayette 2 - Kankakee Yonke | Goldman Sachs Renewable Power LLC | 61944 | IL | ENC | RFC |  | 22 | 2 | NAICS-22 Non-Cogen | PV | SUN | SUN | PJM | 36173 | 4090 | 2021
Vintage2019 | solar pv | TRUE | 64305 | N | . | TCI France | Entergy New Orleans, LLC | 13478 | LA | WSC | SERC |  | 22 | 1 | Electric Utility | PV | SUN | SUN | MISO | 12425 | 1405 | 2021
Vintage2019 | solar pv | TRUE | 64306 | N | . | TCI Alvar | Entergy New Orleans, LLC | 13478 | LA | WSC | SERC |  | 22 | 1 | Electric Utility | PV | SUN | SUN | MISO | 5651 | 639 | 2021
Vintage2019 | solar pv | TRUE | 64307 | N | . | New Orleans Solar Station | Entergy New Orleans, LLC | 13478 | LA | WSC | SERC |  | 22 | 1 | Electric Utility | PV | SUN | SUN | MISO | 289402 | 32723 | 2021
Vintage2020 | solar pv | TRUE | 64308 | N | . | Dissigno Healdsburg FPV, LLC | Palmetto Power Management LLC | 63248 | CA | PACC | WECC |  | 22 | 2 | NAICS-22 Non-Cogen | PV | SUN | SUN | CISO | 54471 | 6159 | 2021
Vintage2020 | onshore wind | TRUE | 64309 | N | . | Soldier Creek Wind | Soldier Creek Wind LLC | 63887 | KS | WNC | MRO |  | 22 | 2 | NAICS-22 Non-Cogen | WT | WND | WND | SWPP | 9186554 | 1038733 | 2021
Vintage2020 | solar pv | TRUE | 64310 | N | . | Corning Riverview (CSG) | Corning Riverview Project | 63900 | NY | MAT | NPCC |  | 22 | 2 | NAICS-22 Non-Cogen | PV | SUN | SUN | NYIS | 53949 | 6100 | 2021
Vintage2020 | solar pv | TRUE | 64311 | N | . | Sun Farm VIII, LLC | Sun Farm VIII, LLC | 63898 | NC | SAT | SERC |  | 22 | 2 | NAICS-22 Non-Cogen | PV | SUN | SUN | PJM | 52435 | 5929 | 2021
| other | FALSE | 64312 | N | . | Bat Cave | Broad Reach Power | 63883 | TX | WSC | TRE |  | 22 | 2 | NAICS-22 Non-Cogen | BA | MWH | OTH | ERCO | 0 | -127 | 2021
| other | FALSE | 64317 | N | . | North Fork TX | Broad Reach Power | 63883 | TX | WSC | TRE |  | 22 | 2 | NAICS-22 Non-Cogen | BA | MWH | OTH | ERCO | 0 | 934 | 2021
Vintage2021 | onshore wind | TRUE | 64323 | N | . | Coachella Hills Wind | Coachella Wind Holdings, LLC | 63879 | CA | PACC | WECC |  | 22 | 2 | NAICS-22 Non-Cogen | WT | WND | WND | CISO | 1413784 | 159858 | 2021
Vintage2021 | solar pv | TRUE | 64325 | N | . | Prospero Solar II | Longroad Energy Services LLC | 61219 | TX | WSC | TRE |  | 22 | 2 | NAICS-22 Non-Cogen | PV | SUN | SUN | ERCO | 1760319 | 199041 | 2021
Vintage2021 | onshore wind | TRUE | 64326 | N | . | Summit Winds | Greenbacker Renewable Energy Corporation | 60025 | CA | PACC | WECC |  | 22 | 2 | NAICS-22 Non-Cogen | WT | WND | WND | CISO | 722998 | 81750 | 2021
Vintage2021 | solar pv | TRUE | 64327 | N | . | EDF Ph1 Toms River | Goldman Sachs Renewable Power LLC | 61944 | NJ | MAT | RFC |  | 22 | 2 | NAICS-22 Non-Cogen | PV | SUN | SUN | PJM | 209885 | 23732 | 2021
Vintage2020 | solar pv | TRUE | 64328 | N | . | AES Griggs Solar, LLC | AES Griggs Solar, LLC | 63893 | IL | ENC | RFC |  | 22 | 2 | NAICS-22 Non-Cogen | PV | SUN | SUN | PJM | 34137 | 3860 | 2021
Vintage2020 | solar pv | TRUE | 64329 | N | . | IGS East Central, LLC | IGS East Central, LLC | 63894 | IL | ENC | RFC |  | 22 | 2 | NAICS-22 Non-Cogen | PV | SUN | SUN | PJM | 30123 | 3406 | 2021
Vintage2020 | solar pv | TRUE | 64330 | N | . | SV CSG Lily Lake 2 LLC | SV CSG Lily Lake 2 LLC | 63895 | IL | ENC | RFC |  | 22 | 2 | NAICS-22 Non-Cogen | PV | SUN | SUN | PJM | 34113 | 3857 | 2021
Vintage2020 | solar pv | TRUE | 64331 | N | . | Cedarville Road | SRC P9 - Lena Solar, LLC | 63896 | IL | ENC | RFC |  | 22 | 2 | NAICS-22 Non-Cogen | PV | SUN | SUN | PJM | 35076 | 3966 | 2021
Vintage2018 | onshore wind | TRUE | 64332 | N | . | Two Dot Wind Broadview East LLC | Two Dot Wind Broadview East LLC | 63903 | MT | MTN | WECC |  | 22 | 2 | NAICS-22 Non-Cogen | WT | WND | WND | NWMT | 43442 | 4912 | 2021
Vintage2020 | solar pv | TRUE | 64333 | N | . | WED Coventry Seven, LLC | WED Coventry Seven, LLC | 63904 | RI | NEW | NPCC |  | 22 | 2 | NAICS-22 Non-Cogen | PV | SUN | SUN | ISNE | 30918 | 3496 | 2021
Vintage2020 | solar pv | TRUE | 64334 | N | . | GD Glocester White Oak I, LLC | GD Glocester White Oak I, LLC | 63905 | RI | NEW | NPCC |  | 22 | 2 | NAICS-22 Non-Cogen | PV | SUN | SUN | ISNE | 24073 | 2722 | 2021
Vintage2021 | solar pv | TRUE | 64335 | N | . | Quitman II Solar | Quitman II Solar, LLC | 63957 | GA | SAT | SERC |  | 22 | 2 | NAICS-22 Non-Cogen | PV | SUN | SUN | SOCO | 817044 | 92384 | 2021
Vintage2021 | onshore wind | TRUE | 64336 | N | . | Little Blue Wind Project, LLC | Little Blue Wind Project, LLC | 63956 | NE | WNC | MRO |  | 22 | 2 | NAICS-22 Non-Cogen | WT | WND | WND | SWPP | 265665 | 30039 | 2021
Vintage2021 | solar pv | TRUE | 64337 | N | . | Farmington Solar | Farmington Solar, LLC | 63955 | ME | NEW | NPCC |  | 22 | 2 | NAICS-22 Non-Cogen | PV | SUN | SUN | ISNE | 143724 | 16251 | 2021
Vintage2020 | solar pv | TRUE | 64343 | N | . | 6685 Santa Barbara Ct | 6685 Santa Barbara Ct | 63979 | MD | SAT | RFC |  | 22 | 2 | NAICS-22 Non-Cogen | PV | SUN | SUN | PJM | 14708 | 1663 | 2021
Vintage2020 | other | TRUE | 64350 | N | . | Orbit Bloom Fuel Cell | DG Fuel Cell, LLC | 63963 | NY | MAT | NPCC |  | 22 | 2 | NAICS-22 Non-Cogen | FC | NG | NG | NYIS | 344425 | 51360 | 2021
Vintage2021 | solar pv | TRUE | 64351 | N | . | Amazon JFK8 Solar Project | Solar Star Prime 2, LLC | 63962 | NY | MAT | NPCC |  | 22 | 2 | NAICS-22 Non-Cogen | PV | SUN | SUN | NYIS | 24701 | 2793 | 2021
Vintage2021 | solar pv | TRUE | 64355 | N | . | NSE Camber BH CSG 2, LLC | Nautilus Solar Solutions | 61227 | CO | MTN | WECC |  | 22 | 2 | NAICS-22 Non-Cogen | PV | SUN | SUN | WACM | 620 | 70 | 2021
Vintage2020 | solar pv | TRUE | 64360 | N | . | American Goldfinch SCS ACY2 NJ, LLC | Sol Systems | 61677 | NJ | MAT | NPCC |  | 22 | 2 | NAICS-22 Non-Cogen | PV | SUN | SUN | PJM | 38011 | 4298 | 2021
Vintage2020 | solar pv | TRUE | 64362 | N | . | SCS American Bottoms 009885 Sauget, LLC | Sol Systems | 61677 | IL | ENC | MRO |  | 22 | 2 | NAICS-22 Non-Cogen | PV | SUN | SUN | MISO | 24711 | 2794 | 2021
Vintage2020 | solar pv | TRUE | 64363 | N | . | ESA Boston Solar, LLC | Sol Systems | 61677 | NC | SAT | SERC |  | 22 | 2 | NAICS-22 Non-Cogen | PV | SUN | SUN | CPLE | 85761 | 9697 | 2021
Vintage2020 | solar pv | TRUE | 64364 | N | . | SCS Beltway 011754 Rock Falls, LLC | Sol Systems | 61677 | IL | ENC | MRO |  | 22 | 2 | NAICS-22 Non-Cogen | PV | SUN | SUN | PJM | 14575 | 1648 | 2021
Vintage2020 | solar pv | TRUE | 64365 | N | . | Western Meadowlark Solar SCS NE 1, LLC | Sol Systems | 61677 | NE | WNC | WECC |  | 22 | 2 | NAICS-22 Non-Cogen | PV | SUN | SUN | SWPP | 81603 | 9227 | 2021
Vintage2020 | solar pv | TRUE | 64366 | N | . | Trojan Solar, LLC | Sol Systems | 61677 | NC | SAT | SERC |  | 22 | 2 | NAICS-22 Non-Cogen | PV | SUN | SUN | CPLE | 86460 | 9776 | 2021
Vintage2020 | solar pv | TRUE | 64367 | N | . | Zuma Solar, LLC | Sol Systems | 61677 | NC | SAT | SERC |  | 22 | 2 | NAICS-22 Non-Cogen | PV | SUN | SUN | DUK | 59149 | 6688 | 2021
Vintage2020 | solar pv | TRUE | 64370 | N | . | Plainfield Solar 1 | Ecos Energy LLC | 58135 | CT | NEW | NPCC |  | 22 | 2 | NAICS-22 Non-Cogen | PV | SUN | SUN | ISNE | 10993 | 1243 | 2021
Vintage2021 | solar pv | TRUE | 64371 | N | . | Cortlandville I Solar CSG | DG New York CS, LLC | 63991 | NY | MAT | NPCC |  | 22 | 2 | NAICS-22 Non-Cogen | PV | SUN | SUN | NYIS | 5191 | 587 | 2021
| solar pv | FALSE | 64372 | N | . | Sangerfield Solar CSG | DG New York CS, LLC | 63991 | NY | MAT | NPCC |  | 22 | 2 | NAICS-22 Non-Cogen | PV | SUN | SUN | NYIS | 0 | 0 | 2021
Vintage2021 | solar pv | TRUE | 64373 | N | . | Clay Solar CSG | DG New York CS, LLC | 63991 | NY | MAT | NPCC |  | 22 | 2 | NAICS-22 Non-Cogen | PV | SUN | SUN | NYIS | 2592 | 293 | 2021
| other | FALSE | 64374 | N | . | Norwich Solar and Energy Storage CSG | DG New York CS, LLC | 63991 | NY | MAT | NPCC |  | 22 | 2 | NAICS-22 Non-Cogen | BA | MWH | OTH | NYIS | 0 | 0 | 2021
Vintage2021 | solar pv | TRUE | 64374 | N | . | Norwich Solar and Energy Storage CSG | DG New York CS, LLC | 63991 | NY | MAT | NPCC |  | 22 | 2 | NAICS-22 Non-Cogen | PV | SUN | SUN | NYIS | 10171 | 1150 | 2021
Vintage2018 | solar pv | TRUE | 64376 | N | . | Tranquillity ID | Tranquillity Solar 1, LLC | 63992 | CA | PACC | WECC |  | 22 | 2 | NAICS-22 Non-Cogen | PV | SUN | SUN | CISO | 25921 | 2931 | 2021
Vintage2021 | onshore wind | TRUE | 64377 | N | . | Milligan 1 Wind Farm | Milligan 1 Wind, LLC | 63993 | NE | WNC | MRO |  | 22 | 2 | NAICS-22 Non-Cogen | WT | WND | WND | SWPP | 6816266 | 770722 | 2021
Vintage2019 | petroleum | FALSE | 64378 | N | . | Signature Breads Chelsea | JDC 65R Owner, LLC | 64585 | MA | NEW | NPCC |  | 311 | 6 | Industrial NAICS Non-Cogen | IC | DFO | DFO | ISNE | 82 | 9 | 2021
Vintage2021 | solar pv | TRUE | 64379 | N | . | Ridgecrest | Greenbacker Renewable Energy Corporation | 60025 | DC | SAT | RFC |  | 22 | 2 | NAICS-22 Non-Cogen | PV | SUN | SUN | PJM | 9075 | 1026 | 2021
Vintage2021 | solar pv | TRUE | 64380 | N | . | Cascades | Greenbacker Renewable Energy Corporation | 60025 | NJ | MAT | RFC |  | 22 | 2 | NAICS-22 Non-Cogen | PV | SUN | SUN | PJM | 14001 | 1583 | 2021
Vintage2021 | onshore wind | TRUE | 64381 | N | . | Glacier Sands Wind Power, LLC | Glacier Sands Wind Power, LLC | 63995 | IL | ENC | MRO |  | 22 | 2 | NAICS-22 Non-Cogen | WT | WND | WND | MISO | 894102 | 101097 | 2021
Vintage1997 | petroleum | FALSE | 64382 | N | . | IXYS - Beverly | IXYS Integrated Circuits Division, LLC | 63994 | MA | NEW | NPCC |  | 334 | 6 | Industrial NAICS Non-Cogen | IC | DFO | DFO | ISNE | 46 | 3.563 | 2021
Vintage2019 | natural gas peaker | FALSE | 64382 | N | . | IXYS - Beverly | IXYS Integrated Circuits Division, LLC | 63994 | MA | NEW | NPCC |  | 334 | 6 | Industrial NAICS Non-Cogen | IC | NG | NG | ISNE | 146 | 11.437 | 2021
Vintage2020 | solar pv | TRUE | 64385 | N | . | Gliden (Op Zone) | Greenbacker Renewable Energy Corporation | 60025 | NC | SAT | SERC |  | 22 | 2 | NAICS-22 Non-Cogen | PV | SUN | SUN | PJM | 85036 | 9615 | 2021
Vintage2021 | solar pv | TRUE | 64386 | N | . | Gilcrest V CSG | Gilcrest V LLC | 63998 | CO | MTN | WECC |  | 22 | 2 | NAICS-22 Non-Cogen | PV | SUN | SUN | PSCO | 83717 | 9466 | 2021
Vintage2021 | solar pv | TRUE | 64387 | N | . | Quinebaug Solar | Quinebaug Solar, LLC | 63999 | CT | NEW | NPCC |  | 22 | 2 | NAICS-22 Non-Cogen | PV | SUN | SUN | ISNE | 7447 | 842 | 2021
Vintage2021 | solar pv | FALSE | 64388 | N | . | TruStile Doors - Denver | SkyHigh 2 Solar | 63432 | CO | MTN | WECC |  | 441 | 4 | Commercial NAICS Non-Cogen | PV | SUN | SUN | PSCO | 5298 | 599 | 2021
Vintage2021 | solar pv | FALSE | 64389 | N | . | Niagara Bottling - Seguin | SkyHigh 2 Solar | 63432 | TX | WSC | TRE |  | 312 | 6 | Industrial NAICS Non-Cogen | PV | SUN | SUN | ERCO | 1725 | 195 | 2021
Vintage2020 | solar pv | FALSE | 64391 | N | . | Firestone Walker Brewery - Phase 1 | SkyHigh 2 Solar | 63432 | CA | PACC | WECC |  | 312 | 6 | Industrial NAICS Non-Cogen | PV | SUN | SUN | CISO | 23410 | 2647 | 2021
Vintage2021 | solar pv | TRUE | 64392 | N | . | Branch Solar Farm | Oklahoma Gas & Electric Co | 14063 | AR | WSC | SERC |  | 22 | 1 | Electric Utility | PV | SUN | SUN | SWPP | 1485 | 168 | 2021
| other | FALSE | 64395 | N | . | ZPD-PT Solar Project 2017-006 LLC Hybrid | AES Distributed Energy | 61012 | MA | NEW | NPCC |  | 22 | 2 | NAICS-22 Non-Cogen | BA | MWH | OTH | ISNE | 0 | -8 | 2021
Vintage2021 | solar pv | TRUE | 64395 | N | . | ZPD-PT Solar Project 2017-006 LLC Hybrid | AES Distributed Energy | 61012 | MA | NEW | NPCC |  | 22 | 2 | NAICS-22 Non-Cogen | PV | SUN | SUN | ISNE | 1795 | 203 | 2021
Vintage2021 | solar pv | FALSE | 64396 | N | . | EMWD - Perris Valley RWRF | SkyHigh 2 Solar | 63432 | CA | PACC | WECC |  | 22131 | 4 | Commercial NAICS Non-Cogen | PV | SUN | SUN | CISO | 14239 | 1610 | 2021
Vintage2021 | solar pv | FALSE | 64397 | N | . | EMWD - San Jacinto RWRF NEM | SkyHigh 2 Solar | 63432 | CA | PACC | WECC |  | 22131 | 4 | Commercial NAICS Non-Cogen | PV | SUN | SUN | CISO | 4325 | 489 | 2021
Vintage2021 | solar pv | FALSE | 64398 | N | . | EMWD - Sun City RWRF | SkyHigh 2 Solar | 63432 | CA | PACC | WECC |  | 562 | 4 | Commercial NAICS Non-Cogen | PV | SUN | SUN | CISO | 8500 | 961 | 2021
| other | FALSE | 64400 | N | . | BYU - Hawaii | SkyHigh 2 Solar | 63432 | HI | PACN |  |  | 611 | 4 | Commercial NAICS Non-Cogen | BA | MWH | OTH | HECO | 0 | 0 | 2021
Vintage2021 | solar pv | FALSE | 64400 | N | . | BYU - Hawaii | SkyHigh 2 Solar | 63432 | HI | PACN |  |  | 611 | 4 | Commercial NAICS Non-Cogen | PV | SUN | SUN | HECO | 3157 | 357 | 2021
| solar pv | FALSE | 64401 | N | . | CSU San Jose State University | SkyHigh 2 Solar | 63432 | CA | PACC | WECC |  | 312 | 6 | Industrial NAICS Non-Cogen | PV | SUN | SUN | CISO | 0 | 0 | 2021
Vintage2021 | solar pv | FALSE | 64402 | N | . | El Dorado County | SkyHigh 2 Solar | 63432 | CA | PACC | WECC |  | 922 | 4 | Commercial NAICS Non-Cogen | PV | SUN | SUN | CISO | 20164 | 2280 | 2021
| solar pv | FALSE | 64403 | N | . | California State Univ at Channel Islands | SkyHigh 2 Solar | 63432 | CA | PACC | WECC |  | 312 | 6 | Industrial NAICS Non-Cogen | PV | SUN | SUN | CISO | 0 | 0 | 2021
Vintage2020 | solar pv | FALSE | 64404 | N | . | Mesa Carport PV | Apple, Inc | 57369 | AZ | MTN | WECC |  | 518 | 4 | Commercial NAICS Non-Cogen | PV | SUN | SUN | SRP | 69353 | 7842 | 2021
Vintage2021 | solar pv | FALSE | 64406 | N | . | EMWD - Moreno Valley RWRF | SkyHigh 2 Solar | 63432 | CA | PACC | WECC |  | 22131 | 4 | Commercial NAICS Non-Cogen | PV | SUN | SUN | CISO | 7871 | 890 | 2021
Vintage2021 | onshore wind | TRUE | 64407 | N | . | Flat Ridge 3 | Flat Ridge 3 Wind Energy, LLC | 64000 | KS | WNC | MRO |  | 22 | 2 | NAICS-22 Non-Cogen | WT | WND | WND | SWPP | 325070 | 36756 | 2021
Vintage2018 | biomass | TRUE | 64408 | Y | . | Georges River Energy | Robbins Lumber Inc | 16191 | ME | NEW | NPCC |  | 22 | 3 | NAICS-22 Cogen | ST | WDS | WWW | ISNE | 617083 | 48319 | 2021
Vintage2021 | solar pv | TRUE | 64409 | N | . | Anderson (SC) | Anderson Solar Farm, LLC | 64050 | SC | SAT | SERC |  | 22 | 2 | NAICS-22 Non-Cogen | PV | SUN | SUN | DUK | 8420 | 952 | 2021
Vintage2020 | solar pv | TRUE | 64410 | N | . | Briarwood | Briarwood Solar, LLC | 64051 | SC | SAT | SERC |  | 22 | 2 | NAICS-22 Non-Cogen | PV | SUN | SUN | DUK | 34748 | 3929 | 2021
Vintage2021 | solar pv | TRUE | 64411 | N | . | Delanco | Delanco Coopertown Rd Solar 2, LLC | 64052 | NJ | MAT | RFC |  | 22 | 2 | NAICS-22 Non-Cogen | PV | SUN | SUN | PJM | 21279 | 2406 | 2021
Vintage2020 | solar pv | TRUE | 64412 | N | . | Gold Mine | Gold Mine Solar, LLC | 64053 | SC | SAT | SERC |  | 22 | 2 | NAICS-22 Non-Cogen | PV | SUN | SUN | DUK | 26539 | 3001 | 2021
Vintage2021 | solar pv | TRUE | 64413 | N | . | Schull CSG | Schull CSG LLC | 64063 | MN | WNC | MRO |  | 22 | 2 | NAICS-22 Non-Cogen | PV | SUN | SUN | MISO | 20739 | 2345 | 2021
Vintage2021 | solar pv | TRUE | 64414 | N | . | Pontiac | Pontiac Solar, LLC | 64054 | IL | ENC | RFC |  | 22 | 2 | NAICS-22 Non-Cogen | PV | SUN | SUN | PJM | 32485 | 3673 | 2021
| solar pv | FALSE | 64415 | N | . | Rockford CSG | Rockford Baxter Rd Holdco LLC CSG | 64055 | IL | ENC | RFC |  | 22 | 2 | NAICS-22 Non-Cogen | PV | SUN | SUN | PJM | 0 | 0 | 2021
Vintage2021 | solar pv | TRUE | 64416 | N | . | Sandoval | Sandoval Holdco, LLC | 64056 | IL | ENC | SERC |  | 22 | 2 | NAICS-22 Non-Cogen | PV | SUN | SUN | MISO | 33058 | 3738 | 2021
Vintage2020 | solar pv | TRUE | 64417 | N | . | Wilbraham | BWC East Brook, LLC | 64057 | MA | NEW | NPCC |  | 22 | 2 | NAICS-22 Non-Cogen | PV | SUN | SUN | ISNE | 47457 | 5366 | 2021
Vintage2020 | solar pv | TRUE | 64418 | N | . | Big Bear | Los Palos Street Operating, LLC | 64034 | CA | PACC | WECC |  | 22 | 2 | NAICS-22 Non-Cogen | PV | SUN | SUN | LDWP | 75301 | 8514 | 2021
Vintage2020 | solar pv | TRUE | 64419 | N | . | Elm Street | ISM Solar Dighton 3, LLC | 64067 | MA | NEW | NPCC |  | 22 | 2 | NAICS-22 Non-Cogen | PV | SUN | SUN | ISNE | 66409 | 7509 | 2021
Vintage2020 | petroleum | TRUE | 64420 | N | . | Scribner Diesel Generation Facility | City of Scribner | 64065 | NE | WNC | MRO |  | 22 | 1 | Electric Utility | IC | DFO | DFO | SWPP | 147 | 14 | 2021
| biomass | FALSE | 64420 | N | . | Scribner Diesel Generation Facility | City of Scribner | 64065 | NE | WNC | MRO |  | 22 | 1 | Electric Utility | IC | OBL | ORW | SWPP | 0 | 0 | 2021
Vintage2020 | solar pv | TRUE | 64421 | N | . | Sunvestment Energy Group NY 63 LLC | Green Street Power Partners | 62719 | NY | MAT | NPCC |  | 22 | 2 | NAICS-22 Non-Cogen | PV | SUN | SUN | NYIS | 27081 | 3062 | 2021
Vintage2019 | solar pv | TRUE | 64422 | N | . | GSPP Onyx New Brunswick LLC | Green Street Power Partners | 62719 | NJ | MAT | RFC |  | 22 | 2 | NAICS-22 Non-Cogen | PV | SUN | SUN | PJM | 13674 | 1546 | 2021
| other | FALSE | 64426 | N | . | Wilmot Energy Center LLC | Wilmot Energy Center LLC | 64002 | AZ | MTN | WECC |  | 22 | 2 | NAICS-22 Non-Cogen | BA | MWH | OTH | TEPC | 0 | -1980 | 2021
Vintage2021 | solar pv | TRUE | 64426 | N | . | Wilmot Energy Center LLC | Wilmot Energy Center LLC | 64002 | AZ | MTN | WECC |  | 22 | 2 | NAICS-22 Non-Cogen | PV | SUN | SUN | TEPC | 1759549 | 198954 | 2021
Vintage2021 | solar pv | TRUE | 64431 | N | . | Point Beach Solar | Point Beach Solar | 64081 | WI | ENC | MRO |  | 22 | 2 | NAICS-22 Non-Cogen | PV | SUN | SUN | MISO | 340326 | 38481 | 2021
| other | FALSE | 64432 | N | . | Breckenridge Solar | Breckenridge Street Solar 1, LLC | 64069 | MA | NEW | NPCC |  | 22 | 2 | NAICS-22 Non-Cogen | BA | MWH | OTH | ISNE | 0 | 0 | 2021
Vintage2020 | solar pv | TRUE | 64432 | N | . | Breckenridge Solar | Breckenridge Street Solar 1, LLC | 64069 | MA | NEW | NPCC |  | 22 | 2 | NAICS-22 Non-Cogen | PV | SUN | SUN | ISNE | 7776 | 879 | 2021
Vintage2020 | solar pv | TRUE | 64434 | N | . | Rounseville Solar | Rounseville Solar 1, LLC | 64071 | MA | NEW | NPCC |  | 22 | 2 | NAICS-22 Non-Cogen | PV | SUN | SUN | ISNE | 48358 | 5468 | 2021
Vintage2021 | solar pv | TRUE | 64435 | N | . | Town of Ware - Canadian Tree(CSG) | MA CS Ware West, LLC | 64072 | MA | NEW | NPCC |  | 22 | 2 | NAICS-22 Non-Cogen | PV | SUN | SUN | ISNE | 21208 | 2398 | 2021
| other | FALSE | 64436 | N | . | Wilmarth Solar | Wilmarth Lane Solar 1, LLC | 64073 | MA | NEW | NPCC |  | 22 | 2 | NAICS-22 Non-Cogen | BA | MWH | OTH | ISNE | 0 | 0 | 2021
Vintage2020 | solar pv | TRUE | 64436 | N | . | Wilmarth Solar | Wilmarth Lane Solar 1, LLC | 64073 | MA | NEW | NPCC |  | 22 | 2 | NAICS-22 Non-Cogen | PV | SUN | SUN | ISNE | 76624 | 8664 | 2021
Vintage2021 | solar pv | TRUE | 64437 | N | . | Dresser Hill CSG | Dresser Hill Solar, LLC | 64070 | MA | NEW | NPCC |  | 22 | 2 | NAICS-22 Non-Cogen | PV | SUN | SUN | ISNE | 36579 | 4136 | 2021
Vintage2021 | solar pv | TRUE | 64438 | N | . | Vallecitos Water District | SSA Solar of CA 5, LLC | 64088 | CA | PACC | WECC |  | 22 | 2 | NAICS-22 Non-Cogen | PV | SUN | SUN | CISO | 7146 | 808 | 2021
Vintage2021 | solar pv | TRUE | 64439 | N | . | Pine Road Solar, LLC CSG | Pine Road Solar, LLC | 64089 | IL | ENC | RFC |  | 22 | 2 | NAICS-22 Non-Cogen | PV | SUN | SUN | PJM | 29007 | 3280 | 2021
Vintage2021 | solar pv | TRUE | 64441 | N | . | Valencia 3 | Greenbacker Renewable Energy Corporation | 60025 | CA | PACC | WECC |  | 22 | 2 | NAICS-22 Non-Cogen | PV | SUN | SUN | IID | 49085 | 5550 | 2021
Vintage2021 | solar pv | TRUE | 64443 | N | . | Golden Solar | Alchemy Renewable Energy | 62627 | VT | NEW | NPCC |  | 22 | 2 | NAICS-22 Non-Cogen | PV | SUN | SUN | ISNE | 2937 | 332 | 2021
Vintage2020 | solar pv | TRUE | 64444 | N | . | City of Paris Solar | Today's Power, Inc. | 61204 | AR | WSC | MRO |  | 22 | 1 | Electric Utility | PV | SUN | SUN | SWPP | 24621 | 2784 | 2021
Vintage2020 | solar pv | TRUE | 64445 | N | . | County of Dutchess, NY (Airport) | Tesla Inc. | 60947 | NY | MAT | NPCC |  | 22 | 2 | NAICS-22 Non-Cogen | PV | SUN | SUN | NYIS | 26806 | 3031 | 2021
| other | FALSE | 64446 | N | . | Arlington Microgrid | PUD 1 of Snohomish County | 17470 | WA | PACC | WECC |  | 22 | 1 | Electric Utility | BA | MWH | OTH | BPAT | 0 | -14 | 2021
Vintage2019 | solar pv | TRUE | 64446 | N | . | Arlington Microgrid | PUD 1 of Snohomish County | 17470 | WA | PACC | WECC |  | 22 | 1 | Electric Utility | PV | SUN | SUN | BPAT | 4952 | 560 | 2021
| other | FALSE | 64450 | N | . | Grissom Solar, LLC | Grissom Solar, LLC | 64118 | NC | SAT | SERC |  | 22 | 2 | NAICS-22 Non-Cogen | BA | MWH | OTH | PJM | 0 | 6996 | 2021
Vintage2021 | solar pv | TRUE | 64450 | N | . | Grissom Solar, LLC | Grissom Solar, LLC | 64118 | NC | SAT | SERC |  | 22 | 2 | NAICS-22 Non-Cogen | PV | SUN | SUN | PJM | 58777 | 6646 | 2021
Vintage2021 | solar pv | TRUE | 64451 | N | . | Rosemond Solar Community Solar | Delaware River Solar, LLC | 61610 | NY | MAT | NPCC |  | 22 | 2 | NAICS-22 Non-Cogen | PV | SUN | SUN | NYIS | 27205 | 3076 | 2021
| other | FALSE | 64453 | N | . | Volney II | DG New York CS, LLC | 63991 | NY | MAT | NPCC |  | 22 | 2 | NAICS-22 Non-Cogen | BA | MWH | OTH | NYIS | 0 | 0 | 2021
Vintage2021 | solar pv | TRUE | 64453 | N | . | Volney II | DG New York CS, LLC | 63991 | NY | MAT | NPCC |  | 22 | 2 | NAICS-22 Non-Cogen | PV | SUN | SUN | NYIS | 2441 | 276 | 2021
Vintage2019 | solar pv | TRUE | 64454 | N | . | Merrimack Solar Farm, LLC | Merrimack Solar Farm | 64119 | NH | NEW | NPCC |  | 22 | 2 | NAICS-22 Non-Cogen | PV | SUN | SUN | ISNE | 32590 | 3685 | 2021
Vintage2020 | solar pv | TRUE | 64456 | N | . | 13 Mile Solar, LLC | 13 Mile Solar, LLC | 64103 | MI | ENC | RFC |  | 22 | 2 | NAICS-22 Non-Cogen | PV | SUN | SUN | MISO | 34722 | 3926 | 2021
Vintage2020 | solar pv | TRUE | 64457 | N | . | Captain Solar, LLC | Captain Solar, LLC | 64104 | MI | ENC | RFC |  | 22 | 2 | NAICS-22 Non-Cogen | PV | SUN | SUN | MISO | 34889 | 3945 | 2021
Vintage2020 | solar pv | TRUE | 64458 | N | . | Coldwater Solar, LLC | Coldwater Solar, LLC | 64105 | MI | ENC | RFC |  | 22 | 2 | NAICS-22 Non-Cogen | PV | SUN | SUN | MISO | 32061 | 3625 | 2021
Vintage2020 | solar pv | TRUE | 64459 | N | . | Geddes 1 Solar, LLC | Geddes 1 Solar, LLC | 64106 | MI | ENC | RFC |  | 22 | 2 | NAICS-22 Non-Cogen | PV | SUN | SUN | MISO | 35818 | 4050 | 2021
Vintage2020 | solar pv | TRUE | 64460 | N | . | Jack Francis Solar, LLC | Jack Francis Solar, LLC | 64111 | MI | ENC | RFC |  | 22 | 2 | NAICS-22 Non-Cogen | PV | SUN | SUN | MISO | 34324 | 3881 | 2021
Vintage2020 | solar pv | TRUE | 64461 | N | . | May Shannon Solar, LLC | May Shannon Solar, LLC | 64112 | MI | ENC | RFC |  | 22 | 2 | NAICS-22 Non-Cogen | PV | SUN | SUN | MISO | 34935 | 3950 | 2021
Vintage2020 | solar pv | TRUE | 64462 | N | . | Stoneheart Solar, LLC | Stoneheart Solar, LLC | 64113 | MI | ENC | RFC |  | 22 | 2 | NAICS-22 Non-Cogen | PV | SUN | SUN | MISO | 34730 | 3927 | 2021
Vintage2020 | solar pv | TRUE | 64463 | N | . | Workman Road Solar Farm, LLC | Workman Road Solar Farm, LLC | 64114 | MI | ENC | RFC |  | 22 | 2 | NAICS-22 Non-Cogen | PV | SUN | SUN | MISO | 32705 | 3698 | 2021
Vintage2021 | solar pv | TRUE | 64464 | N | . | Clendenin A Community Solar, LLC CSG | Clendenin A Community Solar, LLC | 64098 | IL | ENC | SERC |  | 22 | 2 | NAICS-22 Non-Cogen | PV | SUN | SUN | MISO | 11364 | 1285 | 2021
Vintage2021 | solar pv | TRUE | 64465 | N | . | Kern A Community Solar, LLC CSG | Kern A Community Solar, LLC | 64099 | IL | ENC | SERC |  | 22 | 2 | NAICS-22 Non-Cogen | PV | SUN | SUN | MISO | 14646 | 1656 | 2021
Vintage2021 | solar pv | TRUE | 64466 | N | . | Lukuc B Community Solar LLC CSG | Lukuc B Community Solar LLC | 64100 | IL | ENC | SERC |  | 22 | 2 | NAICS-22 Non-Cogen | PV | SUN | SUN | MISO | 11188 | 1265 | 2021
Vintage2021 | solar pv | TRUE | 64467 | N | . | CSG Mt. Morris 2, LLC | CSG Mt. Morris 2, LLC | 64101 | IL | ENC | RFC |  | 22 | 2 | NAICS-22 Non-Cogen | PV | SUN | SUN | PJM | 26436 | 2989 | 2021
Vintage2021 | solar pv | TRUE | 64468 | N | . | Tower Road Solar, LLC CSG | Tower Road Solar, LLC | 64102 | IL | ENC | RFC |  | 22 | 2 | NAICS-22 Non-Cogen | PV | SUN | SUN | PJM | 23295 | 2634 | 2021
Vintage2020 | solar pv | TRUE | 64470 | N | . | Interchange Solar, LLC | Interchange Solar, LLC | 64107 | MI | ENC | RFC |  | 22 | 2 | NAICS-22 Non-Cogen | PV | SUN | SUN | MISO | 35305 | 3992 | 2021
Vintage2021 | solar pv | TRUE | 64472 | N | . | Berry Road Solar | RPSC Solar 3, LLC | 64096 | SC | SAT | WECC |  | 22 | 2 | NAICS-22 Non-Cogen | PV | SUN | SUN | DUK | 22005 | 2488 | 2021
Vintage2021 | solar pv | TRUE | 64473 | N | . | Norman Solar | DG Central 1, LLC | 64083 | OK | WSC | MRO |  | 22 | 2 | NAICS-22 Non-Cogen | PV | SUN | SUN | SWPP | 33811 | 3823 | 2021
Vintage2021 | solar pv | TRUE | 64476 | N | . | Swansboro Solar, LLC | Swansboro Solar, LLC | 64115 | NC | SAT | SERC |  | 22 | 2 | NAICS-22 Non-Cogen | PV | SUN | SUN | CPLE | 73389 | 8298 | 2021
Vintage2021 | solar pv | TRUE | 64477 | N | . | Suncaster, LLC | Suncaster, LLC | 64116 | NC | SAT | SERC |  | 22 | 2 | NAICS-22 Non-Cogen | PV | SUN | SUN | CPLE | 40188 | 4544 | 2021
Vintage2021 | solar pv | TRUE | 64478 | N | . | 1034 Catherine Lake Solar, LLC | 1034 Catherine Lake Solar, LLC | 64117 | NC | SAT | SERC |  | 22 | 2 | NAICS-22 Non-Cogen | PV | SUN | SUN | CPLE | 76896 | 8695 | 2021
Vintage2021 | solar pv | TRUE | 64482 | N | . | Novel Stavem Solar LLC CSG | Novel Stavem Solar LLC | 64127 | MN | WNC | MRO |  | 22 | 2 | NAICS-22 Non-Cogen | PV | SUN | SUN | MISO | 3298 | 373 | 2021
Vintage2021 | solar pv | TRUE | 64487 | N | . | Novel Huneke Solar LLC CSG | Novel Huneke Solar LLC | 64133 | MN | WNC | MRO |  | 22 | 2 | NAICS-22 Non-Cogen | PV | SUN | SUN | MISO | 2273 | 257 | 2021
Vintage2021 | solar pv | TRUE | 64496 | N | . | Hendershot Solar, LLC | Hendershot Solar, LLC | 64143 | MI | ENC | RFC |  | 22 | 2 | NAICS-22 Non-Cogen | PV | SUN | SUN | MISO | 33776 | 3819 | 2021
Vintage2021 | solar pv | TRUE | 64497 | N | . | Hazel Solar, LLC | Hazel Solar, LLC | 64142 | MI | ENC | RFC |  | 22 | 2 | NAICS-22 Non-Cogen | PV | SUN | SUN | MISO | 32140 | 3634 | 2021
Vintage2021 | solar pv | TRUE | 64498 | N | . | Geddes 2 Solar, LLC | Geddes 2 Solar, LLC | 64141 | MI | ENC | RFC |  | 22 | 2 | NAICS-22 Non-Cogen | PV | SUN | SUN | MISO | 34209 | 3868 | 2021
Vintage2021 | solar pv | TRUE | 64499 | N | . | Bullhead Solar, LLC | Bullhead Solar, LLC | 64140 | MI | ENC | RFC |  | 22 | 2 | NAICS-22 Non-Cogen | PV | SUN | SUN | MISO | 33874 | 3830 | 2021
Vintage2021 | solar pv | TRUE | 64500 | N | . | Angola Solar, LLC | Angola Solar, LLC | 64139 | MI | ENC | RFC |  | 22 | 2 | NAICS-22 Non-Cogen | PV | SUN | SUN | MISO | 35447 | 4008 | 2021
Vintage2020 | solar pv | FALSE | 64502 | N | . | 7448 Candlewood Road | Hartz Solar, LLC | 60268 | MD | SAT | RFC |  | 421 | 4 | Commercial NAICS Non-Cogen | PV | SUN | SUN | PJM | 21755 | 2460 | 2021
Vintage2021 | solar pv | TRUE | 64503 | N | . | Palmer Community Solar LLC CSG | Palmer Community Solar LLC | 64149 | MN | WNC | MRO |  | 22 | 2 | NAICS-22 Non-Cogen | PV | SUN | SUN | MISO | 6076 | 687 | 2021
Vintage2021 | solar pv | TRUE | 64504 | N | . | Medin 2 Community Solar LLC CSG | Medin 2 Community Solar LLC | 64150 | MN | WNC | MRO |  | 22 | 2 | NAICS-22 Non-Cogen | PV | SUN | SUN | MISO | 6287 | 711 | 2021
Vintage2009 | biomass | TRUE | 64505 | N | . | Flathead Landfill to Gas Energy Facility | Flathead Electric Coop Inc | 6395 | MT | MTN | WECC |  | 22 | 1 | Electric Utility | IC | LFG | MLG | BPAT | 114657 | 11557 | 2021
Vintage2021 | solar pv | TRUE | 64506 | N | . | Cokato CSG | Cokato Holdco LLC | 64148 | MN | WNC | MRO |  | 22 | 2 | NAICS-22 Non-Cogen | PV | SUN | SUN | MISO | 13743 | 1554 | 2021
Vintage2014 | petroleum | FALSE | 64515 | N | . | Stamford Health | Stamford Health Systems, Inc. | 64153 | CT | NEW | NPCC |  | 622 | 4 | Commercial NAICS Non-Cogen | IC | DFO | DFO | ISNE | 741 | 77 | 2021
Vintage2020 | solar pv | TRUE | 64517 | N | . | Department of Justice | Ecoplexus, Inc | 58970 | CA | PACC | WECC |  | 22 | 2 | NAICS-22 Non-Cogen | PV | SUN | SUN | BANC | 35844 | 4053 | 2021
Vintage2020 | solar pv | TRUE | 64518 | N | . | CA Institute for Women | Ecoplexus, Inc | 58970 | CA | PACC | WECC |  | 22 | 2 | NAICS-22 Non-Cogen | PV | SUN | SUN | CISO | 23119 | 2614 | 2021
Vintage2019 | solar pv | TRUE | 64519 | N | . | Centinela State Prison | Ecoplexus, Inc | 58970 | CA | PACC | WECC |  | 22 | 2 | NAICS-22 Non-Cogen | PV | SUN | SUN | IID | 158775 | 17953 | 2021
Vintage2019 | solar pv | TRUE | 64521 | N | . | Calipatria State Prison | Ecoplexus, Inc | 58970 | CA | PACC | WECC |  | 22 | 2 | NAICS-22 Non-Cogen | PV | SUN | SUN | IID | 152312 | 17222 | 2021
| other | FALSE | 64522 | N | . | Old Cedar Solar Energy Storage | North Carolina El Member Corp | 13683 | NC | SAT | SERC |  | 22 | 1 | Electric Utility | BA | MWH | OTH | CPLE | 0 | -12 | 2021
Vintage2021 | solar pv | TRUE | 64522 | N | . | Old Cedar Solar Energy Storage | North Carolina El Member Corp | 13683 | NC | SAT | SERC |  | 22 | 1 | Electric Utility | PV | SUN | SUN | CPLE | 8092 | 915 | 2021
Vintage2020 | solar pv | TRUE | 64523 | N | . | Atascadero State Hospital | Ecoplexus, Inc | 58970 | CA | PACC | WECC |  | 22 | 2 | NAICS-22 Non-Cogen | PV | SUN | SUN | CISO | 17777 | 2010 | 2021
Vintage2021 | solar pv | TRUE | 64524 | N | . | SoCore Clovis 1 | SoCore Clovis 1 LLC | 64160 | NM | MTN | WECC |  | 22 | 2 | NAICS-22 Non-Cogen | PV | SUN | SUN | SWPP | 8367 | 946 | 2021
Vintage2020 | solar pv | TRUE | 64525 | N | . | Troupsburg | Solar Planet Power | 62923 | NY | MAT | NPCC |  | 22 | 2 | NAICS-22 Non-Cogen | PV | SUN | SUN | NYIS | 69318 | 7838 | 2021
Vintage2021 | solar pv | TRUE | 64526 | N | . | Raboth - Marion Drive | Madison Energy Holdings LLC | 62915 | MA | NEW | NPCC |  | 22 | 2 | NAICS-22 Non-Cogen | PV | SUN | SUN | ISNE | 30113 | 3405 | 2021
Vintage2018 | solar pv | TRUE | 64527 | N | . | Flatwood Farm | Strata Manager, LLC | 64778 | NC | SAT | SERC |  | 22 | 2 | NAICS-22 Non-Cogen | PV | SUN | SUN | CPLE | 80533 | 9106 | 2021
| other | FALSE | 64528 | N | . | Gambit Energy Storage - Angleton Storage | Tesla Inc. | 60947 | TX | WSC | TRE |  | 22 | 2 | NAICS-22 Non-Cogen | BA | MWH | OTH | ERCO | 0 | -7201 | 2021
Vintage2021 | solar pv | TRUE | 64535 | N | . | Camden Solar LLC | Camden Solar LLC | 64170 | NC | SAT | SERC |  | 22 | 2 | NAICS-22 Non-Cogen | PV | SUN | SUN | PJM | 26240 | 2967 | 2021
Vintage2021 | solar pv | TRUE | 64538 | N | . | Corazon Energy LLC | Corazon Energy LLC | 64167 | TX | WSC | TRE |  | 22 | 2 | NAICS-22 Non-Cogen | PV | SUN | SUN | ERCO | 1511908 | 170953 | 2021
Vintage2020 | solar pv | TRUE | 64549 | N | . | Smithfield Solar Farm, LLC | Smithfield Solar Farm | 64120 | RI | NEW | NPCC |  | 22 | 2 | NAICS-22 Non-Cogen | PV | SUN | SUN | ISNE | 38603 | 4365 | 2021
Vintage2020 | petroleum | TRUE | 64552 | N | . | Downtown Generation Plant | City of Greenfield - (IA) | 7626 | IA | WNC | MRO |  | 22 | 1 | Electric Utility | IC | DFO | DFO | MISO | 1020 | 75 | 2021
Vintage2021 | solar pv | TRUE | 64553 | N | . | Riverstart Solar Park LLC | Riverstart Solar Park LLC | 64181 | IN | ENC | RFC |  | 22 | 2 | NAICS-22 Non-Cogen | PV | SUN | SUN | PJM | 281779 | 31861 | 2021
Vintage2021 | solar pv | TRUE | 64554 | N | . | Bright Field Solar LLC(CSG) | Nautilus Solar Solutions | 61227 | NY | MAT | NPCC |  | 22 | 2 | NAICS-22 Non-Cogen | PV | SUN | SUN | NYIS | 752 | 85 | 2021
Vintage2021 | solar pv | TRUE | 64555 | N | . | Bright Oak Solar LLC(CSG) | Nautilus Solar Solutions | 61227 | NY | MAT | NPCC |  | 22 | 2 | NAICS-22 Non-Cogen | PV | SUN | SUN | NYIS | 1035 | 117 | 2021
Vintage2021 | solar pv | TRUE | 64556 | N | . | Bright Hill Solar LLC(CSG) | Nautilus Solar Solutions | 61227 | NY | MAT | NPCC |  | 22 | 2 | NAICS-22 Non-Cogen | PV | SUN | SUN | NYIS | 442 | 50 | 2021
Vintage2021 | solar pv | TRUE | 64557 | N | . | River Valley LLC (NY) (csg) | Nautilus Solar Solutions | 61227 | NY | MAT | NPCC |  | 22 | 2 | NAICS-22 Non-Cogen | PV | SUN | SUN | NYIS | 80 | 9 | 2021
Vintage2021 | solar pv | TRUE | 64559 | N | . | Wallingford Solar | Wallingford Renewable Energy, LLC | 64187 | CT | NEW | NPCC |  | 22 | 2 | NAICS-22 Non-Cogen | PV | SUN | SUN | ISNE | 106013 | 11987 | 2021
Vintage2021 | solar pv | TRUE | 64560 | N | . | Tioga Solar South(CSG) | 237 State Route 96 Site 2, LLC | 64189 | NY | MAT | NPCC |  | 22 | 2 | NAICS-22 Non-Cogen | PV | SUN | SUN | NYIS | 2963 | 335 | 2021
Vintage2021 | solar pv | TRUE | 64561 | N | . | Tioga Solar North(CSG) | 237 State Route 96 Site 1, LLC | 64190 | NY | MAT | NPCC |  | 22 | 2 | NAICS-22 Non-Cogen | PV | SUN | SUN | NYIS | 1707 | 193 | 2021
Vintage2021 | solar pv | TRUE | 64562 | N | . | Washingtonville(CSG) | Washingtonville | 64193 | NY | MAT | NPCC |  | 22 | 2 | NAICS-22 Non-Cogen | PV | SUN | SUN | NYIS | 13797 | 1560 | 2021
| solar pv | FALSE | 64563 | N | . | Novel Stein Solar LLC CSG | Novel Stein Solar LLC | 64188 | MN | WNC | MRO |  | 22 | 2 | NAICS-22 Non-Cogen | PV | SUN | SUN | MISO | 0 | 0 | 2021
Vintage2019 | solar pv | TRUE | 64565 | N | . | Apalachicola | Westbound Solar LLC | 62715 | GA | SAT | SERC |  | 22 | 2 | NAICS-22 Non-Cogen | PV | SUN | SUN | SOCO | 42063 | 4756 | 2021
Vintage2020 | solar pv | TRUE | 64569 | N | . | Arnold Cochran | Westbound Solar LLC | 62715 | GA | SAT | SERC |  | 22 | 2 | NAICS-22 Non-Cogen | PV | SUN | SUN | SOCO | 26468 | 2993 | 2021
Vintage2020 | solar pv | TRUE | 64570 | N | . | Columbia Substation | Westbound Solar LLC | 62715 | GA | SAT | SERC |  | 22 | 2 | NAICS-22 Non-Cogen | PV | SUN | SUN | SOCO | 35393 | 4002 | 2021
Vintage2019 | solar pv | TRUE | 64571 | N | . | Coody Cochran | Westbound Solar LLC | 62715 | GA | SAT | SERC |  | 22 | 2 | NAICS-22 Non-Cogen | PV | SUN | SUN | SOCO | 49828 | 5634 | 2021
Vintage2018 | solar pv | TRUE | 64572 | N | . | Dudley | AMP MA Dudley | 64197 | MA | NEW | NPCC |  | 22 | 2 | NAICS-22 Non-Cogen | PV | SUN | SUN | ISNE | 39196 | 4432 | 2021
Vintage2018 | solar pv | TRUE | 64573 | N | . | Joe Jenny | AMP MA Joe Jenny | 64198 | MA | NEW | NPCC |  | 22 | 2 | NAICS-22 Non-Cogen | PV | SUN | SUN | ISNE | 21908 | 2477 | 2021
Vintage2017 | solar pv | TRUE | 64574 | N | . | Westport Community Solar Garden | BWC Bass River LLC | 64200 | MA | NEW | NPCC |  | 22 | 2 | NAICS-22 Non-Cogen | PV | SUN | SUN | ISNE | 29912 | 3382 | 2021
Vintage2017 | solar pv | TRUE | 64575 | N | . | Mendon | BWC Box Pond LLC | 64201 | MA | NEW | NPCC |  | 22 | 2 | NAICS-22 Non-Cogen | PV | SUN | SUN | ISNE | 34039 | 3849 | 2021
Vintage2021 | solar pv | TRUE | 64577 | N | . | Minisink CSG | Minisink Solar LLC | 64191 | NY | MAT | NPCC |  | 22 | 2 | NAICS-22 Non-Cogen | PV | SUN | SUN | NYIS | 2370 | 268 | 2021
Vintage2021 | solar pv | TRUE | 64578 | N | . | Slate Hill(CSG) | Slate Hill Solar LLC | 64192 | NY | MAT | NPCC |  | 22 | 2 | NAICS-22 Non-Cogen | PV | SUN | SUN | NYIS | 15910 | 1799 | 2021
Vintage2014 | solar pv | TRUE | 64579 | N | . | Broadway 2 - UC Riverside | Goldman Sachs Renewable Power LLC | 61944 | CA | PACC | WECC |  | 22 | 2 | NAICS-22 Non-Cogen | PV | SUN | SUN | CISO | 44787 | 5064 | 2021
Vintage2013 | solar pv | TRUE | 64580 | N | . | Broadway 2 - Tucson Phase II | Goldman Sachs Renewable Power LLC | 61944 | AZ | MTN | WECC |  | 22 | 2 | NAICS-22 Non-Cogen | PV | SUN | SUN | TEPC | 61132 | 6912 | 2021
Vintage2020 | solar pv | TRUE | 64582 | N | . | Shawnee - GA | Westbound Solar LLC | 62715 | GA | SAT | SERC |  | 22 | 2 | NAICS-22 Non-Cogen | PV | SUN | SUN | SOCO | 36428 | 4119 | 2021
Vintage2020 | solar pv | TRUE | 64583 | N | . | Westberry Jesup | Westbound Solar LLC | 62715 | GA | SAT | SERC |  | 22 | 2 | NAICS-22 Non-Cogen | PV | SUN | SUN | SOCO | 48085 | 5437 | 2021
Vintage2019 | solar pv | TRUE | 64584 | N | . | Fountain Folkston | Westbound Solar LLC | 62715 | GA | SAT | SERC |  | 22 | 2 | NAICS-22 Non-Cogen | PV | SUN | SUN | SOCO | 35950 | 4065 | 2021
Vintage2020 | solar pv | TRUE | 64585 | N | . | Harris Shiloh | Westbound Solar LLC | 62715 | GA | SAT | SERC |  | 22 | 2 | NAICS-22 Non-Cogen | PV | SUN | SUN | SOCO | 30805 | 3483 | 2021
Vintage2019 | solar pv | TRUE | 64586 | N | . | Polk Cedartown | Westbound Solar LLC | 62715 | GA | SAT | SERC |  | 22 | 2 | NAICS-22 Non-Cogen | PV | SUN | SUN | SOCO | 38058 | 4303 | 2021
Vintage2017 | solar pv | TRUE | 64587 | N | . | Dover | BWC Buckmaster Pond LLC | 64202 | MA | NEW | NPCC |  | 22 | 2 | NAICS-22 Non-Cogen | PV | SUN | SUN | ISNE | 15061 | 1703 | 2021
Vintage2018 | solar pv | TRUE | 64588 | N | . | Adirondack A+B Community Solar Garden | BWC Connecticut River LLC | 64203 | MA | NEW | NPCC |  | 22 | 2 | NAICS-22 Non-Cogen | PV | SUN | SUN | ISNE | 75148 | 8497 | 2021
Vintage2018 | solar pv | TRUE | 64589 | N | . | Westport B Community Solar Garden | BWC Hamilton Brook LLC | 64204 | MA | NEW | NPCC |  | 22 | 2 | NAICS-22 Non-Cogen | PV | SUN | SUN | ISNE | 65047 | 7355 | 2021
Vintage2021 | solar pv | TRUE | 64590 | N | . | O'Brien Solar Fields | Madison Gas & Electric Co | 11479 | WI | ENC | MRO |  | 22 | 1 | Electric Utility | PV | SUN | SUN | MISO | 201005 | 22728 | 2021
Vintage2013 | other | FALSE | 64592 | N | . | 3 MW LLC | 3 MW LLC | 64211 | CO | MTN | WECC |  | 112 | 6 | Industrial NAICS Non-Cogen | IC | OG | OOG | WACM | 79006 | 6452 | 2021
Vintage2021 | solar pv | TRUE | 64593 | N | . | Bellisario Solar 1 | Lapeer-Cortland Solar, LLC | 64210 | NY | MAT | NPCC |  | 22 | 2 | NAICS-22 Non-Cogen | PV | SUN | SUN | NYIS | 39302 | 4444 | 2021
Vintage2021 | solar pv | TRUE | 64594 | N | . | Bellisario Solar 2 | Lapeer-Cortland Solar, LLC | 64210 | NY | MAT | NPCC |  | 22 | 2 | NAICS-22 Non-Cogen | PV | SUN | SUN | NYIS | 3696 | 418 | 2021
Vintage2021 | solar pv | TRUE | 64595 | N | . | Bellisario Solar 3 | Lapeer-Cortland Solar, LLC | 64210 | NY | MAT | NPCC |  | 22 | 2 | NAICS-22 Non-Cogen | PV | SUN | SUN | NYIS | 29627 | 3350 | 2021
Vintage2018 | solar pv | TRUE | 64600 | N | . | Prologis L.P | EnterSolar | 62067 | CA | PACC | WECC |  | 22 | 2 | NAICS-22 Non-Cogen | PV | SUN | SUN | CISO | 32776 | 3706 | 2021
| other | FALSE | 64601 | N | . | County of San Diego COC Hybrid | Solar Star California LXXVIII, LLC | 62854 | CA | PACC | WECC |  | 22 | 2 | NAICS-22 Non-Cogen | BA | MWH | OTH | CISO | 0 | -47 | 2021
Vintage2020 | solar pv | TRUE | 64601 | N | . | County of San Diego COC Hybrid | Solar Star California LXXVIII, LLC | 62854 | CA | PACC | WECC |  | 22 | 2 | NAICS-22 Non-Cogen | PV | SUN | SUN | CISO | 25666 | 2902 | 2021
Vintage2021 | solar pv | TRUE | 64602 | N | . | Kirby Road Solar, LLC | Nautilus Solar Solutions | 61227 | MD | SAT | RFC |  | 22 | 2 | NAICS-22 Non-Cogen | PV | SUN | SUN | PJM | 13283 | 1502 | 2021
Vintage2020 | solar pv | TRUE | 64604 | N | . | MNCPPC Randall Farm | Standard Solar | 60531 | MD | SAT | SERC |  | 22 | 2 | NAICS-22 Non-Cogen | PV | SUN | SUN | PJM | 17721 | 2004 | 2021
Vintage2020 | solar pv | TRUE | 64605 | N | . | TPE Hopkins Solar Holdings1, LLC | Nautilus Solar Solutions | 61227 | RI | NEW | NPCC |  | 22 | 2 | NAICS-22 Non-Cogen | PV | SUN | SUN | ISNE | 91033 | 10293 | 2021
Vintage2020 | solar pv | TRUE | 64606 | N | . | Burns Solar One LLC | Nautilus Solar Solutions | 61227 | MD | SAT | RFC |  | 22 | 2 | NAICS-22 Non-Cogen | PV | SUN | SUN | PJM | 34270 | 3875 | 2021
Vintage2021 | hydro | TRUE | 64607 | N | . | MC6 Hydro Facility | MC6 Hydro Facility | 64221 | ID | MTN | WECC |  | 22 | 2 | NAICS-22 Non-Cogen | HY | WAT | HYC | IPCO | 51031 | 5770 | 2021
Vintage2020 | solar pv | TRUE | 64608 | N | . | Hostetter Solar One, LLC | Nautilus Solar Solutions | 61227 | MD | SAT | RFC |  | 22 | 2 | NAICS-22 Non-Cogen | PV | SUN | SUN | PJM | 34147 | 3861 | 2021
| solar pv | FALSE | 64610 | N | . | Amazon MDW6 Solar Project | Solar Star Prime 5, LLC | 64220 | IL | ENC | RFC |  | 22 | 2 | NAICS-22 Non-Cogen | PV | SUN | SUN | PJM | 0 | 0 | 2021
| other | FALSE | 64611 | N | . | SEPV Sierra | SEPV Sierra, LLC | 64229 | CA | PACC | WECC |  | 22 | 2 | NAICS-22 Non-Cogen | BA | MWH | OTH | CISO | 0 | 42 | 2021
Vintage2020 | solar pv | TRUE | 64611 | N | . | SEPV Sierra | SEPV Sierra, LLC | 64229 | CA | PACC | WECC |  | 22 | 2 | NAICS-22 Non-Cogen | PV | SUN | SUN | CISO | 5297 | 599 | 2021
| other | FALSE | 64617 | N | . | Kearsarge William Way | Kearsarge William Way LLC | 64234 | MA | NEW | NPCC |  | 22 | 2 | NAICS-22 Non-Cogen | BA | MWH | OTH | ISNE | 0 | 0 | 2021
Vintage2021 | solar pv | TRUE | 64617 | N | . | Kearsarge William Way | Kearsarge William Way LLC | 64234 | MA | NEW | NPCC |  | 22 | 2 | NAICS-22 Non-Cogen | PV | SUN | SUN | ISNE | 849 | 96 | 2021
| other | FALSE | 64618 | N | . | Kearsarge Haverhill | Kearsarge Haverhill LLC | 64235 | MA | NEW | NPCC |  | 22 | 2 | NAICS-22 Non-Cogen | BA | MWH | OTH | ISNE | 0 | -257 | 2021
Vintage2021 | solar pv | TRUE | 64618 | N | . | Kearsarge Haverhill | Kearsarge Haverhill LLC | 64235 | MA | NEW | NPCC |  | 22 | 2 | NAICS-22 Non-Cogen | PV | SUN | SUN | ISNE | 33589 | 3798 | 2021
| other | FALSE | 64620 | N | . | Kearsarge Montague BD(CSG) | Kearsarge Montague BD LLC | 64237 | MA | NEW | NPCC |  | 22 | 2 | NAICS-22 Non-Cogen | BA | MWH | OTH | ISNE | 0 | 0 | 2021
Vintage2021 | solar pv | TRUE | 64620 | N | . | Kearsarge Montague BD(CSG) | Kearsarge Montague BD LLC | 64237 | MA | NEW | NPCC |  | 22 | 2 | NAICS-22 Non-Cogen | PV | SUN | SUN | ISNE | 1689 | 191 | 2021
Vintage2021 | biomass | TRUE | 64622 | N | . | Diamond H Dairy Power | Madera DP 2, LLC | 64240 | CA | PACC | WECC |  | 22 | 2 | NAICS-22 Non-Cogen | IC | OBG | ORW | CISO | 23715 | 2518 | 2021
Vintage2021 | onshore wind | TRUE | 64623 | N | . | Freeborn Wind Farm | Northern States Power Co - Minnesota | 13781 | MN | WNC | MRO |  | 22 | 1 | Electric Utility | WT | WND | WND | MISO | 3439537 | 388912 | 2021
| other | FALSE | 64624 | N | . | Hudson - High Desert Hybrid | Goldman Sachs Renewable Power LLC | 61944 | CA | PACC | WECC |  | 22 | 2 | NAICS-22 Non-Cogen | BA | MWH | OTH | CISO | 0 | -196 | 2021
Vintage2021 | solar pv | TRUE | 64624 | N | . | Hudson - High Desert Hybrid | Goldman Sachs Renewable Power LLC | 61944 | CA | PACC | WECC |  | 22 | 2 | NAICS-22 Non-Cogen | PV | SUN | SUN | CISO | 903609 | 102172 | 2021
| other | FALSE | 64627 | N | . | Blodgett Solar CSG | Blodgett Street Solar 1, LLC | 64241 | MA | NEW | NPCC |  | 22 | 2 | NAICS-22 Non-Cogen | BA | MWH | OTH | ISNE | 0 | 0 | 2021
Vintage2021 | solar pv | TRUE | 64627 | N | . | Blodgett Solar CSG | Blodgett Street Solar 1, LLC | 64241 | MA | NEW | NPCC |  | 22 | 2 | NAICS-22 Non-Cogen | PV | SUN | SUN | ISNE | 17 | 2 | 2021
Vintage2021 | solar pv | TRUE | 64629 | N | . | JM Huber at Quincy | Constellation Solar Illinois 2, LLC | 63511 | IL | ENC | SERC |  | 22 | 2 | NAICS-22 Non-Cogen | PV | SUN | SUN | MISO | 3184 | 360 | 2021
Vintage2021 | onshore wind | TRUE | 64638 | N | . | Borderlands Wind, LLC | Borderlands Wind, LLC | 64250 | NM | MTN | WECC |  | 22 | 2 | NAICS-22 Non-Cogen | WT | WND | WND | TEPC | 98787 | 11170 | 2021
Vintage2021 | solar pv | TRUE | 64642 | N | . | P52ES 1755 Henryton Rd Phase 1 LLC CSG | Nautilus Solar Solutions | 61227 | MD | SAT | RFC |  | 22 | 2 | NAICS-22 Non-Cogen | PV | SUN | SUN | PJM | 13593 | 1537 | 2021
Vintage2021 | solar pv | TRUE | 64643 | N | . | P52ES 1755 Henryton Rd Phase 2 LLC | Nautilus Solar Solutions | 61227 | MD | SAT | RFC |  | 22 | 2 | NAICS-22 Non-Cogen | PV | SUN | SUN | PJM | 15187 | 1717 | 2021
Vintage2020 | solar pv | TRUE | 64644 | N | . | P52ES Raphel Rd Community Solar LLC | Nautilus Solar Solutions | 61227 | MD | SAT | RFC |  | 22 | 2 | NAICS-22 Non-Cogen | PV | SUN | SUN | PJM | 23967 | 2710 | 2021
Vintage2020 | solar pv | TRUE | 64645 | N | . | Mason Solar One LLC | Nautilus Solar Solutions | 61227 | MD | SAT | RFC |  | 22 | 2 | NAICS-22 Non-Cogen | PV | SUN | SUN | PJM | 18501 | 2092 | 2021
Vintage2020 | solar pv | TRUE | 64646 | N | . | Pittman Solar One LLC | Nautilus Solar Solutions | 61227 | MD | SAT | RFC |  | 22 | 2 | NAICS-22 Non-Cogen | PV | SUN | SUN | PJM | 32998 | 3731 | 2021
Vintage2020 | solar pv | TRUE | 64647 | N | . | Bulldog Solar One, LLC | Nautilus Solar Solutions | 61227 | MD | SAT | RFC |  | 22 | 2 | NAICS-22 Non-Cogen | PV | SUN | SUN | PJM | 34845 | 3940 | 2021
Vintage2021 | solar pv | TRUE | 64657 | N | . | Magnolia Solar | Tampa Electric Co | 18454 | FL | SAT | SERC |  | 22 | 1 | Electric Utility | PV | SUN | SUN | TEC | 41089 | 4646 | 2021
Vintage2021 | onshore wind | TRUE | 64662 | N | . | Sac County Wind, LLC | Sac County Wind | 64261 | IA | WNC | MRO |  | 22 | 2 | NAICS-22 Non-Cogen | WT | WND | WND | MISO | 122976 | 13905 | 2021
| natural gas peaker | FALSE | 64663 | Y | . | WLWPCF Cogeneration Facility | City of Salem Public Works | 64262 | OR | PACC | WECC |  | 22132 | 5 | Commercial NAICS Cogen | IC | NG | NG | PGE | 0 | 0 | 2021
Vintage2020 | biomass | TRUE | 64663 | Y | . | WLWPCF Cogeneration Facility | City of Salem Public Works | 64262 | OR | PACC | WECC |  | 22132 | 5 | Commercial NAICS Cogen | IC | OBG | ORW | PGE | 59971 | 6732 | 2021
| other | FALSE | 64664 | N | . | Clark Road Solar 1, LLC | Clark Road Solar 1, LLC | 64258 | MA | NEW | NPCC |  | 22 | 2 | NAICS-22 Non-Cogen | BA | MWH | OTH | ISNE | 0 | 0 | 2021
Vintage2020 | solar pv | TRUE | 64664 | N | . | Clark Road Solar 1, LLC | Clark Road Solar 1, LLC | 64258 | MA | NEW | NPCC |  | 22 | 2 | NAICS-22 Non-Cogen | PV | SUN | SUN | ISNE | 53400 | 6038 | 2021
Vintage2021 | solar pv | TRUE | 64673 | N | . | Acton | Acton H Road Solar 1, LLC | 64255 | ME | NEW | NPCC |  | 22 | 2 | NAICS-22 Non-Cogen | PV | SUN | SUN | ISNE | 97 | 11 | 2021
Vintage2021 | solar pv | TRUE | 64674 | N | . | Van Buren | Van Buren Solar, LLC | 64256 | NC | SAT | SERC |  | 22 | 2 | NAICS-22 Non-Cogen | PV | SUN | SUN | CPLE | 33775 | 3819 | 2021
Vintage2021 | solar pv | TRUE | 64675 | N | . | Naples | Naples Casco Solar 1, LLC | 64257 | ME | NEW | NPCC |  | 22 | 2 | NAICS-22 Non-Cogen | PV | SUN | SUN | ISNE | 663 | 75 | 2021
Vintage2021 | solar pv | TRUE | 64676 | N | . | Lake Herman | Greenbacker Renewable Energy Corporation | 60025 | CA | PACC | WECC |  | 22 | 2 | NAICS-22 Non-Cogen | PV | SUN | SUN | CISO | 10551 | 1193 | 2021
Vintage2021 | solar pv | TRUE | 64677 | N | . | Ryland Road Solar | Greenbacker Renewable Energy Corporation | 60025 | NC | SAT | SERC |  | 22 | 2 | NAICS-22 Non-Cogen | PV | SUN | SUN | PJM | 20182 | 2282 | 2021
Vintage2021 | solar pv | TRUE | 64678 | N | . | Windsor Hwy 17 Solar | Greenbacker Renewable Energy Corporation | 60025 | NC | SAT | SERC |  | 22 | 2 | NAICS-22 Non-Cogen | PV | SUN | SUN | PJM | 10790 | 1220 | 2021
Vintage2020 | solar pv | TRUE | 64679 | N | . | Hamlin Solar 1, LLC | Nautilus Solar Solutions | 61227 | NY | MAT | NPCC |  | 22 | 2 | NAICS-22 Non-Cogen | PV | SUN | SUN | NYIS | 83921 | 9489 | 2021
Vintage2020 | solar pv | TRUE | 64680 | N | . | Clifton Park Solar 1, LLC | Nautilus Solar Solutions | 61227 | NY | MAT | NPCC |  | 22 | 2 | NAICS-22 Non-Cogen | PV | SUN | SUN | NYIS | 73088 | 8264 | 2021
Vintage2020 | solar pv | TRUE | 64681 | N | . | Clifton Park Solar 2, LLC | Nautilus Solar Solutions | 61227 | NY | MAT | NPCC |  | 22 | 2 | NAICS-22 Non-Cogen | PV | SUN | SUN | NYIS | 28884 | 3266 | 2021
Vintage2021 | solar pv | TRUE | 64682 | N | . | Adams | Adams Solar SC, LLC | 64254 | SC | SAT | SERC |  | 22 | 2 | NAICS-22 Non-Cogen | PV | SUN | SUN | DUK | 4192 | 474 | 2021
Vintage2017 | solar pv | FALSE | 64687 | N | . | Van der Hoek Solar Array/ Dairy | Maas Energy Works | 59213 | CA | PACC | WECC |  | 115 | 6 | Industrial NAICS Non-Cogen | PV | SUN | SUN | CISO | 2468 | 279 | 2021
Vintage2021 | solar pv | TRUE | 64690 | N | . | Todd Solar | Invenergy Services LLC | 49893 | MD | SAT | RFC |  | 22 | 2 | NAICS-22 Non-Cogen | PV | SUN | SUN | PJM | 225752 | 25526 | 2021
Vintage2021 | solar pv | TRUE | 64692 | N | . | Fredonia Solar LLC | Greenbacker Renewable Energy Corporation | 60025 | NY | MAT | NPCC |  | 22 | 2 | NAICS-22 Non-Cogen | PV | SUN | SUN | ISNE | 902 | 102 | 2021
Vintage2021 | solar pv | TRUE | 64693 | N | . | Dos Palos | Greenbacker Renewable Energy Corporation | 60025 | CA | PACC | WECC |  | 22 | 2 | NAICS-22 Non-Cogen | PV | SUN | SUN | CISO | 2131 | 241 | 2021
| other | FALSE | 64696 | N | . | Dunstable Solar 1, LLC | AES Distributed Energy | 61012 | MA | NEW | NPCC |  | 22 | 2 | NAICS-22 Non-Cogen | BA | MWH | OTH | ISNE | 0 | -54 | 2021
Vintage2021 | solar pv | TRUE | 64696 | N | . | Dunstable Solar 1, LLC | AES Distributed Energy | 61012 | MA | NEW | NPCC |  | 22 | 2 | NAICS-22 Non-Cogen | PV | SUN | SUN | ISNE | 39674 | 4486 | 2021
Vintage2021 | solar pv | TRUE | 64697 | N | . | Swan Garden | Swan Garden LLC | 64274 | MN | WNC | MRO |  | 22 | 2 | NAICS-22 Non-Cogen | PV | SUN | SUN | MISO | 3237 | 366 | 2021
Vintage2021 | solar pv | TRUE | 64698 | N | . | Blue Prairie Solar, LLC | Greenbacker Renewable Energy Corporation | 60025 | WI | ENC | MRO |  | 22 | 2 | NAICS-22 Non-Cogen | PV | SUN | SUN | MISO | 5793 | 655 | 2021
Vintage2021 | solar pv | TRUE | 64700 | N | . | El Dorado Solar, LLC | Greenbacker Renewable Energy Corporation | 60025 | CA | PACC | WECC |  | 22 | 2 | NAICS-22 Non-Cogen | PV | SUN | SUN | CISO | 5740 | 649 | 2021
Vintage2021 | solar pv | TRUE | 64705 | N | . | Fairhaven MA 2 | Consolidated Edison Development Inc. | 56769 | MA | NEW | NPCC |  | 22 | 2 | NAICS-22 Non-Cogen | PV | SUN | SUN | ISNE | 8251 | 933 | 2021
Vintage2021 | solar pv | TRUE | 64708 | N | . | Connexus Solar Baldwin 1BDN | Connexus Energy | 689 | MN | WNC | MRO |  | 22 | 1 | Electric Utility | PV | SUN | SUN | PJM | 38312 | 4332 | 2021
Vintage2021 | onshore wind | TRUE | 64710 | N | . | White Mesa Wind | White Mesa Wind, LLC | 64288 | TX | WSC | TRE |  | 22 | 2 | NAICS-22 Non-Cogen | WT | WND | WND | ERCO | 3704441 | 418865 | 2021
| other | FALSE | 64712 | N | . | Sanborn BESS 1 | Terra-Gen Operating Co-BESS | 64287 | CA | PACC | WECC |  | 22 | 2 | NAICS-22 Non-Cogen | BA | MWH | OTH | CISO | 0 | -3301 | 2021
| other | FALSE | 64713 | N | . | Sanborn BESS 2 | Terra-Gen Operating Co-BESS | 64287 | CA | PACC | WECC |  | 22 | 2 | NAICS-22 Non-Cogen | BA | MWH | OTH | CISO | 0 | -4174 | 2021
Vintage2021 | solar pv | TRUE | 64714 | N | . | Rice Lake Solar Array | AEP Onsite Partners, LLC | 60571 | WI | ENC | MRO |  | 22 | 2 | NAICS-22 Non-Cogen | PV | SUN | SUN | MISO | 31245 | 3533 | 2021
Vintage2021 | solar pv | TRUE | 64715 | N | . | Dusenberry | AES Distributed Energy | 61012 | NY | MAT | NPCC |  | 22 | 2 | NAICS-22 Non-Cogen | PV | SUN | SUN | ISNE | 150 | 17 | 2021
| solar pv | FALSE | 64716 | N | . | Knapp East (CSG) | AES Distributed Energy | 61012 | NY | MAT | NPCC |  | 22 | 2 | NAICS-22 Non-Cogen | PV | SUN | SUN | ISNE | 0 | 0 | 2021
| other | FALSE | 64719 | N | . | Glenmere Lake | AES Distributed Energy | 61012 | NY | MAT | NPCC |  | 22 | 2 | NAICS-22 Non-Cogen | BA | MWH | OTH | ISNE | 0 | -10 | 2021
Vintage2021 | solar pv | TRUE | 64719 | N | . | Glenmere Lake | AES Distributed Energy | 61012 | NY | MAT | NPCC |  | 22 | 2 | NAICS-22 Non-Cogen | PV | SUN | SUN | ISNE | 9870 | 1116 | 2021
| solar pv | FALSE | 64720 | N | . | Knapp West(CSG) | AES Distributed Energy | 61012 | NY | MAT | NPCC |  | 22 | 2 | NAICS-22 Non-Cogen | PV | SUN | SUN | ISNE | 0 | 0 | 2021
| solar pv | FALSE | 64721 | N | . | Rowe (CSG) | AES Distributed Energy | 61012 | NY | MAT | NPCC |  | 22 | 2 | NAICS-22 Non-Cogen | PV | SUN | SUN | ISNE | 0 | 0 | 2021
Vintage2019 | solar pv | TRUE | 64723 | N | . | Alton Road Solar | Revity Energy LLC | 64292 | RI | NEW | NPCC |  | 22 | 2 | NAICS-22 Non-Cogen | PV | SUN | SUN | ISNE | 215138 | 24326 | 2021
Vintage2021 | solar pv | TRUE | 64725 | N | . | Williams Rd | AES Distributed Energy | 61012 | NY | MAT | NPCC |  | 22 | 2 | NAICS-22 Non-Cogen | PV | SUN | SUN | ISNE | 291 | 33 | 2021
| other | FALSE | 64731 | N | . | Maple(CSG) | Maple Street Solar 1, LLC | 64296 | MA | NEW | NPCC |  | 22 | 2 | NAICS-22 Non-Cogen | BA | MWH | OTH | ISNE | 0 | 0 | 2021
Vintage2021 | solar pv | TRUE | 64731 | N | . | Maple(CSG) | Maple Street Solar 1, LLC | 64296 | MA | NEW | NPCC |  | 22 | 2 | NAICS-22 Non-Cogen | PV | SUN | SUN | ISNE | 884 | 100 | 2021
Vintage2021 | solar pv | TRUE | 64732 | N | . | Segunda II (CSG) | Segunda Solar II, LLC | 64297 | IL | ENC | RFC |  | 22 | 2 | NAICS-22 Non-Cogen | PV | SUN | SUN | PJM | 1079 | 122 | 2021
Vintage2021 | solar pv | TRUE | 64733 | N | . | Woodlawn II (CSG) | Woodlawn Solar II, LLC | 64298 | IL | ENC | RFC |  | 22 | 2 | NAICS-22 Non-Cogen | PV | SUN | SUN | PJM | 15760 | 1782 | 2021
Vintage2021 | solar pv | TRUE | 64734 | N | . | Dodds (CSG) | Dodds Solar, LLC | 64299 | IL | ENC | RFC |  | 22 | 2 | NAICS-22 Non-Cogen | PV | SUN | SUN | PJM | 7615 | 861 | 2021
Vintage2021 | solar pv | TRUE | 64735 | N | . | Olmstead II CSG | Olmstead Solar II, LLC | 64300 | IL | ENC | RFC |  | 22 | 2 | NAICS-22 Non-Cogen | PV | SUN | SUN | PJM | 18519 | 2094 | 2021
Vintage2021 | solar pv | TRUE | 64736 | N | . | Wolfcastle | Wolfcastle Solar, LLC | 64301 | IL | ENC | RFC |  | 22 | 2 | NAICS-22 Non-Cogen | PV | SUN | SUN | PJM | 1310 | 148 | 2021
Vintage2021 | solar pv | TRUE | 64741 | N | . | Morgan Solar 1 CSG | Morgan Solar 1 LLC | 64304 | IL | ENC | SERC |  | 22 | 2 | NAICS-22 Non-Cogen | PV | SUN | SUN | MISO | 11851 | 1340 | 2021
Vintage2021 | solar pv | TRUE | 64742 | N | . | Morgan Solar 1b CSG | Morgan Solar 1b LLC | 64305 | IL | ENC | SERC |  | 22 | 2 | NAICS-22 Non-Cogen | PV | SUN | SUN | MISO | 12205 | 1380 | 2021
Vintage2020 | solar pv | TRUE | 64746 | N | . | Goldman Sachs Carports Solar | DG Northeast 1, LLC | 63058 | NY | MAT | NPCC |  | 22 | 2 | NAICS-22 Non-Cogen | PV | SUN | SUN | NYIS | 6103 | 690 | 2021
Vintage2020 | other | TRUE | 64748 | N | . | Fuel Cell 18A Sneden Avenue | Annadale Community Clean Energy Projects LLC | 64309 | NY | MAT | NPCC |  | 22 | 2 | NAICS-22 Non-Cogen | FC | NG | NG | NYIS | 193918 | 30997 | 2021
Vintage2020 | other | TRUE | 64749 | N | . | Fuel Cell 18B Sneden Avenue | Annadale Community Clean Energy Projects LLC | 64309 | NY | MAT | NPCC |  | 22 | 2 | NAICS-22 Non-Cogen | FC | NG | NG | NYIS | 219719 | 35009 | 2021
Vintage2021 | onshore wind | TRUE | 64750 | N | . | Glass Sands Wind Facility | Southern Power Co | 17650 | OK | WSC | MRO |  | 22 | 2 | NAICS-22 Non-Cogen | WT | WND | WND | SWPP | 497891 | 56297 | 2021
Vintage2021 | solar pv | TRUE | 64751 | N | . | Amazon PSP1 | Greenbacker Renewable Energy Corporation | 60025 | CA | PACC | WECC |  | 22 | 2 | NAICS-22 Non-Cogen | PV | SUN | SUN | CISO | 13451 | 1521 | 2021
Vintage2018 | other | TRUE | 64753 | N | . | FDX010.0 FedEx Fuel Cell | 2016 ESA Project Company, LLC | 62150 | CT | NEW | NPCC |  | 22 | 2 | NAICS-22 Non-Cogen | FC | NG | NG | ISNE | 57442 | 7823 | 2021
Vintage2019 | other | TRUE | 64756 | N | . | EQX005.0 Toyama Fuel Cell | 2016 ESA Project Company, LLC | 62150 | CA | PACC | WECC |  | 22 | 2 | NAICS-22 Non-Cogen | FC | NG | NG | CISO | 56476 | 7804 | 2021
| other | FALSE | 64766 | N | . | Redwood Coast Airport Microgrid | Redwood Coast Energy Authority | 60868 | CA | PACC | WECC |  | 22 | 1 | Electric Utility | BA | MWH | OTH | CISO | 0 | -18 | 2021
Vintage2021 | solar pv | TRUE | 64766 | N | . | Redwood Coast Airport Microgrid | Redwood Coast Energy Authority | 60868 | CA | PACC | WECC |  | 22 | 1 | Electric Utility | PV | SUN | SUN | CISO | 327 | 37 | 2021
Vintage2021 | natural gas peaker | FALSE | 64769 | N | . | WAL194 | Walmart Stores Texas, LLC | 64315 | TX | WSC | TRE |  | 441 | 4 | Commercial NAICS Non-Cogen | IC | NG | NG | ERCO | 2129 | 151 | 2021
Vintage2020 | petroleum | FALSE | 64770 | N | . | WAL202 | Walmart Stores Texas, LLC | 64315 | TX | WSC | TRE |  | 441 | 4 | Commercial NAICS Non-Cogen | IC | DFO | DFO | ERCO | 463 | 50 | 2021
| natural gas peaker | FALSE | 64770 | N | . | WAL202 | Walmart Stores Texas, LLC | 64315 | TX | WSC | TRE |  | 441 | 4 | Commercial NAICS Non-Cogen | IC | NG | NG | ERCO | 0 | 0 | 2021
| natural gas peaker | FALSE | 64771 | N | . | WAL266 | Walmart Stores Texas, LLC | 64315 | TX | WSC | TRE |  | 441 | 4 | Commercial NAICS Non-Cogen | IC | NG | NG | ERCO | 0 | 0 | 2021
Vintage2021 | natural gas peaker | FALSE | 64772 | N | . | WAL284 | Walmart Stores Texas, LLC | 64315 | TX | WSC | TRE |  | 441 | 4 | Commercial NAICS Non-Cogen | IC | NG | NG | ERCO | 151 | 11 | 2021
| natural gas peaker | FALSE | 64773 | N | . | WAL407 | Walmart Stores Texas, LLC | 64315 | TX | WSC | TRE |  | 441 | 4 | Commercial NAICS Non-Cogen | IC | NG | NG | ERCO | 0 | 0 | 2021
Vintage2021 | natural gas peaker | FALSE | 64774 | N | . | WAL414 | Walmart Stores Texas, LLC | 64315 | TX | WSC | TRE |  | 441 | 4 | Commercial NAICS Non-Cogen | IC | NG | NG | ERCO | 1498 | 106 | 2021
Vintage2021 | natural gas peaker | FALSE | 64775 | N | . | WAL447 | Walmart Stores Texas, LLC | 64315 | TX | WSC | TRE |  | 441 | 4 | Commercial NAICS Non-Cogen | IC | NG | NG | ERCO | 112 | 8 | 2021
| natural gas peaker | FALSE | 64776 | N | . | WAL452 | Walmart Stores Texas, LLC | 64315 | TX | WSC | TRE |  | 441 | 4 | Commercial NAICS Non-Cogen | IC | NG | NG | ERCO | 0 | 0 | 2021
| natural gas peaker | FALSE | 64777 | N | . | WAL456 | Walmart Stores Texas, LLC | 64315 | TX | WSC | TRE |  | 441 | 4 | Commercial NAICS Non-Cogen | IC | NG | NG | ERCO | 0 | 0 | 2021
Vintage2021 | natural gas peaker | FALSE | 64778 | N | . | WAL461 | Walmart Stores Texas, LLC | 64315 | TX | WSC | TRE |  | 441 | 4 | Commercial NAICS Non-Cogen | IC | NG | NG | ERCO | 1 | 2 | 2021
Vintage2021 | solar pv | TRUE | 64779 | N | . | IGS Frankfort 2 CSG | IGS Solar LLC | 64316 | IL | ENC | SERC |  | 22 | 2 | NAICS-22 Non-Cogen | PV | SUN | SUN | PJM | 13602 | 1538 | 2021
Vintage2020 | solar pv | TRUE | 64781 | N | . | Kearsarge Westerly | Kearsarge Westerly LLC | 64327 | RI | NEW | NPCC |  | 22 | 2 | NAICS-22 Non-Cogen | PV | SUN | SUN | ISNE | 60953 | 6892 | 2021
Vintage2020 | solar pv | TRUE | 64782 | N | . | Kearsarge Fogland | Kearsarge Fogland LLC | 64328 | RI | NEW | NPCC |  | 22 | 2 | NAICS-22 Non-Cogen | PV | SUN | SUN | ISNE | 27442 | 3103 | 2021
Vintage2020 | solar pv | TRUE | 64783 | N | . | Kearsarge East Providence | Kearsarge East Providence LLC | 64330 | RI | NEW | NPCC |  | 22 | 2 | NAICS-22 Non-Cogen | PV | SUN | SUN | ISNE | 30697 | 3471 | 2021
Vintage2021 | solar pv | TRUE | 64784 | N | . | Long John CSG | Long John Solar, LLC | 64338 | IL | ENC | RFC |  | 22 | 2 | NAICS-22 Non-Cogen | PV | SUN | SUN | PJM | 18580 | 2101 | 2021
Vintage2021 | solar pv | TRUE | 64785 | N | . | Woodlawn CSG | Woodlawn Solar, LLC | 64337 | IL | ENC | RFC |  | 22 | 2 | NAICS-22 Non-Cogen | PV | SUN | SUN | PJM | 15759 | 1782 | 2021
Vintage2021 | solar pv | TRUE | 64786 | N | . | Hurricane Creek CSG | SPG IL Hurricane Creek Solar LLC | 64336 | IL | ENC | SERC |  | 22 | 2 | NAICS-22 Non-Cogen | PV | SUN | SUN | MISO | 13796 | 1560 | 2021
Vintage2021 | solar pv | TRUE | 64787 | N | . | Viking Solar CSG | Viking Solar, LLC | 64335 | IL | ENC | SERC |  | 22 | 2 | NAICS-22 Non-Cogen | PV | SUN | SUN | MISO | 15177 | 1716 | 2021
Vintage2021 | solar pv | TRUE | 64788 | N | . | Freehold(CSG) | Freehold Solar, LLC | 64334 | NY | MAT | NPCC |  | 22 | 2 | NAICS-22 Non-Cogen | PV | SUN | SUN | NYIS | 19094 | 2159 | 2021
Vintage2021 | solar pv | TRUE | 64789 | N | . | Moraine CSG | Moraine Solar, LLC | 64333 | IL | ENC | SERC |  | 22 | 2 | NAICS-22 Non-Cogen | PV | SUN | SUN | MISO | 1362 | 154 | 2021
Vintage2021 | solar pv | TRUE | 64790 | N | . | OER Checkerspot | Standard Solar | 60531 | MD | SAT | RFC |  | 22 | 2 | NAICS-22 Non-Cogen | PV | SUN | SUN | PJM | 593 | 67 | 2021
Vintage2019 | natural gas peaker | FALSE | 64791 | N | . | WAL462 | Walmart Stores Texas, LLC | 64315 | TX | WSC | TRE |  | 441 | 4 | Commercial NAICS Non-Cogen | IC | NG | NG | ERCO | 4011 | 270 | 2021
Vintage2020 | natural gas peaker | FALSE | 64793 | N | . | WAL522 | Walmart Stores Texas, LLC | 64315 | TX | WSC | TRE |  | 441 | 4 | Commercial NAICS Non-Cogen | IC | NG | NG | ERCO | 3806 | 271 | 2021
Vintage2019 | natural gas peaker | FALSE | 64794 | N | . | WAL529 | Walmart Stores Texas, LLC | 64315 | TX | WSC | TRE |  | 441 | 4 | Commercial NAICS Non-Cogen | IC | NG | NG | ERCO | 4261 | 287 | 2021
Vintage2021 | natural gas peaker | FALSE | 64795 | N | . | WAL536 | Walmart Stores Texas, LLC | 64315 | TX | WSC | TRE |  | 441 | 4 | Commercial NAICS Non-Cogen | IC | NG | NG | ERCO | 172 | 12 | 2021
| natural gas peaker | FALSE | 64796 | N | . | WAL537 | Walmart Stores Texas, LLC | 64315 | TX | WSC | TRE |  | 441 | 4 | Commercial NAICS Non-Cogen | IC | NG | NG | ERCO | 0 | 0 | 2021
Vintage2020 | natural gas peaker | FALSE | 64797 | N | . | WAL546 | Walmart Stores Texas, LLC | 64315 | TX | WSC | TRE |  | 441 | 4 | Commercial NAICS Non-Cogen | IC | NG | NG | ERCO | 3500 | 249 | 2021
Vintage2020 | natural gas peaker | FALSE | 64799 | N | . | WAL602 | Walmart Stores Texas, LLC | 64315 | TX | WSC | TRE |  | 441 | 4 | Commercial NAICS Non-Cogen | IC | NG | NG | ERCO | 4221 | 300 | 2021
Vintage2020 | natural gas peaker | FALSE | 64800 | N | . | WAL744 | Walmart Stores Texas, LLC | 64315 | TX | WSC | TRE |  | 441 | 4 | Commercial NAICS Non-Cogen | IC | NG | NG | ERCO | 6268 | 446 | 2021
Vintage2020 | natural gas peaker | FALSE | 64801 | N | . | WAL752 | Walmart Stores Texas, LLC | 64315 | TX | WSC | TRE |  | 441 | 4 | Commercial NAICS Non-Cogen | IC | NG | NG | ERCO | 3297 | 235 | 2021
Vintage2019 | natural gas peaker | FALSE | 64802 | N | . | WAL768 | Walmart Stores Texas, LLC | 64315 | TX | WSC | TRE |  | 441 | 4 | Commercial NAICS Non-Cogen | IC | NG | NG | ERCO | 3352 | 239 | 2021
| natural gas peaker | FALSE | 64803 | N | . | WAL772 | Walmart Stores Texas, LLC | 64315 | TX | WSC | TRE |  | 441 | 4 | Commercial NAICS Non-Cogen | IC | NG | NG | ERCO | 0 | 0 | 2021
| natural gas peaker | FALSE | 64804 | N | . | WAL791 | Walmart Stores Texas, LLC | 64315 | TX | WSC | TRE |  | 441 | 4 | Commercial NAICS Non-Cogen | IC | NG | NG | ERCO | 0 | 0 | 2021
Vintage2020 | natural gas peaker | FALSE | 64805 | N | . | WAL849 | Walmart Stores Texas, LLC | 64315 | TX | WSC | TRE |  | 441 | 4 | Commercial NAICS Non-Cogen | IC | NG | NG | ERCO | 3943 | 281 | 2021
Vintage2020 | natural gas peaker | FALSE | 64806 | N | . | WAL872 | Walmart Stores Texas, LLC | 64315 | TX | WSC | TRE |  | 441 | 4 | Commercial NAICS Non-Cogen | IC | NG | NG | ERCO | 3430 | 244 | 2021
Vintage2021 | natural gas peaker | FALSE | 64807 | N | . | WAL896 | Walmart Stores Texas, LLC | 64315 | TX | WSC | TRE |  | 441 | 4 | Commercial NAICS Non-Cogen | IC | NG | NG | ERCO | 603 | 34 | 2021
Vintage2021 | natural gas peaker | FALSE | 64808 | N | . | WAL897 | Walmart Stores Texas, LLC | 64315 | TX | WSC | TRE |  | 441 | 4 | Commercial NAICS Non-Cogen | IC | NG | NG | ERCO | 1553 | 105 | 2021
Vintage2020 | natural gas peaker | FALSE | 64809 | N | . | WAL940 | Walmart Stores Texas, LLC | 64315 | TX | WSC | TRE |  | 441 | 4 | Commercial NAICS Non-Cogen | IC | NG | NG | ERCO | 4959 | 353 | 2021
Vintage2020 | natural gas peaker | FALSE | 64810 | N | . | WAL947 | Walmart Stores Texas, LLC | 64315 | TX | WSC | TRE |  | 441 | 4 | Commercial NAICS Non-Cogen | IC | NG | NG | ERCO | 4543 | 323 | 2021
Vintage2020 | natural gas peaker | FALSE | 64812 | N | . | WAL972 | Walmart Stores Texas, LLC | 64315 | TX | WSC | TRE |  | 441 | 4 | Commercial NAICS Non-Cogen | IC | NG | NG | ERCO | 2107 | 150 | 2021
Vintage2019 | natural gas peaker | FALSE | 64813 | N | . | WAL1040 | Walmart Stores Texas, LLC | 64315 | TX | WSC | TRE |  | 441 | 4 | Commercial NAICS Non-Cogen | IC | NG | NG | ERCO | 5379 | 383 | 2021
Vintage2021 | natural gas peaker | FALSE | 64814 | N | . | WAL1062 | Walmart Stores Texas, LLC | 64315 | TX | WSC | TRE |  | 441 | 4 | Commercial NAICS Non-Cogen | IC | NG | NG | ERCO | 2841 | 202 | 2021
Vintage2019 | natural gas peaker | FALSE | 64815 | N | . | WAL1103 | Walmart Stores Texas, LLC | 64315 | TX | WSC | TRE |  | 441 | 4 | Commercial NAICS Non-Cogen | IC | NG | NG | ERCO | 5441 | 387 | 2021
Vintage2020 | natural gas peaker | FALSE | 64816 | N | . | WAL1232 | Walmart Stores Texas, LLC | 64315 | TX | WSC | TRE |  | 441 | 4 | Commercial NAICS Non-Cogen | IC | NG | NG | ERCO | 4196 | 299 | 2021
Vintage2021 | solar pv | TRUE | 64817 | N | . | Energix Leatherwood, LLC | Energix Leatherwood, LLC | 64340 | VA | SAT | RFC |  | 22 | 2 | NAICS-22 Non-Cogen | PV | SUN | SUN | PJM | 111859 | 12648 | 2021
Vintage2021 | solar pv | TRUE | 64818 | N | . | Connexus Solar Stanford 1STF | Connexus Energy | 689 | MN | WNC | MRO |  | 22 | 1 | Electric Utility | PV | SUN | SUN | MISO | 71857 | 8125 | 2021
| solar pv | FALSE | 64820 | N | . | Broadway Road Solar, LLC | Broadway Road Solar, LLC | 64343 | NC | SAT | SERC |  | 22 | 2 | NAICS-22 Non-Cogen | PV | SUN | SUN | CPLE | 0 | 0 | 2021
Vintage2021 | solar pv | TRUE | 64821 | N | . | FELPS 1 - Calaveras | DG Central 1, LLC | 64083 | TX | WSC | TRE |  | 22 | 2 | NAICS-22 Non-Cogen | PV | SUN | SUN | ERCO | 13762 | 1556 | 2021
| solar pv | FALSE | 64822 | N | . | Wyse Fork Solar Farm, LLC | Wyse Fork Solar Farm, LLC | 64342 | NC | SAT | SERC |  | 22 | 2 | NAICS-22 Non-Cogen | PV | SUN | SUN | CPLE | 0 | 0 | 2021
Vintage2021 | solar pv | TRUE | 64823 | N | . | FELPS 2 - Calaveras | DG Central 1, LLC | 64083 | TX | WSC | TRE |  | 22 | 2 | NAICS-22 Non-Cogen | PV | SUN | SUN | ERCO | 14946 | 1690 | 2021
Vintage2021 | solar pv | TRUE | 64824 | N | . | FELPS 3 - Floresville South | DG Central 1, LLC | 64083 | TX | WSC | TRE |  | 22 | 2 | NAICS-22 Non-Cogen | PV | SUN | SUN | ERCO | 8588 | 971 | 2021
Vintage2021 | solar pv | TRUE | 64825 | N | . | FELPS 4 - Floresville South | DG Central 1, LLC | 64083 | TX | WSC | TRE |  | 22 | 2 | NAICS-22 Non-Cogen | PV | SUN | SUN | ERCO | 9410 | 1064 | 2021
Vintage2021 | solar pv | TRUE | 64826 | N | . | FELPS 5- Floresville South | DG Central 1, LLC | 64083 | TX | WSC | TRE |  | 22 | 2 | NAICS-22 Non-Cogen | PV | SUN | SUN | ERCO | 8685 | 982 | 2021
Vintage2021 | solar pv | TRUE | 64827 | N | . | FELPS 6- Floresville West | DG Central 1, LLC | 64083 | TX | WSC | TRE |  | 22 | 2 | NAICS-22 Non-Cogen | PV | SUN | SUN | ERCO | 7137 | 807 | 2021
Vintage2021 | solar pv | TRUE | 64828 | N | . | FELPS 7- Floresville West | DG Central 1, LLC | 64083 | TX | WSC | TRE |  | 22 | 2 | NAICS-22 Non-Cogen | PV | SUN | SUN | ERCO | 10082 | 1140 | 2021
Vintage2021 | natural gas peaker | FALSE | 64829 | N | . | WAL1272 | Walmart Stores Texas, LLC | 64315 | TX | WSC | TRE |  | 441 | 4 | Commercial NAICS Non-Cogen | IC | NG | NG | ERCO | 1773 | 126 | 2021
| solar pv | FALSE | 64830 | N | . | Brightwood Solar, LLC | Brightwood Solar, LLC | 64341 | OR | PACC | WECC |  | 22 | 2 | NAICS-22 Non-Cogen | PV | SUN | SUN | PGE | 0 | 0 | 2021
| solar pv | FALSE | 64831 | N | . | Oak Leaf Solar XVIII LLC | Greenbacker Renewable Energy Corporation | 60025 | CO | MTN | WECC |  | 22 | 2 | NAICS-22 Non-Cogen | PV | SUN | SUN | SWPP | 0 | 0 | 2021
Vintage2020 | solar pv | TRUE | 64836 | N | . | Catalina Express | USPS LA Solar FiT A & B | 60950 | CA | PACC | WECC |  | 22 | 2 | NAICS-22 Non-Cogen | PV | SUN | SUN | CISO | 16210 | 1833 | 2021
Vintage2020 | solar pv | TRUE | 64837 | N | . | Marina South | USPS LA Solar FiT A & B | 60950 | CA | PACC | WECC |  | 22 | 2 | NAICS-22 Non-Cogen | PV | SUN | SUN | CISO | 17210 | 1946 | 2021
| solar pv | FALSE | 64843 | N | . | SR Washington I, LLC | SR Washington I, LLC | 64359 | TN | ESC | SERC |  | 22 | 2 | NAICS-22 Non-Cogen | PV | SUN | SUN | TVA | 0 | 0 | 2021
Vintage2021 | solar pv | TRUE | 64846 | N | . | Prairie | Prairie Street Operating, LLC | 64353 | CA | PACC | WECC |  | 22 | 2 | NAICS-22 Non-Cogen | PV | SUN | SUN | LDWP | 21295 | 2408 | 2021
Vintage2021 | natural gas peaker | FALSE | 64854 | Y | . | Tate & Lyle Lafayette South Plant | Tate & Lyle Lafayette South Plant | 64367 | IN | ENC | RFC |  | 311 | 7 | Industrial NAICS Cogen | GT | NG | NG | MISO | 1497562 | 131673 | 2021
Vintage2021 | solar pv | TRUE | 64860 | N | . | Billings Road | Greenbacker Renewable Energy Corporation | 60025 | VT | NEW | NPCC |  | 22 | 2 | NAICS-22 Non-Cogen | PV | SUN | SUN | ISNE | 513 | 58 | 2021
Vintage2021 | solar pv | TRUE | 64861 | N | . | Deer Creek 2 | Greenbacker Renewable Energy Corporation | 60025 | CA | PACC | WECC |  | 22 | 2 | NAICS-22 Non-Cogen | PV | SUN | SUN | CISO | 3122 | 353 | 2021
Vintage2021 | solar pv | TRUE | 64862 | N | . | Strobus | Greenbacker Renewable Energy Corporation | 60025 | WI | ENC | RFC |  | 22 | 2 | NAICS-22 Non-Cogen | PV | SUN | SUN | MISO | 708 | 80 | 2021
Vintage2021 | solar pv | TRUE | 64863 | N | . | ER Salvage Yard | Greenbacker Renewable Energy Corporation | 60025 | VT | NEW | NPCC |  | 22 | 2 | NAICS-22 Non-Cogen | PV | SUN | SUN | ISNE | 690 | 78 | 2021
Vintage2021 | solar pv | TRUE | 64866 | N | . | USS Wildcat Solar LLC | USS Wildcat Solar LLC | 64375 | MN | WNC | MRO |  | 22 | 2 | NAICS-22 Non-Cogen | PV | SUN | SUN | MISO | 557 | 63 | 2021
Vintage2021 | solar pv | TRUE | 64868 | N | . | Keeversville Solar CSG | Keeversville Solar Energy Center LLC | 64372 | IL | ENC | SERC |  | 22 | 2 | NAICS-22 Non-Cogen | PV | SUN | SUN | PJM | 11737 | 1327 | 2021
Vintage2021 | solar pv | TRUE | 64869 | N | . | Helen CSG 1 LLC | Helen CSG 1 LLC | 64373 | MN | WNC | MRO |  | 22 | 2 | NAICS-22 Non-Cogen | PV | SUN | SUN | MISO | 1424 | 161 | 2021
Vintage2021 | solar pv | TRUE | 64871 | N | . | USS Danube Solar LLC | USS Danube Solar LLC | 64376 | MN | WNC | MRO |  | 22 | 2 | NAICS-22 Non-Cogen | PV | SUN | SUN | MISO | 637 | 72 | 2021
Vintage2021 | natural gas peaker | TRUE | 64873 | N | . | Pittsburgh Airport Gas Plant | IMG Energy Solutions | 64378 | PA | MAT | RFC |  | 22 | 2 | NAICS-22 Non-Cogen | IC | NG | NG | PJM | 535780 | 56296 | 2021
Vintage2021 | solar pv | TRUE | 64874 | N | . | PG Solar 1 | IMG Energy Solutions | 64378 | PA | MAT | RFC |  | 22 | 2 | NAICS-22 Non-Cogen | PV | SUN | SUN | PJM | 16600 | 1877 | 2021
| other | FALSE | 64875 | N | . | 276 Federal Rd(CSG) | 276FED WHAM8 Solar, LLC | 64381 | MA | NEW | NPCC |  | 22 | 2 | NAICS-22 Non-Cogen | BA | MWH | OTH | ISNE | 0 | 0 | 2021
Vintage2021 | solar pv | TRUE | 64875 | N | . | 276 Federal Rd(CSG) | 276FED WHAM8 Solar, LLC | 64381 | MA | NEW | NPCC |  | 22 | 2 | NAICS-22 Non-Cogen | PV | SUN | SUN | ISNE | 9 | 1 | 2021
| other | FALSE | 64876 | N | . | 0 Hammond St CSG | 0HAM WHAM8 Solar, LLC | 64380 | MA | NEW | NPCC |  | 22 | 2 | NAICS-22 Non-Cogen | BA | MWH | OTH | ISNE | 0 | 0 | 2021
| solar pv | FALSE | 64876 | N | . | 0 Hammond St CSG | 0HAM WHAM8 Solar, LLC | 64380 | MA | NEW | NPCC |  | 22 | 2 | NAICS-22 Non-Cogen | PV | SUN | SUN | ISNE | 0 | 0 | 2021
| other | FALSE | 64877 | N | . | Edwards Sanborn E3 | Terra-Gen Operating Co-Hybrid | 64366 | CA | PACC | WECC |  | 22 | 2 | NAICS-22 Non-Cogen | BA | MWH | OTH | CISO | 0 | 0 | 2021
Vintage2021 | solar pv | TRUE | 64877 | N | . | Edwards Sanborn E3 | Terra-Gen Operating Co-Hybrid | 64366 | CA | PACC | WECC |  | 22 | 2 | NAICS-22 Non-Cogen | PV | SUN | SUN | CISO | 10365 | 1172 | 2021
Vintage2021 | solar pv | TRUE | 64879 | N | . | Edwards Sanborn E2 | Terra-Gen Operating Co-Hybrid | 64366 | CA | PACC | WECC |  | 22 | 2 | NAICS-22 Non-Cogen | PV | SUN | SUN | CISO | 40037 | 4527 | 2021
Vintage2021 | solar pv | TRUE | 64880 | N | . | Venture 1 - 1A CSG | UXI CSG Venture 1 8301 LLC | 64382 | CO | MTN | WECC |  | 22 | 2 | NAICS-22 Non-Cogen | PV | SUN | SUN | PSCO | 19200 | 2171 | 2021
| solar pv | FALSE | 64881 | N | . | NMSU Solar and Storage | El Paso Electric Co | 5701 | NM | MTN |  |  | 22 | 1 | Electric Utility | PV | SUN | SUN | EPE | 0 | 0 | 2021
Vintage2021 | natural gas peaker | FALSE | 64883 | N | . | WAL1455 | Walmart Stores Texas, LLC | 64315 | TX | WSC |  |  | 441 | 4 | Commercial NAICS Non-Cogen | IC | NG | NG | ERCO | 110 | 8 | 2021
| natural gas peaker | FALSE | 64885 | N | . | WAL2257 | Walmart Stores Texas, LLC | 64315 | TX | WSC |  |  | 441 | 4 | Commercial NAICS Non-Cogen | IC | NG | NG | ERCO | 0 | 0 | 2021
Vintage2021 | natural gas peaker | FALSE | 64886 | N | . | WAL2439 | Walmart Stores Texas, LLC | 64315 | TX | WSC |  |  | 441 | 4 | Commercial NAICS Non-Cogen | IC | NG | NG | ERCO | 38 | 3 | 2021
| natural gas peaker | FALSE | 64887 | N | . | WAL2667 | Walmart Stores Texas, LLC | 64315 | TX | WSC |  |  | 441 | 4 | Commercial NAICS Non-Cogen | IC | NG | NG | ERCO | 0 | 0 | 2021
Vintage2020 | natural gas peaker | FALSE | 64888 | N | . | WAL2724 | Walmart Stores Texas, LLC | 64315 | TX | WSC |  |  | 441 | 4 | Commercial NAICS Non-Cogen | IC | NG | NG | ERCO | 3681 | 262 | 2021
| natural gas peaker | FALSE | 64889 | N | . | WAL2883 | Walmart Stores Texas, LLC | 64315 | TX | WSC |  |  | 441 | 4 | Commercial NAICS Non-Cogen | IC | NG | NG | ERCO | 0 | 0 | 2021
Vintage2021 | natural gas peaker | FALSE | 64890 | N | . | WAL2980 | Walmart Stores Texas, LLC | 64315 | TX | WSC |  |  | 441 | 4 | Commercial NAICS Non-Cogen | IC | NG | NG | ERCO | 188 | 13 | 2021
| natural gas peaker | FALSE | 64891 | N | . | WAL2993 | Walmart Stores Texas, LLC | 64315 | TX | WSC |  |  | 441 | 4 | Commercial NAICS Non-Cogen | IC | NG | NG | ERCO | 0 | 0 | 2021
| solar pv | FALSE | 64892 | N | . | TPE Erath Solar, LLC | Navisun LLC | 62836 | TX | WSC |  |  | 22 | 2 | NAICS-22 Non-Cogen | PV | SUN | SUN | ERCO | 0 | 0 | 2021
Vintage2019 | natural gas peaker | FALSE | 64895 | N | . | WAL3226 | Walmart Stores Texas, LLC | 64315 | TX | WSC |  |  | 441 | 4 | Commercial NAICS Non-Cogen | IC | NG | NG | ERCO | 5782 | 412 | 2021
Vintage2021 | natural gas peaker | FALSE | 64896 | N | . | WAL3284 | Walmart Stores Texas, LLC | 64315 | TX | WSC |  |  | 441 | 4 | Commercial NAICS Non-Cogen | IC | NG | NG | ERCO | 2043 | 144 | 2021
Vintage2021 | natural gas peaker | FALSE | 64897 | N | . | WAL3285 | Walmart Stores Texas, LLC | 64315 | TX | WSC |  |  | 441 | 4 | Commercial NAICS Non-Cogen | IC | NG | NG | ERCO | 240 | 17 | 2021
Vintage2020 | natural gas peaker | FALSE | 64898 | N | . | WAL3297 | Walmart Stores Texas, LLC | 64315 | TX | WSC |  |  | 441 | 4 | Commercial NAICS Non-Cogen | IC | NG | NG | ERCO | 5384 | 383 | 2021
Vintage2020 | natural gas peaker | FALSE | 64899 | N | . | WAL3298 | Walmart Stores Texas, LLC | 64315 | TX | WSC |  |  | 441 | 4 | Commercial NAICS Non-Cogen | IC | NG | NG | ERCO | 3893 | 277 | 2021
| natural gas peaker | FALSE | 64900 | N | . | WAL3302 | Walmart Stores Texas, LLC | 64315 | TX | WSC |  |  | 441 | 4 | Commercial NAICS Non-Cogen | IC | NG | NG | ERCO | 0 | 0 | 2021
Vintage2021 | natural gas peaker | FALSE | 64901 | N | . | WAL3320 | Walmart Stores Texas, LLC | 64315 | TX | WSC |  |  | 441 | 4 | Commercial NAICS Non-Cogen | IC | NG | NG | ERCO | 382 | 27 | 2021
Vintage2020 | natural gas peaker | FALSE | 64902 | N | . | WAL3390 | Walmart Stores Texas, LLC | 64315 | TX | WSC |  |  | 441 | 4 | Commercial NAICS Non-Cogen | IC | NG | NG | ERCO | 5332 | 379 | 2021
Vintage2020 | solar pv | TRUE | 64905 | N | . | Mt. Morris Solar CSG | DG Illinois Solar, LLC | 63505 | IL | ENC |  |  | 22 | 2 | NAICS-22 Non-Cogen | PV | SUN | SUN | PJM | 29354 | 3319 | 2021
Vintage2021 | solar pv | TRUE | 64906 | N | . | Hazel | Greenbacker Renewable Energy Corporation | 60025 | MN | WNC |  |  | 22 | 2 | NAICS-22 Non-Cogen | PV | SUN | SUN | MISO | 3547 | 401 | 2021
Vintage2021 | solar pv | TRUE | 64907 | N | . | Fountain | Greenbacker Renewable Energy Corporation | 60025 | MN | WNC |  |  | 22 | 2 | NAICS-22 Non-Cogen | PV | SUN | SUN | MISO | 2892 | 327 | 2021
Vintage2020 | solar pv | TRUE | 64918 | N | . | NorthropGrummanSolar(Rolling Meadows,IL) | DG Illinois Solar, LLC | 63505 | IL | ENC |  |  | 22 | 2 | NAICS-22 Non-Cogen | PV | SUN | SUN | PJM | 12453 | 1408 | 2021
Vintage2020 | solar pv | TRUE | 64919 | N | . | FedEx Chicago Solar Facility | DG Illinois Solar, LLC | 63505 | IL | ENC |  |  | 22 | 2 | NAICS-22 Non-Cogen | PV | SUN | SUN | PJM | 16892 | 1910 | 2021
| natural gas peaker | FALSE | 64923 | N | . | WAL3425 | Walmart Stores Texas, LLC | 64315 | TX | WSC |  |  | 441 | 4 | Commercial NAICS Non-Cogen | IC | NG | NG | ERCO | 0 | 0 | 2021
Vintage2021 | natural gas peaker | FALSE | 64924 | N | . | WAL3432 | Walmart Stores Texas, LLC | 64315 | TX | WSC |  |  | 441 | 4 | Commercial NAICS Non-Cogen | IC | NG | NG | ERCO | 24 | 2 | 2021
Vintage2021 | natural gas peaker | FALSE | 64925 | N | . | WAL3500 | Walmart Stores Texas, LLC | 64315 | TX | WSC |  |  | 441 | 4 | Commercial NAICS Non-Cogen | IC | NG | NG | ERCO | 20 | 1 | 2021
Vintage2019 | natural gas peaker | FALSE | 64926 | N | . | WAL3510 | Walmart Stores Texas, LLC | 64315 | TX | WSC |  |  | 441 | 4 | Commercial NAICS Non-Cogen | IC | NG | NG | ERCO | 1800 | 121 | 2021
Vintage0 | solar pv | FALSE | 64927 | N | . | Aktina Solar | Hecate Energy Ramsey , LLC | 64409 | TX | WSC |  |  | 22 | 2 | NAICS-22 Non-Cogen | PV | SUN | SUN | ERCO | 974140 | 110147 | 2021
Vintage2021 | solar pv | TRUE | 64930 | N | . | Stockton (MN) | Greenbacker Renewable Energy Corporation | 60025 | MN | WNC |  |  | 22 | 2 | NAICS-22 Non-Cogen | PV | SUN | SUN | MISO | 2352 | 266 | 2021
Vintage2021 | solar pv | TRUE | 64932 | N | . | Rushford Village | Greenbacker Renewable Energy Corporation | 60025 | MN | WNC |  |  | 22 | 2 | NAICS-22 Non-Cogen | PV | SUN | SUN | MISO | 1159 | 131 | 2021
| natural gas peaker | FALSE | 64933 | N | . | WAL3518 | Walmart Stores Texas, LLC | 64315 | TX | WSC |  |  | 441 | 4 | Commercial NAICS Non-Cogen | IC | NG | NG | ERCO | 0 | 0 | 2021
Vintage2019 | natural gas peaker | FALSE | 64934 | N | . | WAL3572 | Walmart Stores Texas, LLC | 64315 | TX | WSC |  |  | 441 | 4 | Commercial NAICS Non-Cogen | IC | NG | NG | ERCO | 2335 | 157 | 2021
| natural gas peaker | FALSE | 64935 | N | . | WAL3584 | Walmart Stores Texas, LLC | 64315 | TX | WSC |  |  | 441 | 4 | Commercial NAICS Non-Cogen | IC | NG | NG | ERCO | 0 | 0 | 2021
Vintage2020 | natural gas peaker | FALSE | 64936 | N | . | WAL3631 | Walmart Stores Texas, LLC | 64315 | TX | WSC |  |  | 441 | 4 | Commercial NAICS Non-Cogen | IC | NG | NG | ERCO | 4495 | 320 | 2021
Vintage2020 | natural gas peaker | FALSE | 64937 | N | . | WAL3773 | Walmart Stores Texas, LLC | 64315 | TX | WSC |  |  | 441 | 4 | Commercial NAICS Non-Cogen | IC | NG | NG | ERCO | 5022 | 357 | 2021
Vintage2020 | petroleum | FALSE | 64938 | N | . | WAL3777 | Walmart Stores Texas, LLC | 64315 | TX | WSC |  |  | 441 | 4 | Commercial NAICS Non-Cogen | IC | DFO | DFO | ERCO | 768 | 80 | 2021
Vintage2020 | natural gas peaker | FALSE | 64939 | N | . | WAL3827 | Walmart Stores Texas, LLC | 64315 | TX | WSC |  |  | 441 | 4 | Commercial NAICS Non-Cogen | IC | NG | NG | ERCO | 3614 | 257 | 2021
Vintage2021 | natural gas peaker | FALSE | 64940 | N | . | WAL3886 | Walmart Stores Texas, LLC | 64315 | TX | WSC |  |  | 441 | 4 | Commercial NAICS Non-Cogen | IC | NG | NG | ERCO | 500 | 35 | 2021
Vintage2021 | natural gas peaker | FALSE | 64942 | N | . | WAL4298 | Walmart Stores Texas, LLC | 64315 | TX | WSC |  |  | 441 | 4 | Commercial NAICS Non-Cogen | IC | NG | NG | ERCO | 193 | 14 | 2021
Vintage2020 | natural gas peaker | FALSE | 64943 | N | . | WAL4509 | Walmart Stores Texas, LLC | 64315 | TX | WSC |  |  | 441 | 4 | Commercial NAICS Non-Cogen | IC | NG | NG | ERCO | 2842 | 202 | 2021
Vintage2020 | natural gas peaker | FALSE | 64944 | N | . | WAL4512 | Walmart Stores Texas, LLC | 64315 | TX | WSC |  |  | 441 | 4 | Commercial NAICS Non-Cogen | IC | NG | NG | ERCO | 5875 | 418 | 2021
| natural gas peaker | FALSE | 64945 | N | . | WAL4526 | Walmart Stores Texas, LLC | 64315 | TX | WSC |  |  | 441 | 4 | Commercial NAICS Non-Cogen | IC | NG | NG | ERCO | 0 | 0 | 2021
Vintage2019 | natural gas peaker | FALSE | 64946 | N | . | WAL4538 | Walmart Stores Texas, LLC | 64315 | TX | WSC |  |  | 441 | 4 | Commercial NAICS Non-Cogen | IC | NG | NG | ERCO | 2832 | 202 | 2021
Vintage2020 | natural gas peaker | FALSE | 64947 | N | . | WAL5045 | Walmart Stores Texas, LLC | 64315 | TX | WSC |  |  | 441 | 4 | Commercial NAICS Non-Cogen | IC | NG | NG | ERCO | 5437 | 387 | 2021
Vintage2020 | natural gas peaker | FALSE | 64949 | N | . | WAL5091 | Walmart Stores Texas, LLC | 64315 | TX | WSC |  |  | 441 | 4 | Commercial NAICS Non-Cogen | IC | NG | NG | ERCO | 4466 | 318 | 2021
Vintage2020 | natural gas peaker | FALSE | 64950 | N | . | WAL5116 | Walmart Stores Texas, LLC | 64315 | TX | WSC |  |  | 441 | 4 | Commercial NAICS Non-Cogen | IC | NG | NG | ERCO | 4431 | 315 | 2021
Vintage2021 | natural gas peaker | FALSE | 64951 | N | . | WAL5165 | Walmart Stores Texas, LLC | 64315 | TX | WSC |  |  | 441 | 4 | Commercial NAICS Non-Cogen | IC | NG | NG | ERCO | 310 | 22 | 2021
Vintage2020 | petroleum | FALSE | 64952 | N | . | WAL5211 | Walmart Stores Texas, LLC | 64315 | TX | WSC |  |  | 441 | 4 | Commercial NAICS Non-Cogen | IC | DFO | DFO | ERCO | 918 | 96 | 2021
Vintage2020 | natural gas peaker | FALSE | 64953 | N | . | WAL5287 | Walmart Stores Texas, LLC | 64315 | TX | WSC |  |  | 441 | 4 | Commercial NAICS Non-Cogen | IC | NG | NG | ERCO | 3901 | 278 | 2021
Vintage2020 | petroleum | FALSE | 64954 | N | . | WAL5311 | Walmart Stores Texas, LLC | 64315 | TX | WSC |  |  | 441 | 4 | Commercial NAICS Non-Cogen | IC | DFO | DFO | ERCO | 636 | 66 | 2021
Vintage2021 | natural gas peaker | FALSE | 64955 | N | . | WAL5312 | Walmart Stores Texas, LLC | 64315 | TX | WSC |  |  | 441 | 4 | Commercial NAICS Non-Cogen | IC | NG | NG | ERCO | 2720 | 155 | 2021
Vintage2020 | natural gas peaker | FALSE | 64956 | N | . | WAL5316 | Walmart Stores Texas, LLC | 64315 | TX | WSC |  |  | 441 | 4 | Commercial NAICS Non-Cogen | IC | NG | NG | ERCO | 4100 | 292 | 2021
Vintage2020 | natural gas peaker | FALSE | 64957 | N | . | WAL5388 | Walmart Stores Texas, LLC | 64315 | TX | WSC |  |  | 441 | 4 | Commercial NAICS Non-Cogen | IC | NG | NG | ERCO | 3953 | 267 | 2021
| natural gas peaker | FALSE | 64958 | N | . | WAL5479 | Walmart Stores Texas, LLC | 64315 | TX | WSC |  |  | 441 | 4 | Commercial NAICS Non-Cogen | IC | NG | NG | ERCO | 0 | 0 | 2021
Vintage2021 | natural gas peaker | FALSE | 64959 | N | . | WAL5480 | Walmart Stores Texas, LLC | 64315 | TX | WSC |  |  | 441 | 4 | Commercial NAICS Non-Cogen | IC | NG | NG | ERCO | 133 | 9 | 2021
Vintage2021 | natural gas peaker | FALSE | 64960 | N | . | WAL5612 | Walmart Stores Texas, LLC | 64315 | TX | WSC |  |  | 441 | 4 | Commercial NAICS Non-Cogen | IC | NG | NG | ERCO | 16 | 1 | 2021
| natural gas peaker | FALSE | 64961 | N | . | WAL5713 | Walmart Stores Texas, LLC | 64315 | TX | WSC |  |  | 441 | 4 | Commercial NAICS Non-Cogen | IC | NG | NG | ERCO | 0 | 0 | 2021
Vintage2021 | natural gas peaker | FALSE | 64962 | N | . | WAL5764 | Walmart Stores Texas, LLC | 64315 | TX | WSC |  |  | 441 | 4 | Commercial NAICS Non-Cogen | IC | NG | NG | ERCO | 2386 | 169 | 2021
Vintage2020 | natural gas peaker | FALSE | 64963 | N | . | WAL6929 | Walmart Stores Texas, LLC | 64315 | TX | WSC |  |  | 441 | 4 | Commercial NAICS Non-Cogen | IC | NG | NG | ERCO | 3591 | 256 | 2021
Vintage2021 | solar pv | TRUE | 64967 | N | . | SV Gardner 1 (Lutz) CSG | SV CSG Gardner 1 LLC | 64414 | IL | ENC |  |  | 22 | 2 | NAICS-22 Non-Cogen | PV | SUN | SUN | PJM | 3953 | 447 | 2021
Vintage2021 | solar pv | TRUE | 64969 | N | . | Barron Solar Array | AEP Onsite Partners, LLC | 60571 | WI | ENC |  |  | 22 | 2 | NAICS-22 Non-Cogen | PV | SUN | SUN | MISO | 25144 | 2843 | 2021
| other | FALSE | 64970 | N | . | 59 Federal Rd(CSG) | 59FED WHAM8 Solar, LLC | 64417 | MA | NEW |  |  | 22 | 2 | NAICS-22 Non-Cogen | BA | MWH | OTH | ISNE | 0 | 0 | 2021
Vintage2021 | solar pv | TRUE | 64970 | N | . | 59 Federal Rd(CSG) | 59FED WHAM8 Solar, LLC | 64417 | MA | NEW |  |  | 22 | 2 | NAICS-22 Non-Cogen | PV | SUN | SUN | ISNE | 9 | 1 | 2021
Vintage2021 | solar pv | TRUE | 64972 | N | . | Prophet CSG | Prophet Solar, LLC | 64412 | IL | ENC |  |  | 22 | 2 | NAICS-22 Non-Cogen | PV | SUN | SUN | PJM | 14124 | 1597 | 2021
Vintage2021 | solar pv | TRUE | 64973 | N | . | Gala (CSG) | Gala Solar, LLC | 64411 | IL | ENC |  |  | 22 | 2 | NAICS-22 Non-Cogen | PV | SUN | SUN | PJM | 14018 | 1585 | 2021
Vintage2014 | solar pv | TRUE | 64975 | N | . | Park St | Greenbacker Renewable Energy Corporation | 60025 | VT | NEW |  |  | 22 | 2 | NAICS-22 Non-Cogen | PV | SUN | SUN | ISNE | 5784 | 654 | 2021
Vintage2019 | solar pv | TRUE | 64976 | N | . | Spooner Solar Array | AEP Onsite Partners, LLC | 60571 | WI | ENC |  |  | 22 | 2 | NAICS-22 Non-Cogen | PV | SUN | SUN | MISO | 15689 | 1774 | 2021
Vintage2021 | solar pv | TRUE | 64977 | N | . | Torrington Solar One, LLC | DG Connecticut III, LLC | 64426 | CT | NEW |  |  | 22 | 2 | NAICS-22 Non-Cogen | PV | SUN | SUN | ISNE | 21332 | 2412 | 2021
Vintage2021 | solar pv | TRUE | 64978 | N | . | Bristol Solar One, LLC | DG Connecticut III, LLC | 64426 | CT | NEW |  |  | 22 | 2 | NAICS-22 Non-Cogen | PV | SUN | SUN | ISNE | 24444 | 2764 | 2021
Vintage2021 | solar pv | TRUE | 64979 | N | . | Watertown Solar One, LLC | DG Connecticut III, LLC | 64426 | CT | NEW |  |  | 22 | 2 | NAICS-22 Non-Cogen | PV | SUN | SUN | ISNE | 11436 | 1293 | 2021
| other | FALSE | 64980 | N | . | UMass Boston | UMass Boston | 64427 | MA | NEW |  |  | 611 | 4 | Commercial NAICS Non-Cogen | BA | MWH | OTH | ISNE | 0 | 234 | 2021
Vintage2018 | petroleum | FALSE | 64980 | N | . | UMass Boston | UMass Boston | 64427 | MA | NEW |  |  | 611 | 4 | Commercial NAICS Non-Cogen | IC | DFO | DFO | ISNE | 684 | 62 | 2021
Vintage2021 | solar pv | FALSE | 64980 | N | . | UMass Boston | UMass Boston | 64427 | MA | NEW |  |  | 611 | 4 | Commercial NAICS Non-Cogen | PV | SUN | SUN | ISNE | 9438 | 1067 | 2021
Vintage2021 | solar pv | TRUE | 64990 | N | . | Medin CSG | Madison Energy Holdings LLC | 62915 | MN | WNC |  |  | 22 | 2 | NAICS-22 Non-Cogen | PV | SUN | SUN | MISO | 239 | 27 | 2021
Vintage2021 | solar pv | TRUE | 64991 | N | . | Johnson CSG 1 | Madison Energy Holdings LLC | 62915 | MN | WNC |  |  | 22 | 2 | NAICS-22 Non-Cogen | PV | SUN | SUN | MISO | 433 | 49 | 2021
Vintage2021 | solar pv | TRUE | 64992 | N | . | Cornillie Solar CSG | Madison Energy Holdings LLC | 62915 | MN | WNC |  |  | 22 | 2 | NAICS-22 Non-Cogen | PV | SUN | SUN | MISO | 150 | 17 | 2021
Vintage2020 | solar pv | FALSE | 64994 | N | . | Sacramento Point West Medical Offices | KP Sacramento Point West Medical Offices Solar, LLC | 64746 | CA | PACC |  |  | 621 | 4 | Commercial NAICS Non-Cogen | PV | SUN | SUN | BANC | 21032 | 2378 | 2021
Vintage2020 | solar pv | TRUE | 65002 | N | . | SSI West Riverside Landfill LLC | Standard Solar | 60531 | CA | PACC |  |  | 22 | 2 | NAICS-22 Non-Cogen | PV | SUN | SUN | LDWP | 44803 | 5066 | 2021
Vintage2021 | solar pv | TRUE | 65005 | N | . | Albertsons at Melrose Park | ESIL-AL-Melrose, LLC | 64440 | IL | ENC |  |  | 22 | 2 | NAICS-22 Non-Cogen | PV | SUN | SUN | PJM | 1432 | 162 | 2021
Vintage2020 | solar pv | TRUE | 65013 | N | . | Marengo Solar | DG Illinois Solar, LLC | 63505 | IL | ENC |  |  | 22 | 2 | NAICS-22 Non-Cogen | PV | SUN | SUN | PJM | 30884 | 3492 | 2021
Vintage2020 | solar pv | TRUE | 65016 | N | . | Gardy's Mill Solar | Gardy's Mill Solar, LLC | 64448 | VA | SAT |  |  | 22 | 2 | NAICS-22 Non-Cogen | PV | SUN | SUN | PJM | 54020 | 6108 | 2021
Vintage2021 | solar pv | TRUE | 65022 | N | . | Briel Solar Farm | Briel Solar Farm, LLC | 64447 | VA | SAT |  |  | 22 | 2 | NAICS-22 Non-Cogen | PV | SUN | SUN | PJM | 135031 | 15268 | 2021
Vintage2016 | natural gas peaker | TRUE | 65026 | N | . | HEB00292 | Texas Microgrid, LLC | 64449 | TX | WSC |  |  | 22 | 2 | NAICS-22 Non-Cogen | IC | NG | NG | ERCO | 5275 | 372.4 | 2021
| other | FALSE | 65029 | N | . | Bissell Solar and Battery Generator | Consumers Energy Co | 4254 | MI | ENC |  |  | 22 | 1 | Electric Utility | BA | MWH | OTH | MISO | 0 | -1 | 2021
Vintage2021 | solar pv | TRUE | 65029 | N | . | Bissell Solar and Battery Generator | Consumers Energy Co | 4254 | MI | ENC |  |  | 22 | 1 | Electric Utility | PV | SUN | SUN | MISO | 1264 | 143 | 2021
Vintage2021 | onshore wind | TRUE | 65048 | N | . | Hubbard Wind | Hubbard Wind LLC | 64468 | TX | WSC |  |  | 22 | 2 | NAICS-22 Non-Cogen | WT | WND | WND | ERCO | 1982357 | 224147 | 2021
| other | FALSE | 65054 | N | . | 71 Charlotte Furnace Rd Hybrid(CSG) | 71CFR WHAM8 Solar, LLC | 64470 | MA | NEW |  |  | 22 | 2 | NAICS-22 Non-Cogen | BA | MWH | OTH | ISNE | 0 | 0 | 2021
| solar pv | FALSE | 65054 | N | . | 71 Charlotte Furnace Rd Hybrid(CSG) | 71CFR WHAM8 Solar, LLC | 64470 | MA | NEW |  |  | 22 | 2 | NAICS-22 Non-Cogen | PV | SUN | SUN | ISNE | 0 | 0 | 2021
| other | FALSE | 65055 | N | . | 77 Farm to Market Rd Hybrid(CSG) | 77F2M WHAM8 Solar, LLC | 64471 | MA | NEW |  |  | 22 | 2 | NAICS-22 Non-Cogen | BA | MWH | OTH | ISNE | 0 | 0 | 2021
| solar pv | FALSE | 65055 | N | . | 77 Farm to Market Rd Hybrid(CSG) | 77F2M WHAM8 Solar, LLC | 64471 | MA | NEW |  |  | 22 | 2 | NAICS-22 Non-Cogen | PV | SUN | SUN | ISNE | 0 | 0 | 2021
| other | FALSE | 65056 | N | . | 160 Tihonet Rd Hybrid(CSG) | 160TIH WHAM8 Solar, LLC | 64472 | MA | NEW |  |  | 22 | 2 | NAICS-22 Non-Cogen | BA | MWH | OTH | ISNE | 0 | 0 | 2021
Vintage2021 | solar pv | TRUE | 65056 | N | . | 160 Tihonet Rd Hybrid(CSG) | 160TIH WHAM8 Solar, LLC | 64472 | MA | NEW |  |  | 22 | 2 | NAICS-22 Non-Cogen | PV | SUN | SUN | ISNE | 601 | 68 | 2021
| other | FALSE | 65057 | N | . | 299 Farm to Market Rd Hybrid(CSG) | 299F2M WHAM8 Solar, LLC | 64473 | MA | NEW |  |  | 22 | 2 | NAICS-22 Non-Cogen | BA | MWH | OTH | ISNE | 0 | 0 | 2021
Vintage2021 | solar pv | TRUE | 65057 | N | . | 299 Farm to Market Rd Hybrid(CSG) | 299F2M WHAM8 Solar, LLC | 64473 | MA | NEW |  |  | 22 | 2 | NAICS-22 Non-Cogen | PV | SUN | SUN | ISNE | 9 | 1 | 2021
Vintage2021 | onshore wind | TRUE | 65059 | N | . | Niyol Wind, LLC | Niyol Wind, LLC | 64461 | CO | MTN |  |  | 22 | 2 | NAICS-22 Non-Cogen | WT | WND | WND | WACM | 1846141 | 208745 | 2021
Vintage2015 | solar pv | TRUE | 65083 | N | . | Halifax Solar | NuGen Capital Management | 59254 | MA | NEW |  |  | 22 | 2 | NAICS-22 Non-Cogen | PV | SUN | SUN | ISNE | 34323 | 3881 | 2021
Vintage2021 | solar pv | TRUE | 65084 | N | . | Pitkin County Solar | Coolangatta Solar LLC | 64487 | CO | MTN |  |  | 22 | 2 | NAICS-22 Non-Cogen | PV | SUN | SUN | WACM | 8799 | 994.95 | 2021
Vintage2018 | solar pv | TRUE | 65085 | N | . | 580 River Solar | NuGen Capital Management | 59254 | MA | NEW |  |  | 22 | 2 | NAICS-22 Non-Cogen | PV | SUN | SUN | ISNE | 39858 | 4507 | 2021
| solar pv | FALSE | 65087 | N | . | Shamrock Solar LLC | Greenbacker Renewable Energy Corporation | 60025 | WI | ENC |  |  | 22 | 2 | NAICS-22 Non-Cogen | PV | SUN | SUN | MISO | 0 | 0 | 2021
| solar pv | FALSE | 65088 | N | . | Stromland Solar | Greenbacker Renewable Energy Corporation | 60025 | WI | ENC |  |  | 22 | 2 | NAICS-22 Non-Cogen | PV | SUN | SUN | MISO | 0 | 0 | 2021
Vintage2021 | solar pv | TRUE | 65089 | N | . | Foothill Sanitary Landfill - Solar Array | Ameresco San Joaquin Solar LLC | 64485 | CA | PACC |  |  | 22 | 2 | NAICS-22 Non-Cogen | PV | SUN | SUN | PACW | 83514 | 9443 | 2021
Vintage2015 | solar pv | TRUE | 65092 | N | . | 115 G Fisher | Greenbacker Renewable Energy Corporation | 60025 | MA | NEW |  |  | 22 | 2 | NAICS-22 Non-Cogen | PV | SUN | SUN | ISNE | 2556 | 289 | 2021
Vintage2015 | solar pv | TRUE | 65093 | N | . | 154 D Fisher | Greenbacker Renewable Energy Corporation | 60025 | MA | NEW |  |  | 22 | 2 | NAICS-22 Non-Cogen | PV | SUN | SUN | ISNE | 2636 | 298 | 2021
Vintage2021 | solar pv | TRUE | 65094 | N | . | Jackson Legler Solar 1 LLC | Greenbacker Renewable Energy Corporation | 60025 | NJ | MAT |  |  | 22 | 2 | NAICS-22 Non-Cogen | PV | SUN | SUN | PJM | 2096 | 237 | 2021
Vintage2021 | solar pv | TRUE | 65095 | N | . | Mt Arlington Solar 1 LLC | Greenbacker Renewable Energy Corporation | 60025 | NJ | MAT |  |  | 22 | 2 | NAICS-22 Non-Cogen | PV | SUN | SUN | PJM | 920 | 104 | 2021
Vintage2021 | solar pv | TRUE | 65110 | N | . | Ridgeback | Ridgeback Solar, LLC | 64502 | NC | SAT |  |  | 22 | 2 | NAICS-22 Non-Cogen | PV | SUN | SUN | CPLE | 27 | 3 | 2021
| solar pv | FALSE | 65111 | N | . | Thunderhead | Thunderhead Solar, LLC | 64501 | NC | SAT |  |  | 22 | 2 | NAICS-22 Non-Cogen | PV | SUN | SUN | CPLE | 0 | 0 | 2021
| other | FALSE | 65114 | N | . | 196 Tremont St(CSG) | 196TRE WHAM8 Solar, LLC | 64420 | MA | NEW |  |  | 22 | 2 | NAICS-22 Non-Cogen | BA | MWH | OTH | ISNE | 0 | 0 | 2021
| solar pv | FALSE | 65114 | N | . | 196 Tremont St(CSG) | 196TRE WHAM8 Solar, LLC | 64420 | MA | NEW |  |  | 22 | 2 | NAICS-22 Non-Cogen | PV | SUN | SUN | ISNE | 0 | 0 | 2021
Vintage2021 | solar pv | TRUE | 65122 | N | . | NY8 - Branscomb Solar | Goldman Sachs Renewable Power LLC | 61944 | NY | MAT |  |  | 22 | 2 | NAICS-22 Non-Cogen | PV | SUN | SUN | NYIS | 1725 | 195 | 2021
| solar pv | FALSE | 65127 | N | . | AES Belleville Solar LLC | AES Distributed Energy | 61012 | IL | ENC |  |  | 22 | 2 | NAICS-22 Non-Cogen | PV | SUN | SUN | MISO | 0 | 0 | 2021
Vintage2021 | solar pv | TRUE | 65130 | N | . | City of Bowie | Tesla Inc. | 60947 | MD | SAT |  |  | 22 | 2 | NAICS-22 Non-Cogen | PV | SUN | SUN | PJM | 18749 | 2120 | 2021
Vintage2017 | solar pv | TRUE | 65131 | N | . | Fremont - Kato Rd | Tesla Inc. | 60947 | CA | PACC |  |  | 22 | 2 | NAICS-22 Non-Cogen | PV | SUN | SUN | CISO | 13841 | 1565 | 2021
Vintage2016 | onshore wind | TRUE | 65143 | N | . | Big Turtle Wind Farm 2 | Heritage Garden Wind Farm I LLC | 57480 | MI | ENC |  |  | 22 | 2 | NAICS-22 Non-Cogen | WT | WND | WND | MISO | 969576 | 109631 | 2021
Vintage2021 | solar pv | TRUE | 65152 | N | . | Clinton Solar | Ecos Energy LLC | 58135 | CT | NEW |  |  | 22 | 2 | NAICS-22 Non-Cogen | PV | SUN | SUN | ISNE | 8605 | 973 | 2021
| solar pv | FALSE | 65160 | N | . | Lily Garden | Lily Garden LLC | 64528 | MN | WNC |  |  | 22 | 2 | NAICS-22 Non-Cogen | PV | SUN | SUN | MISO | 0 | 0 | 2021
Vintage2021 | solar pv | TRUE | 65168 | N | . | Five H Farms Solar Array | Maas Energy Works | 59213 | CA | PACC |  |  | 22 | 2 | NAICS-22 Non-Cogen | PV | SUN | SUN | CISO | 5473 | 619 | 2021
Vintage2021 | solar pv | FALSE | 65169 | N | . | Van der Kooi Dairy Solary Array | Maas Energy Works | 59213 | CA | PACC |  |  | 115 | 6 | Industrial NAICS Non-Cogen | PV | SUN | SUN | CISO | 2211 | 250 | 2021
| other | FALSE | 65174 | N | . | Cranberry Highway Solar LLC | Cranberry Highway Solar, LLC | 64534 | MA | NEW |  |  | 22 | 2 | NAICS-22 Non-Cogen | BA | MWH | OTH | ISNE | 0 | 479 | 2021
Vintage2021 | solar pv | TRUE | 65174 | N | . | Cranberry Highway Solar LLC | Cranberry Highway Solar, LLC | 64534 | MA | NEW |  |  | 22 | 2 | NAICS-22 Non-Cogen | PV | SUN | SUN | ISNE | 21182 | 2395 | 2021
Vintage2021 | solar pv | TRUE | 65175 | N | . | ENGIE 2019 ProjectCo-MA1, LLC | ENGIE 2019 ProjectCo MA-1, LLC | 64535 | MA | NEW |  |  | 22 | 2 | NAICS-22 Non-Cogen | PV | SUN | SUN | ISNE | 56159 | 6350 | 2021
Vintage2021 | solar pv | FALSE | 65177 | N | . | Donaghy-Stockton | Donaghy Sales Inc. | 64538 | CA | PACC |  |  | 493 | 4 | Commercial NAICS Non-Cogen | PV | SUN | SUN | CISO | 2955 | 334 | 2021
Vintage2021 | solar pv | TRUE | 65178 | N | . | Mtn. Solar 4 (CSG) | Standard Solar | 60531 | CO | MTN |  |  | 22 | 2 | NAICS-22 Non-Cogen | PV | SUN | SUN | PSCO | 1407 | 159 | 2021
Vintage2020 | solar pv | TRUE | 65183 | N | . | Norton LLC | Greenbacker Renewable Energy Corporation | 60025 | MA | NEW |  |  | 22 | 2 | NAICS-22 Non-Cogen | PV | SUN | SUN | ISNE | 1157 | 131 | 2021
Vintage2020 | solar pv | TRUE | 65184 | N | . | Holliston LLC | Greenbacker Renewable Energy Corporation | 60025 | MA | NEW |  |  | 22 | 2 | NAICS-22 Non-Cogen | PV | SUN | SUN | ISNE | 602 | 68 | 2021
Vintage2011 | solar pv | TRUE | 65185 | N | . | Broadway 3 - Tucson Phase I | Goldman Sachs Renewable Power LLC | 61944 | AZ | MTN |  |  | 22 | 2 | NAICS-22 Non-Cogen | PV | SUN | SUN | TEPC | 17354 | 1962 | 2021
Vintage2009 | solar pv | TRUE | 65186 | N | . | Broadway 3 - UC Merced 1 | Goldman Sachs Renewable Power LLC | 61944 | CA | PACC |  |  | 22 | 2 | NAICS-22 Non-Cogen | PV | SUN | SUN | CISO | 9048 | 1023 | 2021
Vintage2016 | solar pv | TRUE | 65187 | N | . | Broadway 3 - UCSB Lot 38 | Goldman Sachs Renewable Power LLC | 61944 | CA | PACC |  |  | 22 | 2 | NAICS-22 Non-Cogen | PV | SUN | SUN | CISO | 29071 | 3287 | 2021
Vintage2018 | solar pv | TRUE | 65188 | N | . | Broadway 4 - Target Shafter | Goldman Sachs Renewable Power LLC | 61944 | CA | PACC |  |  | 22 | 2 | NAICS-22 Non-Cogen | PV | SUN | SUN | CISO | 29088 | 3289 | 2021
Vintage2016 | other | TRUE | 65191 | N | . | University of San Diego | Bloom Energy 2009 PPA | 56778 | CA | PACC |  |  | 22 | 2 | NAICS-22 Non-Cogen | FC | NG | NG | CISO | 55489 | 7663 | 2021
Vintage2015 | other | TRUE | 65192 | N | . | AT&T San Diego | Bloom Energy | 57128 | CA | PACC |  |  | 22 | 2 | NAICS-22 Non-Cogen | FC | NG | NG | CISO | 40551 | 5500 | 2021
Vintage2016 | other | TRUE | 65193 | N | . | CalTech - Pasadena (PPA) | Bloom Energy 2009 PPA | 56778 | CA | PACC |  |  | 22 | 2 | NAICS-22 Non-Cogen | FC | NG | NG | CISO | 55906 | 7716 | 2021
Vintage2015 | other | TRUE | 65194 | N | . | AT&T Middletown | Bloom Energy 2009 PPA | 56778 | NJ | MAT |  |  | 22 | 2 | NAICS-22 Non-Cogen | FC | NG | NG | PJM | 107908 | 14636 | 2021
Vintage2014 | other | TRUE | 65196 | N | . | SCC - San Jose | Bloom Energy | 57128 | CA | PACC |  |  | 22 | 2 | NAICS-22 Non-Cogen | FC | NG | NG | CISO | 56948 | 7716 | 2021
Vintage2020 | other | TRUE | 65197 | N | . | Medtronic - New Haven 2 | Bloom Energy | 57128 | CT | NEW |  |  | 22 | 2 | NAICS-22 Non-Cogen | FC | NG | NG | ISNE | 114409 | 17597 | 2021
Vintage2020 | other | TRUE | 65198 | N | . | Medtronic - New Haven | Bloom Energy | 57128 | CT | NEW |  |  | 22 | 2 | NAICS-22 Non-Cogen | FC | NG | NG | ISNE | 115151 | 17195 | 2021
Vintage2018 | other | TRUE | 65199 | N | . | Keysight - Santa Rosa | Bloom Energy | 57128 | CA | PACC |  |  | 22 | 2 | NAICS-22 Non-Cogen | FC | NG | NG | CISO | 226024 | 31041 | 2021
Vintage2016 | other | TRUE | 65200 | N | . | DirecTV - Los Angeles | Bloom Energy | 57128 | CA | PACC |  |  | 22 | 2 | NAICS-22 Non-Cogen | FC | NG | NG | CISO | 50740 | 6852 | 2021
Vintage2020 | other | TRUE | 65201 | N | . | Certain Solar - Staten Island | Bloom Energy | 57128 | NY | MAT |  |  | 22 | 2 | NAICS-22 Non-Cogen | FC | NG | NG | NYIS | 426049 | 66005 | 2021
Vintage2016 | other | TRUE | 65202 | N | . | CalTech - Pasadena | Bloom Energy | 57128 | CA | PACC |  |  | 22 | 2 | NAICS-22 Non-Cogen | FC | NG | NG | CISO | 58738 | 8581 | 2021
Vintage2016 | other | TRUE | 65203 | N | . | Beckton Dickenson - San Jose | Bloom Energy | 57128 | CA | PACC |  |  | 22 | 2 | NAICS-22 Non-Cogen | FC | NG | NG | CISO | 51420 | 7136 | 2021
Vintage2013 | other | TRUE | 65204 | N | . | AT&T - Redwood City | Bloom Energy | 57128 | CA | PACC |  |  | 22 | 2 | NAICS-22 Non-Cogen | FC | NG | NG | CISO | 49664 | 6654 | 2021
Vintage2013 | other | TRUE | 65205 | N | . | AT&T - Gardena | Bloom Energy | 57128 | CA | PACC |  |  | 22 | 2 | NAICS-22 Non-Cogen | FC | NG | NG | CISO | 55246 | 7574 | 2021
Vintage2016 | other | TRUE | 65206 | N | . | AT&T - Hawthorne | Bloom Energy | 57128 | CA | PACC |  |  | 22 | 2 | NAICS-22 Non-Cogen | FC | NG | NG | CISO | 48014 | 6437 | 2021
Vintage2016 | other | TRUE | 65208 | N | . | AT&T - Hayward | Bloom Energy | 57128 | CA | PACC |  |  | 22 | 2 | NAICS-22 Non-Cogen | FC | NG | NG | CISO | 51849 | 7191 | 2021
Vintage2021 | other | TRUE | 65209 | N | . | Equinix - Billerica | Bloom Energy | 57128 | MA | NEW |  |  | 22 | 2 | NAICS-22 Non-Cogen | FC | NG | NG | ISNE | 12125 | 1941 | 2021
Vintage2021 | other | TRUE | 65210 | N | . | Enloe Medical - Chico | Bloom Energy | 57128 | CA | PACC |  |  | 22 | 2 | NAICS-22 Non-Cogen | FC | NG | NG | CISO | 47465 | 7522 | 2021
Vintage2021 | other | TRUE | 65211 | N | . | Comcast - Universal City | Bloom Energy | 57128 | CA | PACC |  |  | 22 | 2 | NAICS-22 Non-Cogen | FC | NG | NG | CISO | 13413 | 2106 | 2021
Vintage2021 | other | TRUE | 65212 | N | . | Altice - Hicksville | Bloom Energy | 57128 | NY | MAT |  |  | 22 | 2 | NAICS-22 Non-Cogen | FC | NG | NG | NYIS | 31259 | 4883 | 2021
Vintage2021 | other | TRUE | 65213 | N | . | Altice - Parsippany | Bloom Energy | 57128 | NJ | MAT |  |  | 22 | 2 | NAICS-22 Non-Cogen | FC | NG | NG | PJM | 48623 | 7566 | 2021
Vintage2020 | solar pv | TRUE | 65216 | N | . | Woburn | Greenbacker Renewable Energy Corporation | 60025 | MA | NEW |  |  | 22 | 2 | NAICS-22 Non-Cogen | PV | SUN | SUN | ISNE | 620 | 70 | 2021
| other | FALSE | 65217 | N | . | South Goshen (Community Solar) | AES Distributed Energy | 61012 | NY | MAT |  |  | 22 | 2 | NAICS-22 Non-Cogen | BA | MWH | OTH | NYIS | 0 | -7 | 2021
Vintage2021 | solar pv | TRUE | 65217 | N | . | South Goshen (Community Solar) | AES Distributed Energy | 61012 | NY | MAT |  |  | 22 | 2 | NAICS-22 Non-Cogen | PV | SUN | SUN | NYIS | 2724 | 308 | 2021
| solar pv | FALSE | 65227 | N | . | Ameresco Danville Solar, LLC | Greenbacker Renewable Energy Corporation | 60025 | IL | ENC |  |  | 22 | 2 | NAICS-22 Non-Cogen | PV | SUN | SUN | MISO | 0 | 0 | 2021
Vintage2021 | solar pv | TRUE | 65228 | N | . | Red Prairie Solar | TLS Capital, Inc | 64556 | OR | PACC |  |  | 22 | 2 | NAICS-22 Non-Cogen | PV | SUN | SUN | PGE | 4174 | 472 | 2021
Vintage2019 | solar pv | FALSE | 65229 | N | . | OK Produce Fresno Carport | OK Produce | 64558 | CA | PACC |  |  | 493 | 4 | Commercial NAICS Non-Cogen | PV | SUN | SUN | CISO | 32238 | 3645 | 2021
Vintage2021 | solar pv | TRUE | 65230 | N | . | Truman Solar | Truman Solar, LLC | 64546 | MO | WNC |  |  | 22 | 2 | NAICS-22 Non-Cogen | PV | SUN | SUN | MISO | 128690 | 14551 | 2021
Vintage2018 | solar pv | TRUE | 65232 | N | . | Chambers 3 - Lewis County | Goldman Sachs Renewable Power LLC | 61944 | NY | MAT |  |  | 22 | 2 | NAICS-22 Non-Cogen | PV | SUN | SUN | NYIS | 22825 | 2581 | 2021
Vintage2018 | solar pv | TRUE | 65233 | N | . | Chambers 3 - Erie County Alden | Goldman Sachs Renewable Power LLC | 61944 | NY | MAT |  |  | 22 | 2 | NAICS-22 Non-Cogen | PV | SUN | SUN | NYIS | 25595 | 2894 | 2021
Vintage2021 | solar pv | TRUE | 65235 | N | . | Venture 2 - 1B | UXI CSG Venture 2 8302 LLC | 64550 | CO | MTN |  |  | 22 | 2 | NAICS-22 Non-Cogen | PV | SUN | SUN | PSCO | 6298 | 712 | 2021
Vintage2021 | solar pv | TRUE | 65236 | N | . | Venture 3 - 1C | UXI CSG Venture 3 8303 LLC | 64551 | CO | MTN |  |  | 22 | 2 | NAICS-22 Non-Cogen | PV | SUN | SUN | PSCO | 4060 | 459 | 2021
Vintage2021 | solar pv | TRUE | 65237 | N | . | Venture 4 - 1D | UXI CSG Venture 4 8304 LLC | 64552 | CO | MTN |  |  | 22 | 2 | NAICS-22 Non-Cogen | PV | SUN | SUN | PSCO | 6058 | 685 | 2021
Vintage2019 | solar pv | TRUE | 65238 | N | . | Chambers 4 - Eastvale LGB3 | Goldman Sachs Renewable Power LLC | 61944 | CA | PACC |  |  | 22 | 2 | NAICS-22 Non-Cogen | PV | SUN | SUN | CISO | 25763 | 2913 | 2021
| other | FALSE | 65242 | N | . | Charlemont A | Charlemont MA, LLC | 64560 | MA | NEW |  |  | 22 | 2 | NAICS-22 Non-Cogen | BA | MWH | OTH | ISNE | 0 | 0 | 2021
Vintage2021 | solar pv | TRUE | 65242 | N | . | Charlemont A | Charlemont MA, LLC | 64560 | MA | NEW |  |  | 22 | 2 | NAICS-22 Non-Cogen | PV | SUN | SUN | ISNE | 3255 | 368 | 2021
Vintage2019 | solar pv | TRUE | 65251 | N | . | Chambers 4 - Redland LGB4 | Goldman Sachs Renewable Power LLC | 61944 | CA | PACC |  |  | 22 | 2 | NAICS-22 Non-Cogen | PV | SUN | SUN | CISO | 21278 | 2406 | 2021
Vintage2018 | solar pv | TRUE | 65252 | N | . | Chambers 4 - Riverside LGB6 | Goldman Sachs Renewable Power LLC | 61944 | CA | PACC |  |  | 22 | 2 | NAICS-22 Non-Cogen | PV | SUN | SUN | CISO | 25763 | 2913 | 2021
Vintage2018 | solar pv | TRUE | 65253 | N | . | Chambers 4 - Rialto LGB8 | Goldman Sachs Renewable Power LLC | 61944 | CA | PACC |  |  | 22 | 2 | NAICS-22 Non-Cogen | PV | SUN | SUN | CISO | 24886 | 2814 | 2021
Vintage2018 | solar pv | TRUE | 65254 | N | . | Chambers 4 - Sacramento SMF1 | Goldman Sachs Renewable Power LLC | 61944 | CA | PACC |  |  | 22 | 2 | NAICS-22 Non-Cogen | PV | SUN | SUN | BANC | 25753 | 2912 | 2021
Vintage2018 | solar pv | TRUE | 65255 | N | . | Chambers 4 - Eastvale DCA2 | Goldman Sachs Renewable Power LLC | 61944 | CA | PACC |  |  | 22 | 2 | NAICS-22 Non-Cogen | PV | SUN | SUN | CISO | 16034 | 1813 | 2021
Vintage2018 | solar pv | TRUE | 65256 | N | . | Chambers 4 - San Bernardino SNA7 | Goldman Sachs Renewable Power LLC | 61944 | CA | PACC |  |  | 22 | 2 | NAICS-22 Non-Cogen | PV | SUN | SUN | CISO | 21693 | 2453 | 2021
| solar pv | FALSE | 65257 | N | . | Lineage MS | Madison Energy Holdings LLC | 62915 | MS | ESC |  |  | 22 | 2 | NAICS-22 Non-Cogen | PV | SUN | SUN | MISO | 0 | 0 | 2021
Vintage2021 | solar pv | TRUE | 65258 | N | . | Wapakoneta-Pratt | Madison Energy Holdings LLC | 62915 | OH | ENC |  |  | 22 | 2 | NAICS-22 Non-Cogen | PV | SUN | SUN | PJM | 230 | 26 | 2021
Vintage2018 | natural gas peaker | TRUE | 65261 | N | . | HEB00020 | Texas Microgrid, LLC | 64449 | TX | WSC |  |  | 22 | 2 | NAICS-22 Non-Cogen | IC | NG | NG | ERCO | 4125 | 274 | 2021
Vintage2017 | natural gas peaker | TRUE | 65262 | N | . | HEB00028 | Texas Microgrid, LLC | 64449 | TX | WSC |  |  | 22 | 2 | NAICS-22 Non-Cogen | IC | NG | NG | ERCO | 5420 | 395 | 2021
Vintage2018 | natural gas peaker | TRUE | 65263 | N | . | HEB00038 | Texas Microgrid, LLC | 64449 | TX | WSC |  |  | 22 | 2 | NAICS-22 Non-Cogen | IC | NG | NG | ERCO | 5323 | 338 | 2021
Vintage2018 | natural gas peaker | TRUE | 65264 | N | . | HEB00054 | Texas Microgrid, LLC | 64449 | TX | WSC |  |  | 22 | 2 | NAICS-22 Non-Cogen | IC | NG | NG | ERCO | 3804 | 244 | 2021
Vintage2017 | natural gas peaker | TRUE | 65265 | N | . | HEB00057 | Texas Microgrid, LLC | 64449 | TX | WSC |  |  | 22 | 2 | NAICS-22 Non-Cogen | IC | NG | NG | ERCO | 5787 | 400 | 2021
Vintage2018 | natural gas peaker | TRUE | 65266 | N | . | HEB00070 | Texas Microgrid, LLC | 64449 | TX | WSC |  |  | 22 | 2 | NAICS-22 Non-Cogen | IC | NG | NG | ERCO | 4220 | 292 | 2021
Vintage2017 | natural gas peaker | TRUE | 65267 | N | . | HEB00099 | Texas Microgrid, LLC | 64449 | TX | WSC |  |  | 22 | 2 | NAICS-22 Non-Cogen | IC | NG | NG | ERCO | 5172 | 366 | 2021
Vintage2018 | natural gas peaker | TRUE | 65268 | N | . | HEB00109 | Texas Microgrid, LLC | 64449 | TX | WSC |  |  | 22 | 2 | NAICS-22 Non-Cogen | IC | NG | NG | ERCO | 4531 | 317 | 2021
Vintage2017 | natural gas peaker | TRUE | 65269 | N | . | HEB00110 | Texas Microgrid, LLC | 64449 | TX | WSC |  |  | 22 | 2 | NAICS-22 Non-Cogen | IC | NG | NG | ERCO | 3915 | 276 | 2021
Vintage2018 | natural gas peaker | TRUE | 65274 | N | . | HEB00182 | Texas Microgrid, LLC | 64449 | TX | WSC |  |  | 22 | 2 | NAICS-22 Non-Cogen | IC | NG | NG | ERCO | 3269 | 257 | 2021
Vintage2021 | solar pv | FALSE | 65277 | N | . | Wonderful Huller & Shellling | Wonderful Renewable Energy, LLC. | 63689 | CA | PACC |  |  | 111 | 6 | Industrial NAICS Non-Cogen | PV | SUN | SUN | CISO | 18729 | 2117.61 | 2021
Vintage2021 | solar pv | FALSE | 65278 | N | . | Wonderful Lost Hills | Wonderful Renewable Energy, LLC. | 63689 | CA | PACC |  |  | 111 | 6 | Industrial NAICS Non-Cogen | PV | SUN | SUN | CISO | 30954 | 3500 | 2021
Vintage2021 | solar pv | TRUE | 65279 | N | . | Fairhaven E | Fairhaven MA 1, LLC | 64561 | MA | NEW |  |  | 22 | 2 | NAICS-22 Non-Cogen | PV | SUN | SUN | ISNE | 4386 | 496 | 2021
Vintage2021 | solar pv | TRUE | 65280 | N | . | 601 Doremus CDG | Hartz Solar, LLC | 60268 | NJ | MAT |  |  | 22 | 2 | NAICS-22 Non-Cogen | PV | SUN | SUN | PJM | 4643 | 525 | 2021
Vintage2021 | solar pv | TRUE | 65281 | N | . | Bomber CSG | Hampstead Solar, LLC | 64572 | MD | SAT |  |  | 22 | 2 | NAICS-22 Non-Cogen | PV | SUN | SUN | PJM | 4130 | 467 | 2021
Vintage2021 | solar pv | TRUE | 65287 | N | . | Barrow Solar | Ecos Energy LLC | 58135 | CT | NEW |  |  | 22 | 2 | NAICS-22 Non-Cogen | PV | SUN | SUN | ISNE | 14238 | 1610 | 2021
Vintage2021 | solar pv | TRUE | 65289 | N | . | 5601 Westside CDG | Hartz Solar, LLC | 60268 | NJ | MAT |  |  | 22 | 2 | NAICS-22 Non-Cogen | PV | SUN | SUN | PJM | 3069 | 347 | 2021
Vintage1909 | hydro | TRUE | 65294 | N | . | Indian River Hydro | Eagle Creek Renewable Energy, LLC | 57280 | MA | NEW |  |  | 22 | 2 | NAICS-22 Non-Cogen | HY | WAT | HYC | ISNE | 30821 | 3485 | 2021
Vintage2021 | solar pv | TRUE | 65297 | N | . | DOCCS Midstate | DOCCS Midstate | 64602 | NY | MAT |  |  | 22 | 2 | NAICS-22 Non-Cogen | PV | SUN | SUN | NYIS | 681 | 77 | 2021
Vintage2021 | solar pv | TRUE | 65298 | N | . | DOCCS Eastern | DOCCS Eastern | 64603 | NY | MAT |  |  | 22 | 2 | NAICS-22 Non-Cogen | PV | SUN | SUN | NYIS | 4554 | 515 | 2021
| solar pv | FALSE | 65299 | N | . | DOCCS Wende | DOCCS Wende | 64604 | NY | MAT |  |  | 22 | 2 | NAICS-22 Non-Cogen | PV | SUN | SUN | NYIS | 0 | 0 | 2021
Vintage2021 | solar pv | TRUE | 65300 | N | . | DOCCS Greenhaven | DOCCS Greenhaven | 64605 | NY | MAT |  |  | 22 | 2 | NAICS-22 Non-Cogen | PV | SUN | SUN | NYIS | 3997 | 452 | 2021
| onshore wind | FALSE | 65316 | N | . | Sapphire Sky Wind Energy LLC | Invenergy Services LLC | 49893 | IL | ENC |  |  | 22 | 2 | NAICS-22 Non-Cogen | WT | WND | WND | MISO | 0 | 0 | 2021
Vintage2021 | solar pv | TRUE | 65321 | N | . | Rochambeau Solar | Rochambeau Solar | 64712 | VA | SAT |  |  | 22 | 1 | Electric Utility | PV | SUN | SUN | PJM | 460 | 52 | 2021
Vintage2021 | solar pv | TRUE | 65323 | N | . | Bedford Solar | Bedford Solar | 64710 | VA | SAT |  |  | 22 | 1 | Electric Utility | PV | SUN | SUN | PJM | 71247 | 8056 | 2021
Vintage2021 | solar pv | TRUE | 65324 | N | . | Hollins Ferry CSG | ICFTS MD Solar, LLC | 64641 | MD | SAT |  |  | 22 | 2 | NAICS-22 Non-Cogen | PV | SUN | SUN | PJM | 814 | 92 | 2021
Vintage2020 | solar pv | TRUE | 65329 | N | . | Mount Laurel Solar | NJR Clean Energy Ventures Corporation | 56990 | NJ | MAT |  |  | 22 | 2 | NAICS-22 Non-Cogen | PV | SUN | SUN | PJM | 32857 | 3715 | 2021
Vintage2021 | solar pv | TRUE | 65331 | N | . | 20333 Normandie PV, LLC | 20333 Normandie PV, LLC | 64639 | CA | PACC |  |  | 22 | 2 | NAICS-22 Non-Cogen | PV | SUN | SUN | LDWP | 52463 | 5932 | 2021
Vintage2020 | solar pv | FALSE | 65351 | N | . | General Dynamics | Today's Power, Inc. | 61204 | AR | WSC |  |  | 336 | 6 | Industrial NAICS Non-Cogen | PV | SUN | SUN | MISO | 29061 | 3286 | 2021
Vintage2021 | solar pv | TRUE | 65352 | N | . | MacKinnon Solar | Ecos Energy LLC | 58135 | VT | NEW |  |  | 22 | 2 | NAICS-22 Non-Cogen | PV | SUN | SUN | ISNE | 8366 | 946 | 2021
Vintage2021 | solar pv | TRUE | 65353 | N | . | McHenry Solar | Ecos Energy LLC | 58135 | CT | NEW |  |  | 22 | 2 | NAICS-22 Non-Cogen | PV | SUN | SUN | ISNE | 2546 | 288 | 2021
Vintage2021 | solar pv | TRUE | 65357 | N | . | OER Monarch CSG | Standard Solar | 60531 | MD | SAT |  |  | 22 | 2 | NAICS-22 Non-Cogen | PV | SUN | SUN | PJM | 16768 | 1896 | 2021
Vintage2021 | solar pv | TRUE | 65359 | N | . | Shepherds Mill CSG | Standard Solar | 60531 | MD | SAT |  |  | 22 | 2 | NAICS-22 Non-Cogen | PV | SUN | SUN | PJM | 4581 | 518 | 2021
Vintage2016 | other | TRUE | 65360 | N | . | AT&T - San Diego Trade Street | Bloom Energy | 57128 | CA | PACC |  |  | 22 | 2 | NAICS-22 Non-Cogen | FC | NG | NG | CISO | 43882 | 5809 | 2021
Vintage2021 | solar pv | FALSE | 65364 | N | . | Danell Bros Inc | Renewable Solar, Inc | 64698 | CA | PACC |  |  | 115 | 6 | Industrial NAICS Non-Cogen | PV | SUN | SUN | CISO | 9242 | 1045 | 2021
Vintage2021 | natural gas steam turbine | FALSE | 65367 | Y | . | POET Bioprocessing- Mitchell | POET Bioprocessing- Mitchell | 64697 | SD | WNC |  |  | 325193 | 7 | Industrial NAICS Cogen | ST | NG | NG | SWPP | 52920 | 4653 | 2021
| other | FALSE | 65367 | Y | . | POET Bioprocessing- Mitchell | POET Bioprocessing- Mitchell | 64697 | SD | WNC |  |  | 325193 | 7 | Industrial NAICS Cogen | ST | OTH | OTH | SWPP | 0 | 0 | 2021
| solar pv | FALSE | 65368 | N | . | Linden Hawk Rise Solar CSG | Linden Hawk Rise Solar LLC | 64686 | NJ | MAT |  |  | 22 | 2 | NAICS-22 Non-Cogen | PV | SUN | SUN | PJM | 0 | 0 | 2021
| solar pv | FALSE | 65370 | N | . | BWC Maces Pond LLC | BWC Maces Pond LLC | 64687 | ME | NEW |  |  | 22 | 2 | NAICS-22 Non-Cogen | PV | SUN | SUN | ISNE | 0 | 0 | 2021
Vintage2021 | solar pv | TRUE | 65376 | N | . | SR Snipesville II | SR Snipesville II, LLC | 64703 | GA | SAT |  |  | 22 | 2 | NAICS-22 Non-Cogen | PV | SUN | SUN | SOCO | 108029 | 12215 | 2021
Vintage2021 | solar pv | TRUE | 65379 | N | . | OYA State Route 122 | OYA State Route 122, LLC | 64699 | NY | MAT |  |  | 22 | 2 | NAICS-22 Non-Cogen | PV | SUN | SUN | NYIS | 177 | 20 | 2021
Vintage2021 | solar pv | TRUE | 65382 | N | . | Lincoln WWTF Hybrid | Lincoln Solar Star, LLC | 64724 | CA | PACC |  |  | 22 | 2 | NAICS-22 Non-Cogen | PV | SUN | SUN | CISO | 22685 | 2565 | 2021
Vintage2021 | solar pv | TRUE | 65383 | N | . | Bodega Avenue Solar LLC | Bodega Avenue Solar LLC | 64725 | CA | PACC |  |  | 22 | 2 | NAICS-22 Non-Cogen | PV | SUN | SUN | CISO | 40329 | 4560 | 2021
Vintage2021 | solar pv | FALSE | 65384 | N | . | Rancho Cordova Medical Offices | KP Rancho Cordova Medical Offices Solar, LLC | 64747 | CA | PACC |  |  | 621 | 4 | Commercial NAICS Non-Cogen | PV | SUN | SUN | BANC | 15283 | 1728 | 2021
Vintage2020 | solar pv | TRUE | 65389 | N | . | Midway Green Solar | Midway Green Solar, LLC | 64729 | SC | SAT |  |  | 22 | 2 | NAICS-22 Non-Cogen | PV | SUN | SUN | DUK | 194143 | 21952 | 2021
Vintage2020 | solar pv | FALSE | 65404 | N | . | Antioch Central Utility Plant | Antioch Medical Center (site#6) Solar LLC | 64750 | CA | PACC |  |  | 622 | 4 | Commercial NAICS Non-Cogen | PV | SUN | SUN | CISO | 19724 | 2230 | 2021
| other | FALSE | 65409 | N | . | Gilead Foster City Solar Project | Gilead Sciences Inc. Foster City | 64755 | CA | PACC |  |  | 22 | 2 | NAICS-22 Non-Cogen | BA | MWH | OTH | CISO | 0 | 0 | 2021
Vintage2021 | solar pv | TRUE | 65409 | N | . | Gilead Foster City Solar Project | Gilead Sciences Inc. Foster City | 64755 | CA | PACC |  |  | 22 | 2 | NAICS-22 Non-Cogen | PV | SUN | SUN | CISO | 12444 | 1407 | 2021
Vintage2021 | solar pv | TRUE | 65411 | N | . | Airport 009239 SCS Lexington, LLC | Sol Systems | 61677 | NE | WNC |  |  | 22 | 2 | NAICS-22 Non-Cogen | PV | SUN | SUN | SWPP | 11629 | 1315 | 2021
Vintage2021 | solar pv | TRUE | 65412 | N | . | Northern Cardinal Solar SCS IL 1, LLC | Sol Systems | 61677 | IL | ENC |  |  | 22 | 2 | NAICS-22 Non-Cogen | PV | SUN | SUN | MISO | 156010 | 17640 | 2021
Vintage2021 | solar pv | TRUE | 65413 | N | . | SCS West Fairchild 011958 Danville, LLC | Sol Systems | 61677 | IL | ENC |  |  | 22 | 2 | NAICS-22 Non-Cogen | PV | SUN | SUN | MISO | 11443 | 1294 | 2021
Vintage2021 | solar pv | TRUE | 65414 | N | . | SCS Plainfield 011755 Naperville, LLC | Sol Systems | 61677 | IL | ENC |  |  | 22 | 2 | NAICS-22 Non-Cogen | PV | SUN | SUN | PJM | 13010 | 1471 | 2021
Vintage2021 | solar pv | TRUE | 65415 | N | . | SCS Galena 012589 Peoria, LLC | Sol Systems | 61677 | IL | ENC |  |  | 22 | 2 | NAICS-22 Non-Cogen | PV | SUN | SUN | MISO | 557 | 63 | 2021
Vintage2021 | solar pv | TRUE | 65416 | N | . | Monroe 009452 SCS Cozad, LLC | Sol Systems | 61677 | NE | WNC |  |  | 22 | 2 | NAICS-22 Non-Cogen | PV | SUN | SUN | SWPP | 12877 | 1456 | 2021
Vintage2021 | solar pv | TRUE | 65417 | N | . | SCS COUNTY 012631 Champaign, LLC | Sol Systems | 61677 | IL | ENC |  |  | 22 | 2 | NAICS-22 Non-Cogen | PV | SUN | SUN | MISO | 7685 | 869 | 2021
Vintage2021 | solar pv | TRUE | 65418 | N | . | SCS Randolph 012175 Somerset, LLC | Sol Systems | 61677 | NJ | MAT |  |  | 22 | 2 | NAICS-22 Non-Cogen | PV | SUN | SUN | PJM | 10046 | 1136 | 2021
| solar pv | FALSE | 65460 | N | . | Hartland Solar | Madison Energy Holdings LLC | 62915 | ME | NEW |  |  | 22 | 2 | NAICS-22 Non-Cogen | PV | SUN | SUN | ISNE | 0 | 0 | 2021
| solar pv | FALSE | 65461 | N | . | Unity Solar | Madison Energy Holdings LLC | 62915 | ME | NEW |  |  | 22 | 2 | NAICS-22 Non-Cogen | PV | SUN | SUN | ISNE | 0 | 0 | 2021
Vintage2021 | solar pv | TRUE | 65464 | N | . | Laredo Detention Facility - Solar 2, 3 | County of Kern | 64731 | CA | PACC |  |  | 22 | 1 | Electric Utility | PV | SUN | SUN | CISO | 38029 | 4300 | 2021
Vintage2019 | solar pv | TRUE | 65465 | N | . | Cinnaminson Landfill Solar | Public Service Elec & Gas Co | 15477 | NJ | MAT |  |  | 22 | 1 | Electric Utility | PV | SUN | SUN | PJM | 151735 | 17157 | 2021
Vintage2020 | solar pv | TRUE | 65466 | N | . | Kinsley II Landfill Solar System | Public Service Elec & Gas Co | 15477 | NJ | MAT |  |  | 22 | 1 | Electric Utility | PV | SUN | SUN | PJM | 50234 | 5680 | 2021
Vintage2019 | solar pv | TRUE | 65467 | N | . | Pennsauken Brownfield Solar | Public Service Elec & Gas Co | 15477 | NJ | MAT |  |  | 22 | 1 | Electric Utility | PV | SUN | SUN | PJM | 148048 | 16740 | 2021
| other | FALSE | 65468 | N | . | Highland Park Borough Solar | Public Service Elec & Gas Co | 15477 | NJ | MAT |  |  | 22 | 1 | Electric Utility | BA | MWH | OTH | PJM | 0 | 0 | 2021
Vintage2019 | solar pv | TRUE | 65468 | N | . | Highland Park Borough Solar | Public Service Elec & Gas Co | 15477 | NJ | MAT |  |  | 22 | 1 | Electric Utility | PV | SUN | SUN | PJM | 5766 | 652 | 2021
Vintage2021 | solar pv | TRUE | 65473 | N | . | GD Johnson Scituate I, LLC | GD Johnson Scituate I, LLC | 64790 | RI | NEW |  |  | 22 | 2 | NAICS-22 Non-Cogen | PV | SUN | SUN | ISNE | 9 | 1 | 2021
Vintage2021 | solar pv | TRUE | 65474 | N | . | GDIM 1, LLC | GDIM 1, LLC | 64791 | RI | NEW |  |  | 22 | 2 | NAICS-22 Non-Cogen | PV | SUN | SUN | ISNE | 9 | 1 | 2021
Vintage2021 | solar pv | TRUE | 65475 | N | . | GDIM 2, LLC | GDIM 2, LLC | 64792 | RI | NEW |  |  | 22 | 2 | NAICS-22 Non-Cogen | PV | SUN | SUN | ISNE | 9 | 1 | 2021
Vintage2021 | solar pv | TRUE | 65476 | N | . | GDIM 3, LLC | GDIM 3, LLC | 64793 | RI | NEW |  |  | 22 | 2 | NAICS-22 Non-Cogen | PV | SUN | SUN | ISNE | 9 | 1 | 2021
Vintage2021 | solar pv | TRUE | 65477 | N | . | GDIM 4, LLC | GDIM 4, LLC | 64794 | RI | NEW |  |  | 22 | 2 | NAICS-22 Non-Cogen | PV | SUN | SUN | ISNE | 9 | 1 | 2021
Vintage2021 | onshore wind | TRUE | 65478 | N | . | Green Providence Wind I, LLC | Green Providence WInd I, LLC | 64795 | RI | NEW |  |  | 22 | 2 | NAICS-22 Non-Cogen | WT | WND | WND | ISNE | 9 | 1 | 2021
Vintage2021 | onshore wind | TRUE | 65479 | N | . | Green Providence Wind II, LLC | Green Providence Wind II, LLC | 64796 | RI | NEW |  |  | 22 | 2 | NAICS-22 Non-Cogen | WT | WND | WND | ISNE | 9 | 1 | 2021
Vintage2020 | solar pv | TRUE | 65481 | N | . | Wilkinson DeFore | Safari Energy, LLC | 63640 | GA | SAT |  |  | 22 | 2 | NAICS-22 Non-Cogen | PV | SUN | SUN | SOCO | 54266 | 6136 | 2021
Vintage2021 | onshore wind | FALSE | 65484 | N | . | Western Plains Wind | Western Plains Wind, LLC | 64806 | KS | WNC |  |  | 325193 | 6 | Industrial NAICS Non-Cogen | WT | WND | WND | SWPP | 22172 | 2507 | 2021
Vintage2021 | solar pv | TRUE | 65520 | N | . | Vasquez V CSG | Vasquez V | 64786 | CO | MTN |  |  | 22 | 2 | NAICS-22 Non-Cogen | PV | SUN | SUN | PSCO | 3785 | 428 | 2021
Vintage2021 | solar pv | TRUE | 65547 | N | . | Wedge | Strata Manager, LLC | 64778 | NC | SAT |  |  | 22 | 2 | NAICS-22 Non-Cogen | PV | SUN | SUN | CPLE | 74794 | 8457 | 2021
| other | FALSE | 65568 | N | . | Google Moffett Park Solar Project | Google, Inc. | 64846 | CA | PACC |  |  | 22 | 2 | NAICS-22 Non-Cogen | BA | MWH | OTH | CISO | 0 | 0 | 2021
Vintage2021 | solar pv | TRUE | 65568 | N | . | Google Moffett Park Solar Project | Google, Inc. | 64846 | CA | PACC |  |  | 22 | 2 | NAICS-22 Non-Cogen | PV | SUN | SUN | CISO | 25692 | 2905 | 2021
| other | FALSE | 65569 | N | . | Gilead Sciences La Verne Rooftop Solar | Gilead Sciences, Inc. - La Verne | 64845 | CA | PACC |  |  | 22 | 2 | NAICS-22 Non-Cogen | BA | MWH | OTH | CISO | 0 | 0 | 2021
Vintage2021 | solar pv | TRUE | 65569 | N | . | Gilead Sciences La Verne Rooftop Solar | Gilead Sciences, Inc. - La Verne | 64845 | CA | PACC |  |  | 22 | 2 | NAICS-22 Non-Cogen | PV | SUN | SUN | CISO | 14955 | 1691 | 2021
Vintage2021 | solar pv | TRUE | 65583 | N | . | Richlands Solar, LLC | Richlands Solar, LLC | 64891 | NC | SAT |  |  | 22 | 2 | NAICS-22 Non-Cogen | PV | SUN | SUN | CPLE | 34474 | 3898 | 2021
Vintage2021 | solar pv | TRUE | 65584 | N | . | Cruise Solar, LLC | Cruise Solar, LLC | 64890 | NC | SAT |  |  | 22 | 2 | NAICS-22 Non-Cogen | PV | SUN | SUN | CPLE | 34103 | 3856 | 2021
| solar pv | FALSE | 65609 | N | . | Gilcrest Sun CSG | Gilcrest Sun | 64899 | CO | MTN |  |  | 22 | 2 | NAICS-22 Non-Cogen | PV | SUN | SUN | PSCO | 0 | 0 | 2021
Vintage2021 | solar pv | TRUE | 65612 | N | . | Snowden River CSG | Snowden River Parkway, LLC | 64903 | MD | SAT |  |  | 22 | 2 | NAICS-22 Non-Cogen | PV | SUN | SUN | PJM | 11646 | 1317 | 2021
| solar pv | FALSE | 65613 | N | . | JB-Tobin 2 | AES Clean Energy | 64904 | NY | MAT |  |  | 22 | 2 | NAICS-22 Non-Cogen | PV | SUN | SUN | NYIS | 0 | 0 | 2021
Vintage2021 | solar pv | TRUE | 65617 | N | . | BBARWA | Distributed Solar Development, LLC | 64872 | CA | PACC |  |  | 22 | 2 | NAICS-22 Non-Cogen | PV | SUN | SUN | CISO | 256 | 29 | 2021
Vintage2021 | solar pv | TRUE | 65622 | N | . | Absegami | Conductive Power | 63466 | NJ | MAT |  |  | 22 | 2 | NAICS-22 Non-Cogen | PV | SUN | SUN | PJM | 14814 | 1675 | 2021
Vintage2021 | solar pv | TRUE | 65623 | N | . | Cedar Creek | Conductive Power | 63466 | NJ | MAT |  |  | 22 | 2 | NAICS-22 Non-Cogen | PV | SUN | SUN | PJM | 10427 | 1179 | 2021
Vintage2021 | solar pv | TRUE | 65643 | N | . | Castleton | Conductive Power | 63466 | NY | MAT |  |  | 22 | 2 | NAICS-22 Non-Cogen | PV | SUN | SUN | NYIS | 25267 | 2857 | 2021
| other | FALSE | 65650 | N | . | Brockelman Road Solar 2 | Brockelman Road Solar 2, LLC | 64889 | MA | NEW |  |  | 22 | 2 | NAICS-22 Non-Cogen | BA | MWH | OTH | ISNE | 0 | 0 | 2021
Vintage2021 | solar pv | TRUE | 65650 | N | . | Brockelman Road Solar 2 | Brockelman Road Solar 2, LLC | 64889 | MA | NEW |  |  | 22 | 2 | NAICS-22 Non-Cogen | PV | SUN | SUN | ISNE | 15221 | 1721 | 2021
| solar pv | FALSE | 65652 | N | . | Niagara Bottling - Rialto | SkyHigh 2 Solar | 63432 | CA | PACC |  |  | 312 | 6 | Industrial NAICS Non-Cogen | PV | SUN | SUN | CISO | 0 | 0 | 2021
Vintage2021 | solar pv | TRUE | 65653 | N | . | TES Rowtier | SkyHigh 2 Solar | 63432 | MA | NEW |  |  | 22 | 2 | NAICS-22 Non-Cogen | PV | SUN | SUN | ISNE | 35774 | 4045 | 2021
Vintage2021 | solar pv | TRUE | 65658 | N | . | DRPA Lindenwold Station Solar Project | SunPower Capital Services, LLC | 64933 | NJ | MAT |  |  | 22 | 2 | NAICS-22 Non-Cogen | PV | SUN | SUN | PJM | 2105 | 238 | 2021
| solar pv | FALSE | 65659 | N | . | ENGIE 2020 ProjectCo-WI1 LLC | ENGIE 2020 ProjectCo-WI1 LLC | 64930 | WI | ENC |  |  | 22 | 2 | NAICS-22 Non-Cogen | PV | SUN | SUN | MISO | 0 | 0 | 2021
| solar pv | FALSE | 65667 | N | . | East Windsor Solar One | DG Connecticut III, LLC | 64426 | CT | NEW |  |  | 22 | 2 | NAICS-22 Non-Cogen | PV | SUN | SUN | ISNE | 0 | 0 | 2021
| solar pv | FALSE | 65668 | N | . | Southington Solar One | DG Connecticut III, LLC | 64426 | CT | NEW |  |  | 22 | 2 | NAICS-22 Non-Cogen | PV | SUN | SUN | ISNE | 0 | 0 | 2021
Vintage2021 | solar pv | TRUE | 65691 | N | . | KSU Trumbull | Madison Energy Holdings LLC | 62915 | OH | ENC |  |  | 22 | 2 | NAICS-22 Non-Cogen | PV | SUN | SUN | PJM | 6448 | 729 | 2021
Vintage2019 | solar pv | TRUE | 65716 | N | . | Long Plain Solar | Long Plain Solar, LLC | 64980 | MA | NEW |  |  | 22 | 2 | NAICS-22 Non-Cogen | PV | SUN | SUN | ISNE | 30495 | 3448 | 2021
Vintage2020 | solar pv | TRUE | 65717 | N | . | Settlers Solar | Settlers Solar, LLC | 64981 | MA | NEW |  |  | 22 | 2 | NAICS-22 Non-Cogen | PV | SUN | SUN | ISNE | 57574 | 6510 | 2021
Vintage2020 | solar pv | TRUE | 65719 | N | . | Griffin Road Solar 2 | Griffin Road Solar 2, LLC | 64982 | MA | NEW |  |  | 22 | 2 | NAICS-22 Non-Cogen | PV | SUN | SUN | ISNE | 19838 | 2243 | 2021
Vintage2020 | solar pv | TRUE | 65720 | N | . | Woodland Avenue Solar 1 | Woodland Avenue Solar 1, LLC | 64984 | MA | NEW |  |  | 22 | 2 | NAICS-22 Non-Cogen | PV | SUN | SUN | ISNE | 72097 | 8152 | 2021
Vintage2020 | solar pv | TRUE | 65721 | N | . | RT405 Westerlo Solar 2 | RT405 Westerlo Solar 2, LLC | 64985 | NY | MAT |  |  | 22 | 2 | NAICS-22 Non-Cogen | PV | SUN | SUN | ISNE | 66558 | 7526 | 2021
Vintage2017 | solar pv | TRUE | 65722 | N | . | Webster Solar | Webster Solar, LLC | 64882 | MA | NEW |  |  | 22 | 2 | NAICS-22 Non-Cogen | PV | SUN | SUN | ISNE | 10992 | 1243 | 2021
Vintage2020 | solar pv | TRUE | 65723 | N | . | LR Wheatfield Solar 1 | LR Wheatfield Solar 1, LLC | 64986 | NY | MAT |  |  | 22 | 2 | NAICS-22 Non-Cogen | PV | SUN | SUN | ISNE | 74299 | 8401 | 2021
Vintage2020 | solar pv | TRUE | 65724 | N | . | Pendleton Solar 1 | Pendleton Solar 1, LLC | 64987 | NY | MAT |  |  | 22 | 2 | NAICS-22 Non-Cogen | PV | SUN | SUN | ISNE | 52081 | 5889 | 2021
Vintage2021 | solar pv | TRUE | 65731 | N | . | Rockford CS 1 | Rockford CS 1, LLC | 64990 | IL | ENC |  |  | 22 | 2 | NAICS-22 Non-Cogen | PV | SUN | SUN | MISO | 22463 | 2540 | 2021
Vintage2021 | solar pv | TRUE | 65732 | N | . | Rockford CS 2 | Rockford CS 2, LLC | 64988 | IL | ENC |  |  | 22 | 2 | NAICS-22 Non-Cogen | PV | SUN | SUN | MISO | 22834 | 2582 | 2021
| solar pv | FALSE | 65740 | N | . | Canal Energy S23, LLC | Canal Energy S23, LLC | 64948 | CA | PACC |  |  | 22 | 2 | NAICS-22 Non-Cogen | PV | SUN | SUN | CISO | 0 | 0 | 2021
Vintage2021 | petroleum | TRUE | 65767 | N | . | Gustavus | Alaska Power and Telephone Co | 219 | AK | PACN |  |  | 22 | 1 | Electric Utility | IC | DFO | DFO | NA | 5201 | 469 | 2021
Vintage2019 | natural gas peaker | TRUE | 65768 | N | . | Centech Gas Generator | Town of Shrewsbury - (MA) | 17127 | MA | NEW |  |  | 22 | 1 | Electric Utility | IC | NG | NG | ISNE | 2289 | 169 | 2021
| other | FALSE | 99999 | N | . | State-Fuel Level Increment | State-Fuel Level Increment | 99999 | TX | WSC |  |  | 99999 | 2 | NAICS-22 Non-Cogen | BA | MWH | OTH | State-Fuel Level Increment | 0 | 0 | 2021
| other | FALSE | 99999 | N | . | State-Fuel Level Increment | State-Fuel Level Increment | 99999 | OK | WSC |  |  | 99999 | 2 | NAICS-22 Non-Cogen | BA | MWH | OTH | State-Fuel Level Increment | 0 | 0 | 2021
| other | FALSE | 99999 | N | . | State-Fuel Level Increment | State-Fuel Level Increment | 99999 | NY | MAT |  |  | 99999 | 4 | Commercial NAICS Non-Cogen | BA | MWH | OTH | State-Fuel Level Increment | 0 | 0 | 2021
| other | FALSE | 99999 | N | . | State-Fuel Level Increment | State-Fuel Level Increment | 99999 | NY | MAT |  |  | 99999 | 2 | NAICS-22 Non-Cogen | BA | MWH | OTH | State-Fuel Level Increment | 0 | 0 | 2021
| other | FALSE | 99999 | N | . | State-Fuel Level Increment | State-Fuel Level Increment | 99999 | NY | MAT |  |  | 99999 | 1 | Electric Utility | BA | MWH | OTH | State-Fuel Level Increment | 0 | 0 | 2021
| other | FALSE | 99999 | N | . | State-Fuel Level Increment | State-Fuel Level Increment | 99999 | NV | MTN |  |  | 99999 | 1 | Electric Utility | BA | MWH | OTH | State-Fuel Level Increment | 0 | 0 | 2021
| other | FALSE | 99999 | N | . | State-Fuel Level Increment | State-Fuel Level Increment | 99999 | ME | NEW |  |  | 99999 | 2 | NAICS-22 Non-Cogen | BA | MWH | OTH | State-Fuel Level Increment | 0 | 0 | 2021
| other | FALSE | 99999 | N | . | State-Fuel Level Increment | State-Fuel Level Increment | 99999 | IN | ENC |  |  | 99999 | 1 | Electric Utility | BA | MWH | OTH | State-Fuel Level Increment | 0 | 0 | 2021
| other | FALSE | 99999 | N | . | State-Fuel Level Increment | State-Fuel Level Increment | 99999 | IA | WNC |  |  | 99999 | 1 | Electric Utility | BA | MWH | OTH | State-Fuel Level Increment | 0 | 0 | 2021
| other | FALSE | 99999 | N | . | State-Fuel Level Increment | State-Fuel Level Increment | 99999 | CO | MTN |  |  | 99999 | 1 | Electric Utility | BA | MWH | OTH | State-Fuel Level Increment | 0 | 0 | 2021
| other | FALSE | 99999 | N | . | State-Fuel Level Increment | State-Fuel Level Increment | 99999 | CA | PACC |  |  | 99999 | 4 | Commercial NAICS Non-Cogen | BA | MWH | OTH | State-Fuel Level Increment | 0 | 0 | 2021
| other | FALSE | 99999 | N | . | State-Fuel Level Increment | State-Fuel Level Increment | 99999 | CA | PACC |  |  | 99999 | 2 | NAICS-22 Non-Cogen | BA | MWH | OTH | State-Fuel Level Increment | 0 | 0 | 2021
| other | FALSE | 99999 | N | . | State-Fuel Level Increment | State-Fuel Level Increment | 99999 | FL | SAT |  |  | 99999 | 1 | Electric Utility | BA | MWH | OTH | State-Fuel Level Increment | 0 | 0 | 2021
| other | FALSE | 99999 | N | . | State-Fuel Level Increment | State-Fuel Level Increment | 99999 | NE | WNC |  |  | 99999 | 2 | NAICS-22 Non-Cogen | BA | MWH | OTH | State-Fuel Level Increment | 0 | 0 | 2021
| petroleum | FALSE | 99999 | Y | . | State-Fuel Level Increment | State-Fuel Level Increment | 99999 | SC | SAT |  |  | 99999 | 1 | Electric Utility | CA | DFO | DFO | State-Fuel Level Increment | 0 | 0 | 2021
| petroleum | FALSE | 99999 | Y | . | State-Fuel Level Increment | State-Fuel Level Increment | 99999 | NY | MAT |  |  | 99999 | 3 | NAICS-22 Cogen | CA | DFO | DFO | State-Fuel Level Increment | 0 | 0 | 2021
| petroleum | FALSE | 99999 | N | . | State-Fuel Level Increment | State-Fuel Level Increment | 99999 | VA | SAT |  |  | 99999 | 1 | Electric Utility | CA | DFO | DFO | State-Fuel Level Increment | 0 | 0 | 2021
| petroleum | FALSE | 99999 | N | . | State-Fuel Level Increment | State-Fuel Level Increment | 99999 | SC | SAT |  |  | 99999 | 1 | Electric Utility | CA | DFO | DFO | State-Fuel Level Increment | 0 | 0 | 2021
| petroleum | FALSE | 99999 | N | . | State-Fuel Level Increment | State-Fuel Level Increment | 99999 | MI | ENC |  |  | 99999 | 2 | NAICS-22 Non-Cogen | CA | DFO | DFO | State-Fuel Level Increment | 0 | 0 | 2021
| petroleum | FALSE | 99999 | N | . | State-Fuel Level Increment | State-Fuel Level Increment | 99999 | FL | SAT |  |  | 99999 | 1 | Electric Utility | CA | DFO | DFO | State-Fuel Level Increment | 0 | 0 | 2021
Vintage0 | petroleum | FALSE | 99999 | N | . | State-Fuel Level Increment | State-Fuel Level Increment | 99999 | LA | WSC |  |  | 99999 | 1 | Electric Utility | CA | DFO | DFO | State-Fuel Level Increment | 389 | 43.23 | 2021
Vintage0 | biomass | FALSE | 99999 | N | . | State-Fuel Level Increment | State-Fuel Level Increment | 99999 | MI | ENC |  |  | 99999 | 2 | NAICS-22 Non-Cogen | CA | LFG | MLG | State-Fuel Level Increment | 24609 | 2659.188 | 2021
| natural gas combined cycle | FALSE | 99999 | Y | . | State-Fuel Level Increment | State-Fuel Level Increment | 99999 | TX | WSC |  |  | 99999 | 3 | NAICS-22 Cogen | CA | NG | NG | State-Fuel Level Increment | 0 | 0 | 2021
| natural gas combined cycle | FALSE | 99999 | Y | . | State-Fuel Level Increment | State-Fuel Level Increment | 99999 | MN | WNC |  |  | 99999 | 7 | Industrial NAICS Cogen | CA | NG | NG | State-Fuel Level Increment | 0 | 0 | 2021
| natural gas combined cycle | FALSE | 99999 | Y | . | State-Fuel Level Increment | State-Fuel Level Increment | 99999 | NY | MAT |  |  | 99999 | 5 | Commercial NAICS Cogen | CA | NG | NG | State-Fuel Level Increment | 0 | 0 | 2021
| natural gas combined cycle | FALSE | 99999 | N | . | State-Fuel Level Increment | State-Fuel Level Increment | 99999 | VA | SAT |  |  | 99999 | 1 | Electric Utility | CA | NG | NG | State-Fuel Level Increment | 0 | 0 | 2021
| natural gas combined cycle | FALSE | 99999 | Y | . | State-Fuel Level Increment | State-Fuel Level Increment | 99999 | CA | PACC |  |  | 99999 | 7 | Industrial NAICS Cogen | CA | NG | NG | State-Fuel Level Increment | 0 | 0 | 2021
| natural gas combined cycle | FALSE | 99999 | N | . | State-Fuel Level Increment | State-Fuel Level Increment | 99999 | TX | WSC |  |  | 99999 | 2 | NAICS-22 Non-Cogen | CA | NG | NG | State-Fuel Level Increment | 0 | 0 | 2021
| natural gas combined cycle | FALSE | 99999 | Y | . | State-Fuel Level Increment | State-Fuel Level Increment | 99999 | SC | SAT |  |  | 99999 | 1 | Electric Utility | CA | NG | NG | State-Fuel Level Increment | 0 | 0 | 2021
| natural gas combined cycle | FALSE | 99999 | N | . | State-Fuel Level Increment | State-Fuel Level Increment | 99999 | SC | SAT |  |  | 99999 | 1 | Electric Utility | CA | NG | NG | State-Fuel Level Increment | 0 | 0 | 2021
Vintage0 | natural gas combined cycle | FALSE | 99999 | N | . | State-Fuel Level Increment | State-Fuel Level Increment | 99999 | OH | ENC |  |  | 99999 | 2 | NAICS-22 Non-Cogen | CA | NG | NG | State-Fuel Level Increment | 1675418 | 123147.72 | 2021
Vintage0 | natural gas combined cycle | FALSE | 99999 | N | . | State-Fuel Level Increment | State-Fuel Level Increment | 99999 | LA | WSC |  |  | 99999 | 1 | Electric Utility | CA | NG | NG | State-Fuel Level Increment | 245965 | 269657.26 | 2021
Vintage0 | natural gas combined cycle | FALSE | 99999 | N | . | State-Fuel Level Increment | State-Fuel Level Increment | 99999 | FL | SAT |  |  | 99999 | 1 | Electric Utility | CA | NG | NG | State-Fuel Level Increment | 122315 | 99270.503 | 2021
| natural gas combined cycle | FALSE | 99999 | Y | . | State-Fuel Level Increment | State-Fuel Level Increment | 99999 | NY | MAT |  |  | 99999 | 3 | NAICS-22 Cogen | CA | NG | NG | State-Fuel Level Increment | 0 | 0 | 2021
Vintage0 | other | FALSE | 99999 | Y | . | State-Fuel Level Increment | State-Fuel Level Increment | 99999 | CA | PACC |  |  | 99999 | 7 | Industrial NAICS Cogen | CA | OG | OOG | State-Fuel Level Increment | 4348 | 370.807 | 2021
Vintage0 | natural gas combined cycle | FALSE | 99999 | Y | . | State-Fuel Level Increment | State-Fuel Level Increment | 99999 | AZ | MTN |  |  | 99999 | 5 | Commercial NAICS Cogen | CS | NG | NG | State-Fuel Level Increment | 40366 | 9136.258 | 2021
Vintage0 | petroleum | FALSE | 99999 | Y | . | State-Fuel Level Increment | State-Fuel Level Increment | 99999 | NY | MAT |  |  | 99999 | 3 | NAICS-22 Cogen | CT | DFO | DFO | State-Fuel Level Increment | 98 | 16.18 | 2021
Vintage0 | petroleum | FALSE | 99999 | N | . | State-Fuel Level Increment | State-Fuel Level Increment | 99999 | VA | SAT |  |  | 99999 | 1 | Electric Utility | CT | DFO | DFO | State-Fuel Level Increment | 201 | 25.946 | 2021
Vintage0 | petroleum | FALSE | 99999 | N | . | State-Fuel Level Increment | State-Fuel Level Increment | 99999 | SC | SAT |  |  | 99999 | 1 | Electric Utility | CT | DFO | DFO | State-Fuel Level Increment | 630 | 52.273 | 2021
| petroleum | FALSE | 99999 | N | . | State-Fuel Level Increment | State-Fuel Level Increment | 99999 | MI | ENC |  |  | 99999 | 2 | NAICS-22 Non-Cogen | CT | DFO | DFO | State-Fuel Level Increment | 0 | 0 | 2021
Vintage0 | petroleum | FALSE | 99999 | N | . | State-Fuel Level Increment | State-Fuel Level Increment | 99999 | LA | WSC |  |  | 99999 | 1 | Electric Utility | CT | DFO | DFO | State-Fuel Level Increment | 313 | 35.911 | 2021
| petroleum | FALSE | 99999 | N | . | State-Fuel Level Increment | State-Fuel Level Increment | 99999 | FL | SAT |  |  | 99999 | 1 | Electric Utility | CT | DFO | DFO | State-Fuel Level Increment | 0 | 0 | 2021
Vintage0 | petroleum | FALSE | 99999 | Y | . | State-Fuel Level Increment | State-Fuel Level Increment | 99999 | SC | SAT |  |  | 99999 | 1 | Electric Utility | CT | DFO | DFO | State-Fuel Level Increment | 94 | 16.379 | 2021
| other | FALSE | 99999 | N | . | State-Fuel Level Increment | State-Fuel Level Increment | 99999 | MI | ENC |  |  | 99999 | 2 | NAICS-22 Non-Cogen | CT | KER | WOO | State-Fuel Level Increment | 0 | 0 | 2021
Vintage0 | biomass | FALSE | 99999 | N | . | State-Fuel Level Increment | State-Fuel Level Increment | 99999 | MI | ENC |  |  | 99999 | 2 | NAICS-22 Non-Cogen | CT | LFG | MLG | State-Fuel Level Increment | 137256 | 9396.694 | 2021
Vintage0 | natural gas combined cycle | FALSE | 99999 | Y | . | State-Fuel Level Increment | State-Fuel Level Increment | 99999 | SC | SAT |  |  | 99999 | 1 | Electric Utility | CT | NG | NG | State-Fuel Level Increment | 725227 | 125766.96 | 2021
Vintage0 | natural gas combined cycle | FALSE | 99999 | Y | . | State-Fuel Level Increment | State-Fuel Level Increment | 99999 | NY | MAT |  |  | 99999 | 3 | NAICS-22 Cogen | CT | NG | NG | State-Fuel Level Increment | 772294 | 127342.53 | 2021
| natural gas combined cycle | FALSE | 99999 | Y | . | State-Fuel Level Increment | State-Fuel Level Increment | 99999 | MN | WNC |  |  | 99999 | 7 | Industrial NAICS Cogen | CT | NG | NG | State-Fuel Level Increment | 0 | 0 | 2021
Vintage0 | natural gas combined cycle | FALSE | 99999 | Y | . | State-Fuel Level Increment | State-Fuel Level Increment | 99999 | TX | WSC |  |  | 99999 | 3 | NAICS-22 Cogen | CT | NG | NG | State-Fuel Level Increment | 1342346 | 186992.11 | 2021
Vintage0 | natural gas combined cycle | FALSE | 99999 | N | . | State-Fuel Level Increment | State-Fuel Level Increment | 99999 | VA | SAT |  |  | 99999 | 1 | Electric Utility | CT | NG | NG | State-Fuel Level Increment | 911867 | 117627.86 | 2021
Vintage0 | natural gas combined cycle | FALSE | 99999 | N | . | State-Fuel Level Increment | State-Fuel Level Increment | 99999 | TX | WSC |  |  | 99999 | 2 | NAICS-22 Non-Cogen | CT | NG | NG | State-Fuel Level Increment | 557777 | 74509.09 | 2021
Vintage0 | natural gas combined cycle | FALSE | 99999 | N | . | State-Fuel Level Increment | State-Fuel Level Increment | 99999 | SC | SAT |  |  | 99999 | 1 | Electric Utility | CT | NG | NG | State-Fuel Level Increment | 1040332 | 85631.041 | 2021
Vintage0 | natural gas combined cycle | FALSE | 99999 | N | . | State-Fuel Level Increment | State-Fuel Level Increment | 99999 | OH | ENC |  |  | 99999 | 2 | NAICS-22 Non-Cogen | CT | NG | NG | State-Fuel Level Increment | 565819 | 199809.72 | 2021
Vintage0 | natural gas combined cycle | FALSE | 99999 | N | . | State-Fuel Level Increment | State-Fuel Level Increment | 99999 | LA | WSC |  |  | 99999 | 1 | Electric Utility | CT | NG | NG | State-Fuel Level Increment | 4773741 | 408117.58 | 2021
Vintage0 | natural gas combined cycle | FALSE | 99999 | N | . | State-Fuel Level Increment | State-Fuel Level Increment | 99999 | FL | SAT |  |  | 99999 | 1 | Electric Utility | CT | NG | NG | State-Fuel Level Increment | 1708761 | 150814.41 | 2021
Vintage0 | natural gas combined cycle | FALSE | 99999 | Y | . | State-Fuel Level Increment | State-Fuel Level Increment | 99999 | CA | PACC |  |  | 99999 | 7 | Industrial NAICS Cogen | CT | NG | NG | State-Fuel Level Increment | 2145007 | 182941.68 | 2021
| natural gas combined cycle | FALSE | 99999 | Y | . | State-Fuel Level Increment | State-Fuel Level Increment | 99999 | NY | MAT |  |  | 99999 | 5 | Commercial NAICS Cogen | CT | NG | NG | State-Fuel Level Increment | 0 | 0 | 2021
| other | FALSE | 99999 | Y | . | State-Fuel Level Increment | State-Fuel Level Increment | 99999 | CA | PACC |  |  | 99999 | 7 | Industrial NAICS Cogen | CT | OG | OOG | State-Fuel Level Increment | 0 | 0 | 2021
| other | FALSE | 99999 | Y | . | State-Fuel Level Increment | State-Fuel Level Increment | 99999 | CT | NEW |  |  | 99999 | 7 | Industrial NAICS Cogen | FC | NG | NG | State-Fuel Level Increment | 0 | 0 | 2021
| other | FALSE | 99999 | N | . | State-Fuel Level Increment | State-Fuel Level Increment | 99999 | CA | PACC |  |  | 99999 | 2 | NAICS-22 Non-Cogen | FC | NG | NG | State-Fuel Level Increment | 0 | 0 | 2021
| petroleum | FALSE | 99999 | Y | . | State-Fuel Level Increment | State-Fuel Level Increment | 99999 | MI | ENC |  |  | 99999 | 5 | Commercial NAICS Cogen | GT | DFO | DFO | State-Fuel Level Increment | 0 | 0 | 2021
Vintage0 | petroleum | FALSE | 99999 | Y | . | State-Fuel Level Increment | State-Fuel Level Increment | 99999 | MD | SAT |  |  | 99999 | 3 | NAICS-22 Cogen | GT | DFO | DFO | State-Fuel Level Increment | 3422 | 854.763 | 2021
| petroleum | FALSE | 99999 | Y | . | State-Fuel Level Increment | State-Fuel Level Increment | 99999 | AZ | MTN |  |  | 99999 | 1 | Electric Utility | GT | DFO | DFO | State-Fuel Level Increment | 0 | 0 | 2021
Vintage0 | petroleum | FALSE | 99999 | N | . | State-Fuel Level Increment | State-Fuel Level Increment | 99999 | SC | SAT |  |  | 99999 | 1 | Electric Utility | GT | DFO | DFO | State-Fuel Level Increment | 775 | 56.763 | 2021
Vintage0 | petroleum | FALSE | 99999 | N | . | State-Fuel Level Increment | State-Fuel Level Increment | 99999 | OH | ENC |  |  | 99999 | 1 | Electric Utility | GT | DFO | DFO | State-Fuel Level Increment | 1012 | 71.356 | 2021
Vintage0 | petroleum | FALSE | 99999 | N | . | State-Fuel Level Increment | State-Fuel Level Increment | 99999 | NC | SAT |  |  | 99999 | 1 | Electric Utility | GT | DFO | DFO | State-Fuel Level Increment | 714 | 39.64 | 2021
| petroleum | FALSE | 99999 | N | . | State-Fuel Level Increment | State-Fuel Level Increment | 99999 | MD | SAT |  |  | 99999 | 2 | NAICS-22 Non-Cogen | GT | DFO | DFO | State-Fuel Level Increment | 0 | 0 | 2021
| petroleum | FALSE | 99999 | N | . | State-Fuel Level Increment | State-Fuel Level Increment | 99999 | FL | SAT |  |  | 99999 | 1 | Electric Utility | GT | DFO | DFO | State-Fuel Level Increment | 0 | 0 | 2021
Vintage0 | petroleum | FALSE | 99999 | N | . | State-Fuel Level Increment | State-Fuel Level Increment | 99999 | NM | MTN |  |  | 99999 | 1 | Electric Utility | GT | DFO | DFO | State-Fuel Level Increment | 14659 | 1120.401 | 2021
Vintage0 | natural gas peaker | FALSE | 99999 | Y | . | State-Fuel Level Increment | State-Fuel Level Increment | 99999 | MI | ENC |  |  | 99999 | 5 | Commercial NAICS Cogen | GT | NG | NG | State-Fuel Level Increment | 14928 | 3344.563 | 2021
Vintage0 | natural gas peaker | FALSE | 99999 | Y | . | State-Fuel Level Increment | State-Fuel Level Increment | 99999 | MD | SAT |  |  | 99999 | 3 | NAICS-22 Cogen | GT | NG | NG | State-Fuel Level Increment | 270385 | 67564.441 | 2021
| natural gas peaker | FALSE | 99999 | Y | . | State-Fuel Level Increment | State-Fuel Level Increment | 99999 | KS | WNC |  |  | 99999 | 7 | Industrial NAICS Cogen | GT | NG | NG | State-Fuel Level Increment | 0 | 0 | 2021
Vintage0 | natural gas peaker | FALSE | 99999 | Y | . | State-Fuel Level Increment | State-Fuel Level Increment | 99999 | IL | ENC |  |  | 99999 | 7 | Industrial NAICS Cogen | GT | NG | NG | State-Fuel Level Increment | 120154 | 15529.898 | 2021
Vintage0 | natural gas peaker | FALSE | 99999 | Y | . | State-Fuel Level Increment | State-Fuel Level Increment | 99999 | DC | SAT |  |  | 99999 | 5 | Commercial NAICS Cogen | GT | NG | NG | State-Fuel Level Increment | 308948 | 26620.977 | 2021
Vintage0 | natural gas peaker | FALSE | 99999 | Y | . | State-Fuel Level Increment | State-Fuel Level Increment | 99999 | CA | PACC |  |  | 99999 | 5 | Commercial NAICS Cogen | GT | NG | NG | State-Fuel Level Increment | 3065 | 396.165 | 2021
| natural gas peaker | FALSE | 99999 | N | . | State-Fuel Level Increment | State-Fuel Level Increment | 99999 | SC | SAT |  |  | 99999 | 1 | Electric Utility | GT | NG | NG | State-Fuel Level Increment | 0 | 0 | 2021
Vintage0 | natural gas peaker | FALSE | 99999 | N | . | State-Fuel Level Increment | State-Fuel Level Increment | 99999 | OH | ENC |  |  | 99999 | 1 | Electric Utility | GT | NG | NG | State-Fuel Level Increment | 53813 | 3547.899 | 2021
Vintage0 | natural gas peaker | FALSE | 99999 | N | . | State-Fuel Level Increment | State-Fuel Level Increment | 99999 | NM | MTN |  |  | 99999 | 1 | Electric Utility | GT | NG | NG | State-Fuel Level Increment | 1382718 | 114183.75 | 2021
Vintage0 | natural gas peaker | FALSE | 99999 | N | . | State-Fuel Level Increment | State-Fuel Level Increment | 99999 | NC | SAT |  |  | 99999 | 1 | Electric Utility | GT | NG | NG | State-Fuel Level Increment | 321591 | 34740.363 | 2021
Vintage0 | natural gas peaker | FALSE | 99999 | Y | . | State-Fuel Level Increment | State-Fuel Level Increment | 99999 | VA | SAT |  |  | 99999 | 7 | Industrial NAICS Cogen | GT | NG | NG | State-Fuel Level Increment | 27518 | 6481.099 | 2021
Vintage0 | natural gas peaker | FALSE | 99999 | N | . | State-Fuel Level Increment | State-Fuel Level Increment | 99999 | FL | SAT |  |  | 99999 | 1 | Electric Utility | GT | NG | NG | State-Fuel Level Increment | 3684 | 439.675 | 2021
| natural gas peaker | FALSE | 99999 | N | . | State-Fuel Level Increment | State-Fuel Level Increment | 99999 | CO | MTN |  |  | 99999 | 1 | Electric Utility | GT | NG | NG | State-Fuel Level Increment | 0 | 0 | 2021
Vintage0 | natural gas peaker | FALSE | 99999 | N | . | State-Fuel Level Increment | State-Fuel Level Increment | 99999 | AL | ESC |  |  | 99999 | 6 | Industrial NAICS Non-Cogen | GT | NG | NG | State-Fuel Level Increment | 25524 | 1469.607 | 2021
Vintage0 | natural gas peaker | FALSE | 99999 | Y | . | State-Fuel Level Increment | State-Fuel Level Increment | 99999 | AZ | MTN |  |  | 99999 | 1 | Electric Utility | GT | NG | NG | State-Fuel Level Increment | 1996 | 171.99 | 2021
| other | FALSE | 99999 | N | . | State-Fuel Level Increment | State-Fuel Level Increment | 99999 | OH | ENC |  |  | 99999 | 1 | Electric Utility | GT | PG | WOO | State-Fuel Level Increment | 0 | 0 | 2021
Vintage0 | hydro | FALSE | 99999 | N | . | State-Fuel Level Increment | State-Fuel Level Increment | 99999 | TX | WSC |  |  | 99999 | 1 | Electric Utility | HY | WAT | HYC | State-Fuel Level Increment | 266838 | 30171.696 | 2021
Vintage0 | hydro | FALSE | 99999 | N | . | State-Fuel Level Increment | State-Fuel Level Increment | 99999 | NY | MAT |  |  | 99999 | 2 | NAICS-22 Non-Cogen | HY | WAT | HYC | State-Fuel Level Increment | 33294 | 3764.542 | 2021
Vintage0 | hydro | FALSE | 99999 | N | . | State-Fuel Level Increment | State-Fuel Level Increment | 99999 | CA | PACC |  |  | 99999 | 2 | NAICS-22 Non-Cogen | HY | WAT | HYC | State-Fuel Level Increment | 16883 | 1909.138 | 2021
Vintage0 | hydro | FALSE | 99999 | N | . | State-Fuel Level Increment | State-Fuel Level Increment | 99999 | IA | WNC |  |  | 99999 | 1 | Electric Utility | HY | WAT | HYC | State-Fuel Level Increment | 73062 | 8261.215 | 2021
| petroleum | FALSE | 99999 | Y | . | State-Fuel Level Increment | State-Fuel Level Increment | 99999 | WI | ENC |  |  | 99999 | 1 | Electric Utility | IC | DFO | DFO | State-Fuel Level Increment | 0 | 0 | 2021
| petroleum | FALSE | 99999 | Y | . | State-Fuel Level Increment | State-Fuel Level Increment | 99999 | TX | WSC |  |  | 99999 | 5 | Commercial NAICS Cogen | IC | DFO | DFO | State-Fuel Level Increment | 0 | 0 | 2021
Vintage0 | petroleum | FALSE | 99999 | Y | . | State-Fuel Level Increment | State-Fuel Level Increment | 99999 | NY | MAT |  |  | 99999 | 5 | Commercial NAICS Cogen | IC | DFO | DFO | State-Fuel Level Increment | 238 | 43.775 | 2021
Vintage0 | petroleum | FALSE | 99999 | Y | . | State-Fuel Level Increment | State-Fuel Level Increment | 99999 | NH | NEW |  |  | 99999 | 5 | Commercial NAICS Cogen | IC | DFO | DFO | State-Fuel Level Increment | 104 | 23.971 | 2021
Vintage0 | petroleum | FALSE | 99999 | Y | . | State-Fuel Level Increment | State-Fuel Level Increment | 99999 | MI | ENC |  |  | 99999 | 5 | Commercial NAICS Cogen | IC | DFO | DFO | State-Fuel Level Increment | 34 | 7.459 | 2021
| petroleum | FALSE | 99999 | N | . | State-Fuel Level Increment | State-Fuel Level Increment | 99999 | WI | ENC |  |  | 99999 | 6 | Industrial NAICS Non-Cogen | IC | DFO | DFO | State-Fuel Level Increment | 0 | 0 | 2021
| petroleum | FALSE | 99999 | N | . | State-Fuel Level Increment | State-Fuel Level Increment | 99999 | KS | WNC |  |  | 99999 | 1 | Electric Utility | IC | DFO | DFO | State-Fuel Level Increment | 0 | 0 | 2021
| petroleum | FALSE | 99999 | N | . | State-Fuel Level Increment | State-Fuel Level Increment | 99999 | TX | WSC |  |  | 99999 | 2 | NAICS-22 Non-Cogen | IC | DFO | DFO | State-Fuel Level Increment | 0 | 0 | 2021
| petroleum | FALSE | 99999 | N | . | State-Fuel Level Increment | State-Fuel Level Increment | 99999 | PA | MAT |  |  | 99999 | 4 | Commercial NAICS Non-Cogen | IC | DFO | DFO | State-Fuel Level Increment | 0 | 0 | 2021
Vintage0 | petroleum | FALSE | 99999 | N | . | State-Fuel Level Increment | State-Fuel Level Increment | 99999 | NY | MAT |  |  | 99999 | 4 | Commercial NAICS Non-Cogen | IC | DFO | DFO | State-Fuel Level Increment | 72 | 9.035 | 2021
| petroleum | FALSE | 99999 | N | . | State-Fuel Level Increment | State-Fuel Level Increment | 99999 | NJ | MAT |  |  | 99999 | 4 | Commercial NAICS Non-Cogen | IC | DFO | DFO | State-Fuel Level Increment | 0 | 0 | 2021
Vintage0 | petroleum | FALSE | 99999 | N | . | State-Fuel Level Increment | State-Fuel Level Increment | 99999 | ND | WNC |  |  | 99999 | 1 | Electric Utility | IC | DFO | DFO | State-Fuel Level Increment | 144 | 11.467 | 2021
| petroleum | FALSE | 99999 | N | . | State-Fuel Level Increment | State-Fuel Level Increment | 99999 | MO | WNC |  |  | 99999 | 1 | Electric Utility | IC | DFO | DFO | State-Fuel Level Increment | 0 | 0 | 2021
Vintage0 | petroleum | FALSE | 99999 | N | . | State-Fuel Level Increment | State-Fuel Level Increment | 99999 | IN | ENC |  |  | 99999 | 1 | Electric Utility | IC | DFO | DFO | State-Fuel Level Increment | 564 | 61.243 | 2021
Vintage0 | petroleum | FALSE | 99999 | N | . | State-Fuel Level Increment | State-Fuel Level Increment | 99999 | GA | SAT |  |  | 99999 | 4 | Commercial NAICS Non-Cogen | IC | DFO | DFO | State-Fuel Level Increment | 1056 | 86.895 | 2021
| petroleum | FALSE | 99999 | N | . | State-Fuel Level Increment | State-Fuel Level Increment | 99999 | CA | PACC |  |  | 99999 | 6 | Industrial NAICS Non-Cogen | IC | DFO | DFO | State-Fuel Level Increment | 0 | 0 | 2021
Vintage0 | biomass | FALSE | 99999 | N | . | State-Fuel Level Increment | State-Fuel Level Increment | 99999 | MI | ENC |  |  | 99999 | 2 | NAICS-22 Non-Cogen | IC | LFG | MLG | State-Fuel Level Increment | 538210 | 43680.844 | 2021
Vintage0 | biomass | FALSE | 99999 | Y | . | State-Fuel Level Increment | State-Fuel Level Increment | 99999 | CA | PACC |  |  | 99999 | 3 | NAICS-22 Cogen | IC | LFG | MLG | State-Fuel Level Increment | 89236 | 20543.294 | 2021
| biomass | FALSE | 99999 | N | . | State-Fuel Level Increment | State-Fuel Level Increment | 99999 | TN | ESC |  |  | 99999 | 2 | NAICS-22 Non-Cogen | IC | LFG | MLG | State-Fuel Level Increment | 0 | 0 | 2021
Vintage0 | biomass | FALSE | 99999 | N | . | State-Fuel Level Increment | State-Fuel Level Increment | 99999 | NJ | MAT |  |  | 99999 | 2 | NAICS-22 Non-Cogen | IC | LFG | MLG | State-Fuel Level Increment | 90668 | 8679.325 | 2021
| biomass | FALSE | 99999 | N | . | State-Fuel Level Increment | State-Fuel Level Increment | 99999 | MD | SAT |  |  | 99999 | 4 | Commercial NAICS Non-Cogen | IC | LFG | MLG | State-Fuel Level Increment | 0 | 0 | 2021
| natural gas peaker | FALSE | 99999 | N | . | State-Fuel Level Increment | State-Fuel Level Increment | 99999 | NY | MAT |  |  | 99999 | 4 | Commercial NAICS Non-Cogen | IC | NG | NG | State-Fuel Level Increment | 0 | 0 | 2021
| natural gas peaker | FALSE | 99999 | Y | . | State-Fuel Level Increment | State-Fuel Level Increment | 99999 | TX | WSC |  |  | 99999 | 5 | Commercial NAICS Cogen | IC | NG | NG | State-Fuel Level Increment | 0 | 0 | 2021
Vintage0 | natural gas peaker | FALSE | 99999 | Y | . | State-Fuel Level Increment | State-Fuel Level Increment | 99999 | NY | MAT |  |  | 99999 | 3 | NAICS-22 Cogen | IC | NG | NG | State-Fuel Level Increment | 77042 | 10178.881 | 2021
Vintage0 | natural gas peaker | FALSE | 99999 | Y | . | State-Fuel Level Increment | State-Fuel Level Increment | 99999 | CA | PACC |  |  | 99999 | 7 | Industrial NAICS Cogen | IC | NG | NG | State-Fuel Level Increment | 22164 | 2763.572 | 2021
| natural gas peaker | FALSE | 99999 | Y | . | State-Fuel Level Increment | State-Fuel Level Increment | 99999 | CA | PACC |  |  | 99999 | 5 | Commercial NAICS Cogen | IC | NG | NG | State-Fuel Level Increment | 0 | 0 | 2021
Vintage0 | natural gas peaker | FALSE | 99999 | Y | . | State-Fuel Level Increment | State-Fuel Level Increment | 99999 | AZ | MTN |  |  | 99999 | 1 | Electric Utility | IC | NG | NG | State-Fuel Level Increment | 339201 | 31427.449 | 2021
Vintage0 | natural gas peaker | FALSE | 99999 | N | . | State-Fuel Level Increment | State-Fuel Level Increment | 99999 | UT | MTN |  |  | 99999 | 1 | Electric Utility | IC | NG | NG | State-Fuel Level Increment | 44986 | 5272.385 | 2021
| natural gas peaker | FALSE | 99999 | N | . | State-Fuel Level Increment | State-Fuel Level Increment | 99999 | MO | WNC |  |  | 99999 | 1 | Electric Utility | IC | NG | NG | State-Fuel Level Increment | 0 | 0 | 2021
| natural gas peaker | FALSE | 99999 | N | . | State-Fuel Level Increment | State-Fuel Level Increment | 99999 | LA | WSC |  |  | 99999 | 1 | Electric Utility | IC | NG | NG | State-Fuel Level Increment | 0 | 0 | 2021
| natural gas peaker | FALSE | 99999 | N | . | State-Fuel Level Increment | State-Fuel Level Increment | 99999 | KS | WNC |  |  | 99999 | 1 | Electric Utility | IC | NG | NG | State-Fuel Level Increment | 0 | 0 | 2021
| petroleum | FALSE | 99999 | Y | . | State-Fuel Level Increment | State-Fuel Level Increment | 99999 | NY | MAT |  |  | 99999 | 5 | Commercial NAICS Cogen | IC | RFO | RFO | State-Fuel Level Increment | 0 | 0 | 2021
| other | FALSE | 99999 | N | . | State-Fuel Level Increment | State-Fuel Level Increment | 99999 | IN | ENC |  |  | 99999 | 6 | Industrial NAICS Non-Cogen | OT | BFG | OOG | State-Fuel Level Increment | 0 | 0 | 2021
Vintage0 | solar pv | FALSE | 99999 | N | . | State-Fuel Level Increment | State-Fuel Level Increment | 99999 | CO | MTN |  |  | 99999 | 2 | NAICS-22 Non-Cogen | PV | SUN | SUN | State-Fuel Level Increment | 32300 | 3652.442 | 2021
Vintage0 | solar pv | FALSE | 99999 | N | . | State-Fuel Level Increment | State-Fuel Level Increment | 99999 | IL | ENC |  |  | 99999 | 2 | NAICS-22 Non-Cogen | PV | SUN | SUN | State-Fuel Level Increment | 119950 | 13563.548 | 2021
Vintage0 | solar pv | FALSE | 99999 | N | . | State-Fuel Level Increment | State-Fuel Level Increment | 99999 | MN | WNC |  |  | 99999 | 2 | NAICS-22 Non-Cogen | PV | SUN | SUN | State-Fuel Level Increment | 112290 | 12696.882 | 2021
Vintage0 | solar pv | FALSE | 99999 | N | . | State-Fuel Level Increment | State-Fuel Level Increment | 99999 | RI | NEW |  |  | 99999 | 2 | NAICS-22 Non-Cogen | PV | SUN | SUN | State-Fuel Level Increment | 22460 | 2539.376 | 2021
Vintage0 | solar pv | FALSE | 99999 | N | . | State-Fuel Level Increment | State-Fuel Level Increment | 99999 | VA | SAT |  |  | 99999 | 2 | NAICS-22 Non-Cogen | PV | SUN | SUN | State-Fuel Level Increment | 141692 | 16021.203 | 2021
Vintage0 | solar pv | FALSE | 99999 | N | . | State-Fuel Level Increment | State-Fuel Level Increment | 99999 | TX | WSC |  |  | 99999 | 2 | NAICS-22 Non-Cogen | PV | SUN | SUN | State-Fuel Level Increment | 283757 | 32084.746 | 2021
Vintage0 | solar pv | FALSE | 99999 | N | . | State-Fuel Level Increment | State-Fuel Level Increment | 99999 | OH | ENC |  |  | 99999 | 4 | Commercial NAICS Non-Cogen | PV | SUN | SUN | State-Fuel Level Increment | 37429 | 4232.297 | 2021
Vintage0 | solar pv | FALSE | 99999 | N | . | State-Fuel Level Increment | State-Fuel Level Increment | 99999 | OH | ENC |  |  | 99999 | 2 | NAICS-22 Non-Cogen | PV | SUN | SUN | State-Fuel Level Increment | 66385 | 7506.16 | 2021
Vintage0 | solar pv | FALSE | 99999 | N | . | State-Fuel Level Increment | State-Fuel Level Increment | 99999 | NY | MAT |  |  | 99999 | 2 | NAICS-22 Non-Cogen | PV | SUN | SUN | State-Fuel Level Increment | 855400 | 96723.029 | 2021
Vintage0 | solar pv | FALSE | 99999 | N | . | State-Fuel Level Increment | State-Fuel Level Increment | 99999 | NM | MTN |  |  | 99999 | 2 | NAICS-22 Non-Cogen | PV | SUN | SUN | State-Fuel Level Increment | 32762 | 3704.412 | 2021
Vintage0 | solar pv | FALSE | 99999 | N | . | State-Fuel Level Increment | State-Fuel Level Increment | 99999 | NJ | MAT |  |  | 99999 | 2 | NAICS-22 Non-Cogen | PV | SUN | SUN | State-Fuel Level Increment | 29309 | 3313.922 | 2021
Vintage0 | solar pv | FALSE | 99999 | N | . | State-Fuel Level Increment | State-Fuel Level Increment | 99999 | NC | SAT |  |  | 99999 | 2 | NAICS-22 Non-Cogen | PV | SUN | SUN | State-Fuel Level Increment | 1399874 | 158287.85 | 2021
Vintage0 | solar pv | FALSE | 99999 | N | . | State-Fuel Level Increment | State-Fuel Level Increment | 99999 | MI | ENC |  |  | 99999 | 2 | NAICS-22 Non-Cogen | PV | SUN | SUN | State-Fuel Level Increment | 20585 | 2327.761 | 2021
Vintage0 | solar pv | FALSE | 99999 | N | . | State-Fuel Level Increment | State-Fuel Level Increment | 99999 | MA | NEW |  |  | 99999 | 2 | NAICS-22 Non-Cogen | PV | SUN | SUN | State-Fuel Level Increment | 423895 | 47930.89 | 2021
Vintage0 | solar pv | FALSE | 99999 | N | . | State-Fuel Level Increment | State-Fuel Level Increment | 99999 | KY | ESC |  |  | 99999 | 1 | Electric Utility | PV | SUN | SUN | State-Fuel Level Increment | 31815 | 3597.45 | 2021
Vintage0 | solar pv | FALSE | 99999 | N | . | State-Fuel Level Increment | State-Fuel Level Increment | 99999 | HI | PACN |  |  | 99999 | 2 | NAICS-22 Non-Cogen | PV | SUN | SUN | State-Fuel Level Increment | 10970 | 1240.33 | 2021
Vintage0 | solar pv | FALSE | 99999 | N | . | State-Fuel Level Increment | State-Fuel Level Increment | 99999 | GA | SAT |  |  | 99999 | 2 | NAICS-22 Non-Cogen | PV | SUN | SUN | State-Fuel Level Increment | 5886 | 665.512 | 2021
Vintage0 | solar pv | FALSE | 99999 | N | . | State-Fuel Level Increment | State-Fuel Level Increment | 99999 | FL | SAT |  |  | 99999 | 1 | Electric Utility | PV | SUN | SUN | State-Fuel Level Increment | 128994 | 14585.432 | 2021
Vintage0 | solar pv | FALSE | 99999 | N | . | State-Fuel Level Increment | State-Fuel Level Increment | 99999 | CO | MTN |  |  | 99999 | 1 | Electric Utility | PV | SUN | SUN | State-Fuel Level Increment | 19855 | 2245.045 | 2021
Vintage0 | solar pv | FALSE | 99999 | N | . | State-Fuel Level Increment | State-Fuel Level Increment | 99999 | CA | PACC |  |  | 99999 | 6 | Industrial NAICS Non-Cogen | PV | SUN | SUN | State-Fuel Level Increment | 37047 | 4189.023 | 2021
Vintage0 | solar pv | FALSE | 99999 | N | . | State-Fuel Level Increment | State-Fuel Level Increment | 99999 | CA | PACC |  |  | 99999 | 4 | Commercial NAICS Non-Cogen | PV | SUN | SUN | State-Fuel Level Increment | 13444 | 1519.978 | 2021
Vintage0 | solar pv | FALSE | 99999 | N | . | State-Fuel Level Increment | State-Fuel Level Increment | 99999 | CA | PACC |  |  | 99999 | 2 | NAICS-22 Non-Cogen | PV | SUN | SUN | State-Fuel Level Increment | 50451 | 5704.492 | 2021
Vintage0 | hard coal | FALSE | 99999 | N | . | State-Fuel Level Increment | State-Fuel Level Increment | 99999 | VA | SAT |  |  | 99999 | 1 | Electric Utility | ST | BIT | COL | State-Fuel Level Increment | 671071 | 232983.89 | 2021
| hard coal | FALSE | 99999 | Y | . | State-Fuel Level Increment | State-Fuel Level Increment | 99999 | WI | ENC |  |  | 99999 | 1 | Electric Utility | ST | BIT | COL | State-Fuel Level Increment | 0 | 0 | 2021
| hard coal | FALSE | 99999 | Y | . | State-Fuel Level Increment | State-Fuel Level Increment | 99999 | SC | SAT |  |  | 99999 | 7 | Industrial NAICS Cogen | ST | BIT | COL | State-Fuel Level Increment | 0 | 0 | 2021
| hard coal | FALSE | 99999 | Y | . | State-Fuel Level Increment | State-Fuel Level Increment | 99999 | AZ | MTN |  |  | 99999 | 1 | Electric Utility | ST | BIT | COL | State-Fuel Level Increment | 0 | 0 | 2021
| hard coal | FALSE | 99999 | N | . | State-Fuel Level Increment | State-Fuel Level Increment | 99999 | MD | SAT |  |  | 99999 | 2 | NAICS-22 Non-Cogen | ST | BIT | COL | State-Fuel Level Increment | 0 | 0 | 2021
Vintage0 | biomass | FALSE | 99999 | Y | . | State-Fuel Level Increment | State-Fuel Level Increment | 99999 | SC | SAT |  |  | 99999 | 7 | Industrial NAICS Cogen | ST | BLQ | WWW | State-Fuel Level Increment | 284042 | 51963.024 | 2021
Vintage0 | biomass | FALSE | 99999 | Y | . | State-Fuel Level Increment | State-Fuel Level Increment | 99999 | LA | WSC |  |  | 99999 | 7 | Industrial NAICS Cogen | ST | BLQ | WWW | State-Fuel Level Increment | 1242494 | 265770.03 | 2021
Vintage0 | petroleum | FALSE | 99999 | N | . | State-Fuel Level Increment | State-Fuel Level Increment | 99999 | VA | SAT |  |  | 99999 | 1 | Electric Utility | ST | DFO | DFO | State-Fuel Level Increment | 22266 | 1772.446 | 2021
| petroleum | FALSE | 99999 | Y | . | State-Fuel Level Increment | State-Fuel Level Increment | 99999 | TX | WSC |  |  | 99999 | 5 | Commercial NAICS Cogen | ST | DFO | DFO | State-Fuel Level Increment | 0 | 0 | 2021
| petroleum | FALSE | 99999 | Y | . | State-Fuel Level Increment | State-Fuel Level Increment | 99999 | SC | SAT |  |  | 99999 | 7 | Industrial NAICS Cogen | ST | DFO | DFO | State-Fuel Level Increment | 0 | 0 | 2021
| petroleum | FALSE | 99999 | Y | . | State-Fuel Level Increment | State-Fuel Level Increment | 99999 | MD | SAT |  |  | 99999 | 3 | NAICS-22 Cogen | ST | DFO | DFO | State-Fuel Level Increment | 0 | 0 | 2021
| petroleum | FALSE | 99999 | Y | . | State-Fuel Level Increment | State-Fuel Level Increment | 99999 | CT | NEW |  |  | 99999 | 7 | Industrial NAICS Cogen | ST | DFO | DFO | State-Fuel Level Increment | 0 | 0 | 2021
| petroleum | FALSE | 99999 | N | . | State-Fuel Level Increment | State-Fuel Level Increment | 99999 | MO | WNC |  |  | 99999 | 1 | Electric Utility | ST | DFO | DFO | State-Fuel Level Increment | 0 | 0 | 2021
| petroleum | FALSE | 99999 | N | . | State-Fuel Level Increment | State-Fuel Level Increment | 99999 | MI | ENC |  |  | 99999 | 1 | Electric Utility | ST | DFO | DFO | State-Fuel Level Increment | 0 | 0 | 2021
Vintage0 | petroleum | FALSE | 99999 | N | . | State-Fuel Level Increment | State-Fuel Level Increment | 99999 | ME | NEW |  |  | 99999 | 4 | Commercial NAICS Non-Cogen | ST | DFO | DFO | State-Fuel Level Increment | 6336 | 348.62 | 2021
| petroleum | FALSE | 99999 | N | . | State-Fuel Level Increment | State-Fuel Level Increment | 99999 | LA | WSC |  |  | 99999 | 1 | Electric Utility | ST | DFO | DFO | State-Fuel Level Increment | 0 | 0 | 2021
| petroleum | FALSE | 99999 | N | . | State-Fuel Level Increment | State-Fuel Level Increment | 99999 | IA | WNC |  |  | 99999 | 2 | NAICS-22 Non-Cogen | ST | DFO | DFO | State-Fuel Level Increment | 0 | 0 | 2021
| petroleum | FALSE | 99999 | N | . | State-Fuel Level Increment | State-Fuel Level Increment | 99999 | CO | MTN |  |  | 99999 | 1 | Electric Utility | ST | DFO | DFO | State-Fuel Level Increment | 0 | 0 | 2021
| petroleum | FALSE | 99999 | N | . | State-Fuel Level Increment | State-Fuel Level Increment | 99999 | AZ | MTN |  |  | 99999 | 1 | Electric Utility | ST | DFO | DFO | State-Fuel Level Increment | 0 | 0 | 2021
| biomass | FALSE | 99999 | Y | . | State-Fuel Level Increment | State-Fuel Level Increment | 99999 | AZ | MTN |  |  | 99999 | 1 | Electric Utility | ST | LFG | MLG | State-Fuel Level Increment | 0 | 0 | 2021
| municipal solid waste | FALSE | 99999 | N | . | State-Fuel Level Increment | State-Fuel Level Increment | 99999 | ME | NEW |  |  | 99999 | 4 | Commercial NAICS Non-Cogen | ST | MSB | MLG | State-Fuel Level Increment | 0 | 3222.361 | 2021
| municipal solid waste | FALSE | 99999 | N | . | State-Fuel Level Increment | State-Fuel Level Increment | 99999 | ME | NEW |  |  | 99999 | 4 | Commercial NAICS Non-Cogen | ST | MSN | OTH | State-Fuel Level Increment | 0 | 3633.026 | 2021
Vintage0 | natural gas steam turbine | FALSE | 99999 | N | . | State-Fuel Level Increment | State-Fuel Level Increment | 99999 | LA | WSC |  |  | 99999 | 1 | Electric Utility | ST | NG | NG | State-Fuel Level Increment | 3515752 | 350760.71 | 2021
| natural gas steam turbine | FALSE | 99999 | N | . | State-Fuel Level Increment | State-Fuel Level Increment | 99999 | TX | WSC |  |  | 99999 | 2 | NAICS-22 Non-Cogen | ST | NG | NG | State-Fuel Level Increment | 0 | 0 | 2021
| natural gas steam turbine | FALSE | 99999 | Y | . | State-Fuel Level Increment | State-Fuel Level Increment | 99999 | NY | MAT |  |  | 99999 | 5 | Commercial NAICS Cogen | ST | NG | NG | State-Fuel Level Increment | 0 | 0 | 2021
| natural gas steam turbine | FALSE | 99999 | Y | . | State-Fuel Level Increment | State-Fuel Level Increment | 99999 | UT | MTN |  |  | 99999 | 5 | Commercial NAICS Cogen | ST | NG | NG | State-Fuel Level Increment | 0 | 0 | 2021
Vintage0 | natural gas steam turbine | FALSE | 99999 | Y | . | State-Fuel Level Increment | State-Fuel Level Increment | 99999 | WI | ENC |  |  | 99999 | 1 | Electric Utility | ST | NG | NG | State-Fuel Level Increment | 301448 | 33936.75 | 2021
| natural gas steam turbine | FALSE | 99999 | Y | . | State-Fuel Level Increment | State-Fuel Level Increment | 99999 | TX | WSC |  |  | 99999 | 5 | Commercial NAICS Cogen | ST | NG | NG | State-Fuel Level Increment | 0 | 0 | 2021
Vintage0 | natural gas steam turbine | FALSE | 99999 | Y | . | State-Fuel Level Increment | State-Fuel Level Increment | 99999 | SC | SAT |  |  | 99999 | 7 | Industrial NAICS Cogen | ST | NG | NG | State-Fuel Level Increment | 62545 | 11442.099 | 2021
Vintage0 | natural gas steam turbine | FALSE | 99999 | Y | . | State-Fuel Level Increment | State-Fuel Level Increment | 99999 | RI | NEW |  |  | 99999 | 5 | Commercial NAICS Cogen | ST | NG | NG | State-Fuel Level Increment | 28387 | 5245.437 | 2021
Vintage0 | natural gas steam turbine | FALSE | 99999 | Y | . | State-Fuel Level Increment | State-Fuel Level Increment | 99999 | MI | ENC |  |  | 99999 | 7 | Industrial NAICS Cogen | ST | NG | NG | State-Fuel Level Increment | 60276 | 11823.918 | 2021
| natural gas steam turbine | FALSE | 99999 | Y | . | State-Fuel Level Increment | State-Fuel Level Increment | 99999 | MD | SAT |  |  | 99999 | 3 | NAICS-22 Cogen | ST | NG | NG | State-Fuel Level Increment | 0 | 0 | 2021
Vintage0 | natural gas steam turbine | FALSE | 99999 | Y | . | State-Fuel Level Increment | State-Fuel Level Increment | 99999 | LA | WSC |  |  | 99999 | 7 | Industrial NAICS Cogen | ST | NG | NG | State-Fuel Level Increment | 361251 | 77271.827 | 2021
| natural gas steam turbine | FALSE | 99999 | Y | . | State-Fuel Level Increment | State-Fuel Level Increment | 99999 | CT | NEW |  |  | 99999 | 7 | Industrial NAICS Cogen | ST | NG | NG | State-Fuel Level Increment | 0 | 0 | 2021
| natural gas steam turbine | FALSE | 99999 | Y | . | State-Fuel Level Increment | State-Fuel Level Increment | 99999 | CA | PACC |  |  | 99999 | 7 | Industrial NAICS Cogen | ST | NG | NG | State-Fuel Level Increment | 0 | 0 | 2021
| natural gas steam turbine | FALSE | 99999 | Y | . | State-Fuel Level Increment | State-Fuel Level Increment | 99999 | CA | PACC |  |  | 99999 | 1 | Electric Utility | ST | NG | NG | State-Fuel Level Increment | 0 | 0 | 2021
Vintage0 | natural gas steam turbine | FALSE | 99999 | Y | . | State-Fuel Level Increment | State-Fuel Level Increment | 99999 | AZ | MTN |  |  | 99999 | 1 | Electric Utility | ST | NG | NG | State-Fuel Level Increment | 649900 | 62911.497 | 2021
Vintage0 | natural gas steam turbine | FALSE | 99999 | N | . | State-Fuel Level Increment | State-Fuel Level Increment | 99999 | SC | SAT |  |  | 99999 | 1 | Electric Utility | ST | NG | NG | State-Fuel Level Increment | 19371 | 1204.282 | 2021
| natural gas steam turbine | FALSE | 99999 | N | . | State-Fuel Level Increment | State-Fuel Level Increment | 99999 | MS | ESC |  |  | 99999 | 1 | Electric Utility | ST | NG | NG | State-Fuel Level Increment | 0 | 0 | 2021
Vintage0 | natural gas steam turbine | FALSE | 99999 | N | . | State-Fuel Level Increment | State-Fuel Level Increment | 99999 | MI | ENC |  |  | 99999 | 2 | NAICS-22 Non-Cogen | ST | NG | NG | State-Fuel Level Increment | 7977 | 725.573 | 2021
| natural gas steam turbine | FALSE | 99999 | N | . | State-Fuel Level Increment | State-Fuel Level Increment | 99999 | IN | ENC |  |  | 99999 | 6 | Industrial NAICS Non-Cogen | ST | NG | NG | State-Fuel Level Increment | 0 | 0 | 2021
| natural gas steam turbine | FALSE | 99999 | N | . | State-Fuel Level Increment | State-Fuel Level Increment | 99999 | CO | MTN |  |  | 99999 | 1 | Electric Utility | ST | NG | NG | State-Fuel Level Increment | 0 | 0 | 2021
| biomass | FALSE | 99999 | N | . | State-Fuel Level Increment | State-Fuel Level Increment | 99999 | TX | WSC |  |  | 99999 | 1 | Electric Utility | ST | OBS | ORW | State-Fuel Level Increment | 0 | 0 | 2021
| petroleum | FALSE | 99999 | N | . | State-Fuel Level Increment | State-Fuel Level Increment | 99999 | PA | MAT |  |  | 99999 | 2 | NAICS-22 Non-Cogen | ST | PC | PC | State-Fuel Level Increment | 0 | 0 | 2021
| other | FALSE | 99999 | N | . | State-Fuel Level Increment | State-Fuel Level Increment | 99999 | IN | ENC |  |  | 99999 | 6 | Industrial NAICS Non-Cogen | ST | PUR | OTH | State-Fuel Level Increment | 0 | 0 | 2021
| petroleum | FALSE | 99999 | Y | . | State-Fuel Level Increment | State-Fuel Level Increment | 99999 | SC | SAT |  |  | 99999 | 7 | Industrial NAICS Cogen | ST | RFO | RFO | State-Fuel Level Increment | 0 | 0 | 2021
Vintage0 | petroleum | FALSE | 99999 | Y | . | State-Fuel Level Increment | State-Fuel Level Increment | 99999 | RI | NEW |  |  | 99999 | 5 | Commercial NAICS Cogen | ST | RFO | RFO | State-Fuel Level Increment | 1642 | 303.415 | 2021
| petroleum | FALSE | 99999 | Y | . | State-Fuel Level Increment | State-Fuel Level Increment | 99999 | MI | ENC |  |  | 99999 | 7 | Industrial NAICS Cogen | ST | RFO | RFO | State-Fuel Level Increment | 0 | 0 | 2021
| petroleum | FALSE | 99999 | Y | . | State-Fuel Level Increment | State-Fuel Level Increment | 99999 | AZ | MTN |  |  | 99999 | 1 | Electric Utility | ST | RFO | RFO | State-Fuel Level Increment | 0 | 0 | 2021
Vintage0 | hard coal | FALSE | 99999 | Y | . | State-Fuel Level Increment | State-Fuel Level Increment | 99999 | MN | WNC |  |  | 99999 | 7 | Industrial NAICS Cogen | ST | SUB | COL | State-Fuel Level Increment | 148718 | 25367.481 | 2021
| hard coal | FALSE | 99999 | Y | . | State-Fuel Level Increment | State-Fuel Level Increment | 99999 | AZ | MTN |  |  | 99999 | 1 | Electric Utility | ST | SUB | COL | State-Fuel Level Increment | 0 | 0 | 2021
| other | FALSE | 99999 | Y | . | State-Fuel Level Increment | State-Fuel Level Increment | 99999 | SC | SAT |  |  | 99999 | 7 | Industrial NAICS Cogen | ST | TDF | OTH | State-Fuel Level Increment | 0 | 0 | 2021
Vintage0 | other | FALSE | 99999 | N | . | State-Fuel Level Increment | State-Fuel Level Increment | 99999 | PA | MAT |  |  | 99999 | 2 | NAICS-22 Non-Cogen | ST | TDF | OTH | State-Fuel Level Increment | 20825 | 2090.32 | 2021
Vintage0 | other | FALSE | 99999 | N | . | State-Fuel Level Increment | State-Fuel Level Increment | 99999 | MI | ENC |  |  | 99999 | 2 | NAICS-22 Non-Cogen | ST | TDF | OTH | State-Fuel Level Increment | 267452 | 24289.206 | 2021
Vintage0 | hard coal | FALSE | 99999 | N | . | State-Fuel Level Increment | State-Fuel Level Increment | 99999 | PA | MAT |  |  | 99999 | 2 | NAICS-22 Non-Cogen | ST | WC | WOC | State-Fuel Level Increment | 529521 | 49360.864 | 2021
Vintage0 | biomass | FALSE | 99999 | N | . | State-Fuel Level Increment | State-Fuel Level Increment | 99999 | PA | MAT |  |  | 99999 | 2 | NAICS-22 Non-Cogen | ST | WDS | WWW | State-Fuel Level Increment | 558 | 223.08 | 2021
| biomass | FALSE | 99999 | Y | . | State-Fuel Level Increment | State-Fuel Level Increment | 99999 | SC | SAT |  |  | 99999 | 7 | Industrial NAICS Cogen | ST | WDS | WWW | State-Fuel Level Increment | 0 | 0 | 2021
Vintage0 | biomass | FALSE | 99999 | Y | . | State-Fuel Level Increment | State-Fuel Level Increment | 99999 | LA | WSC |  |  | 99999 | 7 | Industrial NAICS Cogen | ST | WDS | WWW | State-Fuel Level Increment | 822162 | 175860.56 | 2021
Vintage0 | biomass | FALSE | 99999 | Y | . | State-Fuel Level Increment | State-Fuel Level Increment | 99999 | ID | MTN |  |  | 99999 | 3 | NAICS-22 Cogen | ST | WDS | WWW | State-Fuel Level Increment | 10268 | 2072.592 | 2021
Vintage0 | biomass | FALSE | 99999 | N | . | State-Fuel Level Increment | State-Fuel Level Increment | 99999 | TX | WSC |  |  | 99999 | 1 | Electric Utility | ST | WDS | WWW | State-Fuel Level Increment | 171151 | 11918.13 | 2021
Vintage0 | biomass | FALSE | 99999 | N | . | State-Fuel Level Increment | State-Fuel Level Increment | 99999 | MI | ENC |  |  | 99999 | 2 | NAICS-22 Non-Cogen | ST | WDS | WWW | State-Fuel Level Increment | 1287188 | 115785.36 | 2021
| biomass | FALSE | 99999 | N | . | State-Fuel Level Increment | State-Fuel Level Increment | 99999 | ME | NEW |  |  | 99999 | 4 | Commercial NAICS Non-Cogen | ST | WDS | WWW | State-Fuel Level Increment | 0 | 0 | 2021
Vintage0 | petroleum | FALSE | 99999 | Y | . | State-Fuel Level Increment | State-Fuel Level Increment | 99999 | SC | SAT |  |  | 99999 | 7 | Industrial NAICS Cogen | ST | WO | WOO | State-Fuel Level Increment | 1973 | 361.011 | 2021
Vintage0 | petroleum | FALSE | 99999 | N | . | State-Fuel Level Increment | State-Fuel Level Increment | 99999 | PA | MAT |  |  | 99999 | 2 | NAICS-22 Non-Cogen | ST | WO | WOO | State-Fuel Level Increment | 1692 | 151.922 | 2021
Vintage0 | onshore wind | FALSE | 99999 | N | . | State-Fuel Level Increment | State-Fuel Level Increment | 99999 | KS | WNC |  |  | 99999 | 2 | NAICS-22 Non-Cogen | WT | WND | WND | State-Fuel Level Increment | 509800 | 57643.626 | 2021
Vintage0 | onshore wind | FALSE | 99999 | N | . | State-Fuel Level Increment | State-Fuel Level Increment | 99999 | IN | ENC |  |  | 99999 | 2 | NAICS-22 Non-Cogen | WT | WND | WND | State-Fuel Level Increment | 336674 | 38068.027 | 2021

## syshecf-nat gas peaker
Hour0 | Hour1 | Hour2 | Hour3 | Hour4 | Hour5 | Hour6 | Hour7 | Hour8 | Hour9 | Hour10 | Hour11 | Hour12 | Hour13 | Hour14 | Hour15 | Hour16 | Hour17 | Hour18 | Hour19 | Hour20 | Hour21 | Hour22 | Hour23 | State | Metric Name | natural gas peaker
0.012593 | 0.01064 | 0.0096495 | 0.009485 | 0.0093729 | 0.010077 | 0.026144 | 0.036639 | 0.024606 | 0.011796 | 0.011836 | 0.012084 | 0.012142 | 0.012216 | 0.012524 | 0.014726 | 0.016887 | 0.050711 | 0.13193 | 0.10877 | 0.067936 | 0.03274 | 0.016189 | 0.014047 | AK | SYSHECF-natural-gas-peaker
0.020985 | 0.020503 | 0.01981 | 0.019412 | 0.019344 | 0.017292 | 0.016845 | 0.016882 | 0.016665 | 0.016577 | 0.016683 | 0.016834 | 0.017076 | 0.018589 | 0.019971 | 0.0232 | 0.029465 | 0.050838 | 0.1645 | 0.21188 | 0.14227 | 0.1035 | 0.05289 | 0.028346 | AK | SYSHECF-natural-gas-peaker
0.15985 | 0.14996 | 0.14927 | 0.14873 | 0.14793 | 0.14541 | 0.14506 | 0.14519 | 0.14538 | 0.14597 | 0.15498 | 0.20679 | 0.28952 | 0.40921 | 0.53537 | 0.655 | 0.80334 | 0.95 | 0.95 | 0.95 | 0.74159 | 0.52192 | 0.25077 | 0.17723 | AK | SYSHECF-natural-gas-peaker
0.036122 | 0.034583 | 0.033569 | 0.033207 | 0.032751 | 0.032889 | 0.029886 | 0.031123 | 0.029831 | 0.029968 | 0.029996 | 0.030714 | 0.033454 | 0.041458 | 0.051997 | 0.068816 | 0.10614 | 0.18807 | 0.27405 | 0.24655 | 0.18037 | 0.081828 | 0.045544 | 0.036743 | AK | SYSHECF-natural-gas-peaker
0.098544 | 0.077647 | 0.077647 | 0.077647 | 0.077647 | 0.073323 | 0.073323 | 0.073323 | 0.073323 | 0.073323 | 0.08747 | 0.1058 | 0.29934 | 0.71711 | 0.95 | 0.95 | 0.95 | 0.95 | 0.95 | 0.95 | 0.95 | 0.78288 | 0.22833 | 0.15961 | AK | SYSHECF-natural-gas-peaker
0.0064921 | 0.0064921 | 0.0064921 | 0.0064921 | 0.0064921 | 0.0064921 | 0.0064921 | 0.0064921 | 0.0083004 | 0.0083004 | 0.0083004 | 0.0083004 | 0.0083004 | 0.0083004 | 0.0064921 | 0.010816 | 0.010816 | 0.010816 | 0.054805 | 0.040965 | 0.014792 | 0.010816 | 0.010816 | 0.010816 | AK | SYSHECF-natural-gas-peaker
0 | 0 | 0 | 0 | 0 | 0.034354 | 0.034354 | 0 | 0 | 0 | 0 | 0 | 0 | 0 | 0 | 0 | 0.03659 | 0.13502 | 0.10332 | 0.008022 | 0 | 0 | 0 | 0 | AL | SYSHECF-natural-gas-peaker | Winter
0 | 0 | 0 | 0 | 0 | 0 | 0 | 0 | 0 | 0 | 0 | 0 | 0 | 0 | 0 | 0 | 0.010027 | 0.043302 | 0.034003 | 0 | 0 | 0 | 0 | 0 | AL | SYSHECF-natural-gas-peaker | Spring
0 | 0 | 0 | 0 | 0 | 0 | 0 | 0 | 0 | 0 | 0 | 0.16987 | 0.38298 | 0.6709 | 0.88277 | 0.95 | 0.95 | 0.95 | 0.95 | 0.6869 | 0.042054 | 0 | 0 | 0 | AL | SYSHECF-natural-gas-peaker | Summer
0 | 0 | 0 | 0 | 0 | 0 | 0 | 0 | 0 | 0 | 0 | 0 | 0 | 0 | 0.016223 | 0.18838 | 0.19539 | 0.19539 | 0.17326 | 0.015123 | 0 | 0 | 0 | 0 | AL | SYSHECF-natural-gas-peaker | Fall
0 | 0 | 0 | 0 | 0 | 0 | 0 | 0 | 0 | 0 | 0 | 0 | 0 | 0.95 | 0.95 | 0.95 | 0.95 | 0.95 | 0.95 | 0.95 | 0 | 0 | 0 | 0 | AL | SYSHECF-natural-gas-peaker | Summer Peak
0 | 0 | 0 | 0 | 0 | 0 | 0 | 0 | 0 | 0 | 0 | 0 | 0 | 0 | 0 | 0 | 0 | 0 | 0 | 0 | 0 | 0 | 0 | 0 | AL | SYSHECF-natural-gas-peaker | Winter Peak
0.056879 | 0.056879 | 0.056879 | 0.056879 | 0.056879 | 0.061898 | 0.066917 | 0.066917 | 0.061898 | 0.061898 | 0.061898 | 0.061898 | 0.061898 | 0.061898 | 0.061898 | 0.081973 | 0.34388 | 0.40895 | 0.39112 | 0.24183 | 0.11878 | 0.060225 | 0.055207 | 0.056879 | AR | SYSHECF-natural-gas-peaker | Winter
0 | 0 | 0 | 0 | 0 | 0 | 0 | 0 | 0 | 0 | 0 | 0 | 0 | 0 | 0 | 0 | 0 | 0.0041823 | 0.0041823 | 0 | 0 | 0 | 0 | 0 | AR | SYSHECF-natural-gas-peaker | Spring
0 | 0 | 0 | 0 | 0 | 0 | 0 | 0 | 0 | 0 | 0.006634 | 0.044227 | 0.15484 | 0.3432 | 0.61221 | 0.72793 | 0.81505 | 0.87381 | 0.80313 | 0.38523 | 0.065756 | 0.010473 | 0.010473 | 0.010473 | AR | SYSHECF-natural-gas-peaker | Summer
0.0031539 | 0.0031539 | 0.0031539 | 0.0031539 | 0.0031539 | 0.0031539 | 0.0031539 | 0.0031539 | 0.0031539 | 0.0031539 | 0.0031539 | 0.0031539 | 0.012616 | 0.028385 | 0.028385 | 0.12925 | 0.27942 | 0.32634 | 0.29036 | 0.078847 | 0.0063078 | 0.0063078 | 0.0063078 | 0.0031539 | AR | SYSHECF-natural-gas-peaker | Fall
0 | 0 | 0 | 0 | 0 | 0 | 0 | 0 | 0 | 0 | 0 | 0.57716 | 0.95 | 0.95 | 0.95 | 0.95 | 0.95 | 0.95 | 0.95 | 0.57716 | 0 | 0 | 0 | 0 | AR | SYSHECF-natural-gas-peaker | Summer Peak
0 | 0 | 0 | 0 | 0 | 0 | 0 | 0 | 0 | 0 | 0 | 0 | 0 | 0 | 0 | 0 | 0 | 0 | 0 | 0 | 0 | 0 | 0 | 0 | AR | SYSHECF-natural-gas-peaker | Winter Peak
0 | 0 | 0 | 0 | 0 | 0 | 0 | 0 | 0 | 0 | 0 | 0 | 0 | 0 | 0 | 0 | 0 | 0 | 0.0084881 | 0.0084881 | 0 | 0 | 0 | 0 | AZ | SYSHECF-natural-gas-peaker | Winter
0 | 0 | 0 | 0 | 0 | 0 | 0 | 0 | 0 | 0 | 0 | 0 | 0 | 0 | 0 | 0 | 0 | 0.033978 | 0.17094 | 0.21432 | 0.14636 | 0.049963 | 0 | 0 | AZ | SYSHECF-natural-gas-peaker | Spring
0.12747 | 0.12747 | 0.12747 | 0.12747 | 0.12747 | 0.12747 | 0.12747 | 0.12747 | 0.12747 | 0.12747 | 0.12747 | 0.12747 | 0.12747 | 0.12747 | 0.12747 | 0.12747 | 0.12747 | 0.24338 | 0.95 | 0.95 | 0.95 | 0.50051 | 0.26819 | 0.14895 | AZ | SYSHECF-natural-gas-peaker | Summer
0.028713 | 0.028713 | 0.028713 | 0.028713 | 0.028713 | 0.028713 | 0.028713 | 0.028713 | 0.028713 | 0.028713 | 0.028713 | 0.028713 | 0.028713 | 0.028713 | 0.028713 | 0.028713 | 0.028713 | 0.38617 | 0.73094 | 0.56324 | 0.29247 | 0.085116 | 0.062762 | 0.028713 | AZ | SYSHECF-natural-gas-peaker | Fall
0 | 0 | 0 | 0 | 0 | 0 | 0 | 0 | 0 | 0 | 0 | 0 | 0 | 0 | 0 | 0 | 0 | 0 | 0.95 | 0.95 | 0.95 | 0.95 | 0 | 0 | AZ | SYSHECF-natural-gas-peaker | Summer Peak
0 | 0 | 0 | 0 | 0 | 0 | 0 | 0 | 0 | 0 | 0 | 0 | 0 | 0 | 0 | 0 | 0 | 0 | 0 | 0 | 0 | 0 | 0 | 0 | AZ | SYSHECF-natural-gas-peaker | Winter Peak
0 | 0 | 0 | 0 | 0 | 0 | 0 | 0 | 0 | 0 | 0 | 0 | 0 | 0 | 0 | 0 | 0 | 0.45112 | 0.23551 | 0 | 0 | 0 | 0 | 0 | CA | SYSHECF-natural-gas-peaker | Winter
0 | 0 | 0 | 0 | 0 | 0 | 0 | 0 | 0 | 0 | 0 | 0 | 0 | 0 | 0 | 0 | 0.013351 | 0.10205 | 0.79194 | 0.49788 | 0.14668 | 0 | 0 | 0 | CA | SYSHECF-natural-gas-peaker | Spring
0 | 0 | 0 | 0 | 0 | 0 | 0 | 0 | 0 | 0 | 0 | 0 | 0 | 0 | 0 | 0 | 0.031701 | 0.95 | 0.95 | 0.95 | 0.27073 | 0.14531 | 0 | 0 | CA | SYSHECF-natural-gas-peaker | Summer
0 | 0 | 0 | 0 | 0 | 0 | 0 | 0 | 0 | 0 | 0 | 0 | 0 | 0 | 0 | 0 | 0.34893 | 0.95 | 0.33965 | 0.09366 | 0 | 0 | 0 | 0 | CA | SYSHECF-natural-gas-peaker | Fall
0 | 0 | 0 | 0 | 0 | 0 | 0 | 0 | 0 | 0 | 0 | 0 | 0 | 0 | 0 | 0 | 0 | 0 | 0.95 | 0 | 0 | 0 | 0 | 0 | CA | SYSHECF-natural-gas-peaker | Summer Peak
0 | 0 | 0 | 0 | 0 | 0 | 0 | 0 | 0 | 0 | 0 | 0 | 0 | 0 | 0 | 0 | 0 | 0 | 0 | 0 | 0 | 0 | 0 | 0 | CA | SYSHECF-natural-gas-peaker | Winter Peak
0 | 0 | 0 | 0 | 0 | 0 | 0 | 0 | 0 | 0 | 0 | 0 | 0 | 0 | 0 | 0 | 0 | 0 | 0 | 0 | 0 | 0 | 0 | 0 | CO | SYSHECF-natural-gas-peaker | Winter
0 | 0 | 0 | 0 | 0 | 0 | 0 | 0 | 0 | 0 | 0 | 0 | 0 | 0 | 0 | 0 | 0 | 0 | 0 | 0 | 0 | 0 | 0 | 0 | CO | SYSHECF-natural-gas-peaker | Spring
0 | 0 | 0 | 0 | 0 | 0 | 0 | 0 | 0 | 0 | 0 | 0 | 0 | 0 | 0 | 0 | 0 | 0 | 0.95 | 0.95 | 0 | 0 | 0 | 0 | CO | SYSHECF-natural-gas-peaker | Summer
0 | 0 | 0 | 0 | 0 | 0 | 0 | 0 | 0 | 0 | 0 | 0 | 0 | 0 | 0 | 0 | 0 | 0 | 0 | 0 | 0 | 0 | 0 | 0 | CO | SYSHECF-natural-gas-peaker | Fall
0 | 0 | 0 | 0 | 0 | 0 | 0 | 0 | 0 | 0 | 0 | 0 | 0 | 0 | 0 | 0 | 0 | 0 | 0 | 0 | 0 | 0 | 0 | 0 | CO | SYSHECF-natural-gas-peaker | Summer Peak
0 | 0 | 0 | 0 | 0 | 0 | 0 | 0 | 0 | 0 | 0 | 0 | 0 | 0 | 0 | 0 | 0 | 0 | 0 | 0 | 0 | 0 | 0 | 0 | CO | SYSHECF-natural-gas-peaker | Winter Peak
0 | 0 | 0 | 0 | 0 | 0 | 0 | 0 | 0 | 0 | 0 | 0 | 0 | 0 | 0 | 0 | 0 | 0 | 0 | 0 | 0 | 0 | 0 | 0 | CT | SYSHECF-natural-gas-peaker | Winter
0 | 0 | 0 | 0 | 0 | 0 | 0 | 0 | 0 | 0 | 0 | 0 | 0 | 0 | 0 | 0 | 0 | 0 | 0.044181 | 0 | 0 | 0 | 0 | 0 | CT | SYSHECF-natural-gas-peaker | Spring
0.0079819 | 0.0079819 | 0.0079819 | 0.0079819 | 0.0079819 | 0.0079819 | 0.0079819 | 0.0079819 | 0.0079819 | 0.0079819 | 0.0079819 | 0.013298 | 0.088209 | 0.10434 | 0.17871 | 0.41661 | 0.95 | 0.95 | 0.95 | 0.95 | 0.21889 | 0.062684 | 0.0086952 | 0 | CT | SYSHECF-natural-gas-peaker | Summer
0 | 0 | 0 | 0 | 0 | 0 | 0 | 0 | 0 | 0 | 0 | 0 | 0 | 0 | 0 | 0 | 0 | 0.089401 | 0.011384 | 0 | 0 | 0 | 0 | 0 | CT | SYSHECF-natural-gas-peaker | Fall
0 | 0 | 0 | 0 | 0 | 0 | 0 | 0 | 0 | 0 | 0 | 0 | 0 | 0 | 0.69443 | 0.95 | 0.95 | 0.95 | 0.95 | 0.95 | 0.95 | 0 | 0 | 0 | CT | SYSHECF-natural-gas-peaker | Summer Peak
0 | 0 | 0 | 0 | 0 | 0 | 0 | 0 | 0 | 0 | 0 | 0 | 0 | 0 | 0 | 0 | 0 | 0 | 0 | 0 | 0 | 0 | 0 | 0 | CT | SYSHECF-natural-gas-peaker | Winter Peak
0.042615 | 0.042615 | 0.042615 | 0.042615 | 0.042615 | 0.042615 | 0.17046 | 0.19937 | 0.071529 | 0.071529 | 0.071529 | 0.071529 | 0.071529 | 0.071529 | 0.071529 | 0.071529 | 0.071529 | 0.95 | 0.95 | 0.95 | 0.8598 | 0.14428 | 0.042615 | 0.042615 | DE | SYSHECF-natural-gas-peaker | Winter
0 | 0 | 0 | 0 | 0 | 0 | 0 | 0 | 0 | 0 | 0 | 0 | 0 | 0 | 0 | 0 | 0 | 0 | 0 | 0 | 0 | 0 | 0 | 0 | DE | SYSHECF-natural-gas-peaker | Spring
0 | 0 | 0 | 0 | 0 | 0 | 0 | 0 | 0 | 0 | 0 | 0 | 0 | 0 | 0 | 0 | 0 | 0 | 0 | 0 | 0 | 0 | 0 | 0 | DE | SYSHECF-natural-gas-peaker | Summer
0 | 0 | 0 | 0 | 0 | 0 | 0 | 0 | 0 | 0 | 0 | 0 | 0 | 0 | 0 | 0 | 0 | 0 | 0 | 0 | 0 | 0 | 0 | 0 | DE | SYSHECF-natural-gas-peaker | Fall
0 | 0 | 0 | 0 | 0 | 0 | 0 | 0 | 0 | 0 | 0 | 0 | 0 | 0 | 0 | 0 | 0 | 0 | 0 | 0 | 0 | 0 | 0 | 0 | DE | SYSHECF-natural-gas-peaker | Summer Peak
0 | 0 | 0 | 0 | 0 | 0 | 0 | 0 | 0 | 0 | 0 | 0 | 0 | 0 | 0 | 0 | 0 | 0 | 0 | 0 | 0 | 0 | 0 | 0 | DE | SYSHECF-natural-gas-peaker | Winter Peak
0 | 0 | 0 | 0 | 0 | 0 | 0.050694 | 0.0071852 | 0 | 0 | 0 | 0 | 0 | 0 | 0 | 0 | 0 | 0.051805 | 0.26333 | 0.051884 | 0 | 0 | 0 | 0 | FL | SYSHECF-natural-gas-peaker | Winter
0 | 0 | 0 | 0 | 0 | 0 | 0 | 0 | 0 | 0 | 0 | 0 | 0 | 0 | 0 | 0 | 0 | 0.042255 | 0.85489 | 0.65798 | 0.034682 | 0 | 0 | 0 | FL | SYSHECF-natural-gas-peaker | Spring
0 | 0 | 0 | 0 | 0 | 0 | 0 | 0 | 0 | 0 | 0 | 0 | 0.036455 | 0.18292 | 0.40651 | 0.61283 | 0.87541 | 0.95 | 0.95 | 0.95 | 0.60001 | 0.13425 | 0 | 0 | FL | SYSHECF-natural-gas-peaker | Summer
0 | 0 | 0 | 0 | 0 | 0 | 0 | 0 | 0 | 0 | 0 | 0 | 0 | 0 | 0 | 0 | 0.089147 | 0.50246 | 0.57089 | 0.15996 | 0 | 0 | 0 | 0 | FL | SYSHECF-natural-gas-peaker | Fall
0 | 0 | 0 | 0 | 0 | 0 | 0 | 0 | 0 | 0 | 0 | 0 | 0 | 0 | 0.95 | 0.95 | 0.95 | 0.95 | 0.95 | 0.95 | 0.95 | 0 | 0 | 0 | FL | SYSHECF-natural-gas-peaker | Summer Peak
0 | 0 | 0 | 0 | 0 | 0 | 0 | 0 | 0 | 0 | 0 | 0 | 0 | 0 | 0 | 0 | 0 | 0 | 0 | 0 | 0 | 0 | 0 | 0 | FL | SYSHECF-natural-gas-peaker | Winter Peak
0 | 0 | 0 | 0 | 0 | 0 | 0 | 0 | 0 | 0 | 0 | 0 | 0 | 0 | 0 | 0 | 0 | 0 | 0 | 0 | 0 | 0 | 0 | 0 | GA | SYSHECF-natural-gas-peaker | Winter
0 | 0 | 0 | 0 | 0 | 0 | 0 | 0 | 0 | 0 | 0 | 0 | 0 | 0 | 0 | 0 | 0 | 0.010105 | 0.14883 | 0.057913 | 0 | 0 | 0 | 0 | GA | SYSHECF-natural-gas-peaker | Spring
0 | 0 | 0 | 0 | 0 | 0 | 0 | 0 | 0 | 0 | 0 | 9.9681e-06 | 0.045589 | 0.21526 | 0.53432 | 0.88961 | 0.95 | 0.95 | 0.95 | 0.95 | 0.60262 | 5.4824e-05 | 0 | 0 | GA | SYSHECF-natural-gas-peaker | Summer
0 | 0 | 0 | 0 | 0 | 0 | 0 | 0 | 0 | 0 | 0 | 0 | 0 | 0 | 0 | 0 | 0.014242 | 0.20711 | 0.20711 | 0.064988 | 0 | 0 | 0 | 0 | GA | SYSHECF-natural-gas-peaker | Fall
0 | 0 | 0 | 0 | 0 | 0 | 0 | 0 | 0 | 0 | 0 | 0 | 0 | 0.00043361 | 0.95 | 0.95 | 0.95 | 0.95 | 0.95 | 0.95 | 0.68185 | 0 | 0 | 0 | GA | SYSHECF-natural-gas-peaker | Summer Peak
0 | 0 | 0 | 0 | 0 | 0 | 0 | 0 | 0 | 0 | 0 | 0 | 0 | 0 | 0 | 0 | 0 | 0 | 0 | 0 | 0 | 0 | 0 | 0 | GA | SYSHECF-natural-gas-peaker | Winter Peak
0.012593 | 0.01064 | 0.0096495 | 0.009485 | 0.0093729 | 0.010077 | 0.026144 | 0.036639 | 0.024606 | 0.011796 | 0.011836 | 0.012084 | 0.012142 | 0.012216 | 0.012524 | 0.014726 | 0.016887 | 0.050711 | 0.13193 | 0.10877 | 0.067936 | 0.03274 | 0.016189 | 0.014047 | HI | SYSHECF-natural-gas-peaker
0.020985 | 0.020503 | 0.01981 | 0.019412 | 0.019344 | 0.017292 | 0.016845 | 0.016882 | 0.016665 | 0.016577 | 0.016683 | 0.016834 | 0.017076 | 0.018589 | 0.019971 | 0.0232 | 0.029465 | 0.050838 | 0.1645 | 0.21188 | 0.14227 | 0.1035 | 0.05289 | 0.028346 | HI | SYSHECF-natural-gas-peaker
0.15985 | 0.14996 | 0.14927 | 0.14873 | 0.14793 | 0.14541 | 0.14506 | 0.14519 | 0.14538 | 0.14597 | 0.15498 | 0.20679 | 0.28952 | 0.40921 | 0.53537 | 0.655 | 0.80334 | 0.95 | 0.95 | 0.95 | 0.74159 | 0.52192 | 0.25077 | 0.17723 | HI | SYSHECF-natural-gas-peaker
0.036122 | 0.034583 | 0.033569 | 0.033207 | 0.032751 | 0.032889 | 0.029886 | 0.031123 | 0.029831 | 0.029968 | 0.029996 | 0.030714 | 0.033454 | 0.041458 | 0.051997 | 0.068816 | 0.10614 | 0.18807 | 0.27405 | 0.24655 | 0.18037 | 0.081828 | 0.045544 | 0.036743 | HI | SYSHECF-natural-gas-peaker
0.098544 | 0.077647 | 0.077647 | 0.077647 | 0.077647 | 0.073323 | 0.073323 | 0.073323 | 0.073323 | 0.073323 | 0.08747 | 0.1058 | 0.29934 | 0.71711 | 0.95 | 0.95 | 0.95 | 0.95 | 0.95 | 0.95 | 0.95 | 0.78288 | 0.22833 | 0.15961 | HI | SYSHECF-natural-gas-peaker
0.0064921 | 0.0064921 | 0.0064921 | 0.0064921 | 0.0064921 | 0.0064921 | 0.0064921 | 0.0064921 | 0.0083004 | 0.0083004 | 0.0083004 | 0.0083004 | 0.0083004 | 0.0083004 | 0.0064921 | 0.010816 | 0.010816 | 0.010816 | 0.054805 | 0.040965 | 0.014792 | 0.010816 | 0.010816 | 0.010816 | HI | SYSHECF-natural-gas-peaker
0 | 0 | 0 | 0 | 0 | 0 | 0 | 0 | 0 | 0 | 0 | 0 | 0 | 0 | 0 | 0 | 0 | 0 | 0 | 0 | 0 | 0 | 0 | 0 | IA | SYSHECF-natural-gas-peaker | Winter
0.05119 | 0.05119 | 0.05119 | 0.05119 | 0.05119 | 0.05119 | 0.05119 | 0.05119 | 0.05119 | 0.05119 | 0.05119 | 0.05119 | 0.05119 | 0.05119 | 0.056154 | 0.057357 | 0.085096 | 0.12663 | 0.12715 | 0.083215 | 0.05119 | 0.05119 | 0.05119 | 0.05119 | IA | SYSHECF-natural-gas-peaker | Spring
0.18255 | 0.18255 | 0.18255 | 0.18255 | 0.18255 | 0.18255 | 0.18255 | 0.18255 | 0.18255 | 0.19993 | 0.32241 | 0.48606 | 0.68058 | 0.80629 | 0.92859 | 0.95 | 0.95 | 0.95 | 0.95 | 0.80359 | 0.39655 | 0.1971 | 0.18255 | 0.1773 | IA | SYSHECF-natural-gas-peaker | Summer
0 | 0 | 0 | 0 | 0 | 0 | 0 | 0 | 0 | 0 | 0 | 0 | 0.0080501 | 0.0080501 | 0.04669 | 0.069921 | 0.090135 | 0.084743 | 0.070611 | 0.0161 | 0 | 0 | 0 | 0 | IA | SYSHECF-natural-gas-peaker | Fall
0 | 0 | 0 | 0 | 0 | 0 | 0 | 0 | 0 | 0 | 0 | 0 | 0 | 0 | 0 | 0 | 0 | 0 | 0 | 0 | 0 | 0 | 0 | 0 | IA | SYSHECF-natural-gas-peaker | Summer Peak
0 | 0 | 0 | 0 | 0 | 0 | 0 | 0 | 0 | 0 | 0 | 0 | 0 | 0 | 0 | 0 | 0 | 0 | 0 | 0 | 0 | 0 | 0 | 0 | IA | SYSHECF-natural-gas-peaker | Winter Peak
0 | 0 | 0 | 0 | 0 | 0 | 0 | 0 | 0 | 0 | 0 | 0 | 0 | 0 | 0 | 0 | 0 | 0 | 0 | 0 | 0 | 0 | 0 | 0 | ID | SYSHECF-natural-gas-peaker | Winter
0 | 0 | 0 | 0 | 0 | 0 | 0 | 0 | 0 | 0 | 0 | 0 | 0 | 0 | 0 | 0 | 0 | 0 | 0 | 0 | 0 | 0 | 0 | 0 | ID | SYSHECF-natural-gas-peaker | Spring
0 | 0 | 0 | 0 | 0 | 0 | 0 | 0 | 0 | 0 | 0 | 0 | 0 | 0 | 0 | 0 | 0 | 0 | 0.95 | 0.95 | 0 | 0 | 0 | 0 | ID | SYSHECF-natural-gas-peaker | Summer
0 | 0 | 0 | 0 | 0 | 0 | 0 | 0 | 0 | 0 | 0 | 0 | 0 | 0 | 0 | 0 | 0 | 0 | 0 | 0 | 0 | 0 | 0 | 0 | ID | SYSHECF-natural-gas-peaker | Fall
0 | 0 | 0 | 0 | 0 | 0 | 0 | 0 | 0 | 0 | 0 | 0 | 0 | 0 | 0 | 0 | 0 | 0 | 0 | 0 | 0 | 0 | 0 | 0 | ID | SYSHECF-natural-gas-peaker | Summer Peak
0 | 0 | 0 | 0 | 0 | 0 | 0 | 0 | 0 | 0 | 0 | 0 | 0 | 0 | 0 | 0 | 0 | 0 | 0 | 0 | 0 | 0 | 0 | 0 | ID | SYSHECF-natural-gas-peaker | Winter Peak
0.00095077 | 0.00095077 | 0.00095077 | 0.00095077 | 0.00095077 | 0.018673 | 0.023207 | 0.01604 | 0.011023 | 0.011023 | 0.011023 | 0.011023 | 0.011023 | 0.011023 | 0.011023 | 0.011023 | 0.05056 | 0.16367 | 0.14623 | 0.054691 | 0.0081179 | 0.00095077 | 0.00095077 | 0.00095077 | IL | SYSHECF-natural-gas-peaker | Winter
0 | 0 | 0 | 0 | 0 | 0 | 0 | 0 | 0 | 0 | 0 | 0 | 0 | 0 | 0 | 0.0032804 | 0.025783 | 0.12898 | 0.13152 | 0.068019 | 0.0062273 | 0 | 0 | 0 | IL | SYSHECF-natural-gas-peaker | Spring
0.09072 | 0.09072 | 0.09072 | 0.09072 | 0.09072 | 0.09072 | 0.09072 | 0.09072 | 0.09072 | 0.096673 | 0.2081 | 0.34635 | 0.52027 | 0.68212 | 0.84714 | 0.95 | 0.95 | 0.95 | 0.95 | 0.62086 | 0.26304 | 0.069731 | 0.059519 | 0.059519 | IL | SYSHECF-natural-gas-peaker | Summer
0.014136 | 0.014136 | 0.014136 | 0.014136 | 0.014136 | 0.014136 | 0.014136 | 0.014136 | 0.014136 | 0.014136 | 0.014136 | 0.014136 | 0.017946 | 0.039001 | 0.07444 | 0.1135 | 0.16419 | 0.1802 | 0.13229 | 0.064417 | 0.014136 | 0.014136 | 0.014136 | 0.014136 | IL | SYSHECF-natural-gas-peaker | Fall
0 | 0 | 0 | 0 | 0 | 0 | 0 | 0 | 0 | 0 | 0 | 0 | 0.28743 | 0.75916 | 0.95 | 0.95 | 0.95 | 0.95 | 0.95 | 0.95 | 0.28743 | 0.28743 | 0.28743 | 0.28743 | IL | SYSHECF-natural-gas-peaker | Summer Peak
0 | 0 | 0 | 0 | 0 | 0 | 0 | 0 | 0 | 0 | 0 | 0 | 0 | 0 | 0 | 0 | 0 | 0 | 0 | 0 | 0 | 0 | 0 | 0 | IL | SYSHECF-natural-gas-peaker | Winter Peak
0 | 0 | 0 | 0 | 0 | 0 | 0.020744 | 0.015635 | 0.0076631 | 0.0076631 | 0.0076631 | 0.0076631 | 0.0076631 | 0.0076631 | 0.0076631 | 0.0076631 | 0.0076631 | 0.016869 | 0.16537 | 0.14501 | 0.029587 | 0.00030845 | 0 | 0 | IN | SYSHECF-natural-gas-peaker | Winter
0 | 0 | 0 | 0 | 0 | 0 | 0 | 0 | 0 | 0 | 0 | 0 | 0 | 0 | 0 | 0 | 0.0095789 | 0.052865 | 0.18454 | 0.18748 | 0.035804 | 0 | 0 | 0 | IN | SYSHECF-natural-gas-peaker | Spring
0.00081545 | 0.00081545 | 0.00081545 | 0.00081545 | 0.00081545 | 0.00081545 | 0.00081545 | 0.00081545 | 0.00081545 | 0.00081545 | 0.00081545 | 0.030204 | 0.16999 | 0.41868 | 0.74034 | 0.95 | 0.95 | 0.95 | 0.95 | 0.95 | 0.551 | 0.084884 | 0.00040773 | 0.00040773 | IN | SYSHECF-natural-gas-peaker | Summer
0.0017445 | 0.0017445 | 0.0017445 | 0.0017445 | 0.0017445 | 0.0017445 | 0.0017445 | 0.0017445 | 0.0017445 | 0.0017445 | 0.0017445 | 0.0017445 | 0.0017445 | 0.0017445 | 0.041333 | 0.13083 | 0.27706 | 0.34435 | 0.29325 | 0.27823 | 0.093596 | 0.0017445 | 0.0017445 | 0.0017445 | IN | SYSHECF-natural-gas-peaker | Fall
0 | 0 | 0 | 0 | 0 | 0 | 0 | 0 | 0 | 0 | 0 | 0 | 0 | 0 | 0.035472 | 0.88126 | 0.95 | 0.95 | 0.95 | 0.95 | 0.95 | 0.035472 | 0 | 0 | IN | SYSHECF-natural-gas-peaker | Summer Peak
0 | 0 | 0 | 0 | 0 | 0 | 0 | 0 | 0 | 0 | 0 | 0 | 0 | 0 | 0 | 0 | 0 | 0 | 0 | 0 | 0 | 0 | 0 | 0 | IN | SYSHECF-natural-gas-peaker | Winter Peak
0 | 0 | 0 | 0 | 0 | 0 | 0.064522 | 0.064522 | 0.064522 | 0.064522 | 0.064522 | 0.064522 | 0.064522 | 0.064522 | 0.064522 | 0.064522 | 0.28297 | 0.41017 | 0.42222 | 0.375 | 0.11193 | 0 | 0 | 0 | KS | SYSHECF-natural-gas-peaker | Winter
0 | 0 | 0 | 0 | 0 | 0 | 0 | 0 | 0 | 0 | 0 | 0 | 0 | 0 | 0 | 0 | 0 | 0 | 0 | 0 | 0 | 0 | 0 | 0 | KS | SYSHECF-natural-gas-peaker | Spring
0 | 0 | 0 | 0 | 0 | 0 | 0 | 0 | 0 | 0 | 0.075598 | 0.317 | 0.59398 | 0.78097 | 0.93196 | 0.95 | 0.95 | 0.95 | 0.95 | 0.79727 | 0.15176 | 0 | 0 | 0 | KS | SYSHECF-natural-gas-peaker | Summer
0 | 0 | 0 | 0 | 0 | 0 | 0 | 0 | 0 | 0 | 0 | 0 | 0 | 0 | 0 | 0 | 0 | 0 | 0 | 0 | 0 | 0 | 0 | 0 | KS | SYSHECF-natural-gas-peaker | Fall
0 | 0 | 0 | 0 | 0 | 0 | 0 | 0 | 0 | 0 | 0 | 0 | 0 | 0 | 0 | 0 | 0 | 0 | 0 | 0 | 0 | 0 | 0 | 0 | KS | SYSHECF-natural-gas-peaker | Summer Peak
0 | 0 | 0 | 0 | 0 | 0 | 0 | 0 | 0 | 0 | 0 | 0 | 0 | 0 | 0 | 0 | 0 | 0 | 0 | 0 | 0 | 0 | 0 | 0 | KS | SYSHECF-natural-gas-peaker | Winter Peak
0 | 0 | 0 | 0 | 0 | 0 | 0 | 0 | 0 | 0 | 0 | 0 | 0 | 0 | 0 | 0 | 0 | 0.0012221 | 0.0071901 | 0.006578 | 0 | 0 | 0 | 0 | KY | SYSHECF-natural-gas-peaker | Winter
0.012446 | 0.012446 | 0.012446 | 0.012446 | 0.012446 | 0.012446 | 0.012446 | 0.012446 | 0.012446 | 0.012446 | 0.012446 | 0.012446 | 0.012446 | 0.012446 | 0.012446 | 0.012446 | 0.015476 | 0.05962 | 0.19919 | 0.13812 | 0.024893 | 0.012446 | 0.012446 | 0.012446 | KY | SYSHECF-natural-gas-peaker | Spring
0.085053 | 0.085053 | 0.085053 | 0.085053 | 0.085053 | 0.085053 | 0.085053 | 0.085053 | 0.085053 | 0.085053 | 0.088519 | 0.11516 | 0.19187 | 0.34628 | 0.54962 | 0.73601 | 0.95 | 0.95 | 0.95 | 0.95 | 0.44399 | 0.16063 | 0.08377 | 0.081204 | KY | SYSHECF-natural-gas-peaker | Summer
0.021957 | 0.021957 | 0.021957 | 0.021957 | 0.021957 | 0.021957 | 0.021957 | 0.021957 | 0.021957 | 0.021957 | 0.021957 | 0.021957 | 0.021957 | 0.021957 | 0.027739 | 0.045819 | 0.15733 | 0.24973 | 0.22423 | 0.15763 | 0.036713 | 0.021957 | 0.021957 | 0.021957 | KY | SYSHECF-natural-gas-peaker | Fall
0 | 0 | 0 | 0 | 0 | 0 | 0 | 0 | 0 | 0 | 0 | 0 | 0 | 0.33484 | 0.33484 | 0.95 | 0.95 | 0.95 | 0.95 | 0.95 | 0.95 | 0.33484 | 0.33484 | 0.33484 | KY | SYSHECF-natural-gas-peaker | Summer Peak
0 | 0 | 0 | 0 | 0 | 0 | 0 | 0 | 0 | 0 | 0 | 0 | 0 | 0 | 0 | 0 | 0 | 0 | 0 | 0 | 0 | 0 | 0 | 0 | KY | SYSHECF-natural-gas-peaker | Winter Peak
0 | 0 | 0 | 0 | 0 | 0 | 0 | 0 | 0 | 0 | 0 | 0 | 0 | 0 | 0 | 0 | 0 | 0 | 0 | 0 | 0 | 0 | 0 | 0 | LA | SYSHECF-natural-gas-peaker | Winter
0.072794 | 0.072794 | 0.072794 | 0.072794 | 0.072794 | 0.072794 | 0.072794 | 0.072794 | 0.072794 | 0.072794 | 0.075378 | 0.075534 | 0.077837 | 0.079389 | 0.085899 | 0.09534 | 0.14198 | 0.22968 | 0.23707 | 0.21522 | 0.10964 | 0.079643 | 0.076904 | 0.076904 | LA | SYSHECF-natural-gas-peaker | Spring
0.29726 | 0.29726 | 0.29726 | 0.29726 | 0.29726 | 0.29726 | 0.29726 | 0.29726 | 0.30289 | 0.32238 | 0.38333 | 0.41638 | 0.42984 | 0.45576 | 0.46829 | 0.49381 | 0.51965 | 0.50766 | 0.53525 | 0.48792 | 0.43526 | 0.36449 | 0.30281 | 0.29991 | LA | SYSHECF-natural-gas-peaker | Summer
0.054011 | 0.054011 | 0.054011 | 0.054011 | 0.054011 | 0.054011 | 0.054011 | 0.054011 | 0.054011 | 0.054011 | 0.054011 | 0.054011 | 0.057485 | 0.061382 | 0.06662 | 0.077086 | 0.09458 | 0.10593 | 0.10789 | 0.079782 | 0.048167 | 0.048167 | 0.048167 | 0.048167 | LA | SYSHECF-natural-gas-peaker | Fall
0.37805 | 0.37805 | 0.37805 | 0.37805 | 0.37805 | 0.37805 | 0.37805 | 0.37805 | 0.37805 | 0.37805 | 0.63004 | 0.63004 | 0.63004 | 0.63004 | 0.63004 | 0.63004 | 0.63004 | 0.63004 | 0.63004 | 0.63004 | 0.63004 | 0.37805 | 0.37805 | 0.37805 | LA | SYSHECF-natural-gas-peaker | Summer Peak
0 | 0 | 0 | 0 | 0 | 0 | 0 | 0 | 0 | 0 | 0 | 0 | 0 | 0 | 0 | 0 | 0 | 0 | 0 | 0 | 0 | 0 | 0 | 0 | LA | SYSHECF-natural-gas-peaker | Winter Peak
0 | 0 | 0 | 0 | 0 | 0 | 0 | 0 | 0 | 0 | 0 | 0 | 0 | 0 | 0 | 0 | 0 | 0 | 0.41215 | 0.31001 | 0.25951 | 0 | 0 | 0 | MA | SYSHECF-natural-gas-peaker | Winter
0 | 0 | 0 | 0 | 0 | 0 | 0 | 0 | 0 | 0 | 0 | 0 | 0 | 0 | 0 | 0 | 0 | 0 | 0.77931 | 0.26198 | 0 | 0 | 0 | 0 | MA | SYSHECF-natural-gas-peaker | Spring
0 | 0 | 0 | 0 | 0 | 0 | 0 | 0 | 0 | 0 | 0 | 0 | 0 | 0 | 0 | 0 | 0 | 0.95 | 0.95 | 0.27704 | 0 | 0 | 0 | 0 | MA | SYSHECF-natural-gas-peaker | Summer
0 | 0 | 0 | 0 | 0 | 0 | 0 | 0 | 0 | 0 | 0 | 0 | 0 | 0 | 0 | 0 | 0 | 0.79024 | 0 | 0 | 0 | 0 | 0 | 0 | MA | SYSHECF-natural-gas-peaker | Fall
0 | 0 | 0 | 0 | 0 | 0 | 0 | 0 | 0 | 0 | 0 | 0 | 0 | 0 | 0 | 0 | 0 | 0.95 | 0 | 0 | 0 | 0 | 0 | 0 | MA | SYSHECF-natural-gas-peaker | Summer Peak
0 | 0 | 0 | 0 | 0 | 0 | 0 | 0 | 0 | 0 | 0 | 0 | 0 | 0 | 0 | 0 | 0 | 0 | 0 | 0 | 0 | 0 | 0 | 0 | MA | SYSHECF-natural-gas-peaker | Winter Peak
0 | 0 | 0 | 0 | 0 | 0 | 0.053213 | 0.053213 | 0 | 0 | 0 | 0 | 0 | 0 | 0 | 0 | 0 | 0.26755 | 0.61244 | 0.37348 | 0.026607 | 0.00049354 | 0 | 0 | MD | SYSHECF-natural-gas-peaker | Winter
0 | 0 | 0 | 0 | 0 | 0 | 0 | 0 | 0 | 0 | 0 | 0 | 0 | 0 | 0 | 0 | 0 | 0 | 0.067133 | 0.00061693 | 0.00061693 | 0 | 0 | 0 | MD | SYSHECF-natural-gas-peaker | Spring
0 | 0 | 0 | 0 | 0 | 0 | 0 | 0 | 0 | 0 | 0 | 0 | 0.00065239 | 0.071644 | 0.17846 | 0.35496 | 0.56663 | 0.95 | 0.95 | 0.95 | 0.25075 | 0.03517 | 0 | 0 | MD | SYSHECF-natural-gas-peaker | Summer
0 | 0 | 0 | 0 | 0 | 0 | 0 | 0 | 0 | 0 | 0 | 0 | 0 | 0 | 0 | 0 | 0.00093045 | 0.20064 | 0.15141 | 0.0018609 | 0 | 0 | 0 | 0 | MD | SYSHECF-natural-gas-peaker | Fall
0 | 0 | 0 | 0 | 0 | 0 | 0 | 0 | 0 | 0 | 0 | 0 | 0 | 0 | 0 | 0 | 0 | 0.95 | 0.95 | 0.95 | 0 | 0 | 0 | 0 | MD | SYSHECF-natural-gas-peaker | Summer Peak
0 | 0 | 0 | 0 | 0 | 0 | 0 | 0 | 0 | 0 | 0 | 0 | 0 | 0 | 0 | 0 | 0 | 0 | 0 | 0 | 0 | 0 | 0 | 0 | MD | SYSHECF-natural-gas-peaker | Winter Peak
0.012552 | 0.010574 | 0.0095745 | 0.0094028 | 0.0092858 | 0.0092812 | 0.018318 | 0.032222 | 0.022138 | 0.010334 | 0.010375 | 0.010634 | 0.010694 | 0.010772 | 0.011083 | 0.013279 | 0.015496 | 0.044635 | 0.1248 | 0.10168 | 0.062014 | 0.030853 | 0.016226 | 0.013991 | ME | SYSHECF-natural-gas-peaker | Winter
0.020985 | 0.020503 | 0.01981 | 0.019412 | 0.019344 | 0.017292 | 0.016845 | 0.016882 | 0.016665 | 0.016577 | 0.016683 | 0.016834 | 0.017076 | 0.018589 | 0.019971 | 0.0232 | 0.029465 | 0.050838 | 0.1645 | 0.21188 | 0.14227 | 0.1035 | 0.05289 | 0.028346 | ME | SYSHECF-natural-gas-peaker | Spring
0.15277 | 0.14271 | 0.14203 | 0.14152 | 0.14074 | 0.13815 | 0.13777 | 0.13791 | 0.13796 | 0.13858 | 0.14707 | 0.1928 | 0.26081 | 0.36026 | 0.47242 | 0.58284 | 0.71768 | 0.94796 | 0.95 | 0.95 | 0.67589 | 0.48399 | 0.23872 | 0.1694 | ME | SYSHECF-natural-gas-peaker | Summer
0.036122 | 0.034583 | 0.033569 | 0.033207 | 0.032751 | 0.032889 | 0.029886 | 0.031123 | 0.029831 | 0.029968 | 0.029996 | 0.030714 | 0.033454 | 0.041458 | 0.051997 | 0.068816 | 0.10614 | 0.18807 | 0.27405 | 0.24655 | 0.18037 | 0.081828 | 0.045544 | 0.036743 | ME | SYSHECF-natural-gas-peaker | Fall
0.38195 | 0.38195 | 0.38195 | 0.38195 | 0.37763 | 0.37763 | 0.37763 | 0.37763 | 0.37763 | 0.37763 | 0.40137 | 0.90514 | 0.95 | 0.95 | 0.95 | 0.95 | 0.95 | 0.95 | 0.95 | 0.95 | 0.95 | 0.95 | 0.7016 | 0.40119 | ME | SYSHECF-natural-gas-peaker | Summer Peak
0.010442 | 0.0083004 | 0.0083004 | 0.0083004 | 0.0083004 | 0.0083004 | 0.0083004 | 0.0083004 | 0.0083004 | 0.0083004 | 0.0083004 | 0.0083004 | 0.0083004 | 0.0083004 | 0.0083004 | 0.012631 | 0.012631 | 0.27491 | 0.61954 | 0.6104 | 0.47343 | 0.13542 | 0.033419 | 0.033419 | ME | SYSHECF-natural-gas-peaker | Winter Peak
0 | 0 | 0 | 0 | 0 | 0 | 0.0029714 | 0.0029714 | 0 | 0 | 0 | 0 | 0 | 0 | 0 | 0 | 0 | 0.026123 | 0.056387 | 0.038887 | 0.0065123 | 0 | 0 | 0 | MI | SYSHECF-natural-gas-peaker | Winter
0.0015012 | 0.0015012 | 0.0015012 | 0.0015012 | 0.0015012 | 0.0015012 | 0.0015012 | 0.0015012 | 0.0015012 | 0.0015012 | 0.0015012 | 0.0015012 | 0.0015012 | 0.0015012 | 0.0015012 | 0.0015012 | 0.0040216 | 0.017405 | 0.064292 | 0.061881 | 0.017145 | 0.0022369 | 0.0015012 | 0.0015012 | MI | SYSHECF-natural-gas-peaker | Spring
0.2955 | 0.2955 | 0.2955 | 0.2955 | 0.2955 | 0.2955 | 0.2955 | 0.2955 | 0.2955 | 0.29604 | 0.3142 | 0.36368 | 0.42789 | 0.48997 | 0.54778 | 0.59386 | 0.68421 | 0.80016 | 0.89056 | 0.79086 | 0.58966 | 0.43144 | 0.31917 | 0.29681 | MI | SYSHECF-natural-gas-peaker | Summer
0.05402 | 0.05402 | 0.05402 | 0.05402 | 0.05402 | 0.05402 | 0.05402 | 0.05402 | 0.05402 | 0.05402 | 0.05402 | 0.056245 | 0.059977 | 0.065832 | 0.070807 | 0.078002 | 0.099301 | 0.15699 | 0.14974 | 0.12609 | 0.076604 | 0.059093 | 0.050682 | 0.050682 | MI | SYSHECF-natural-gas-peaker | Fall
0.46263 | 0.46263 | 0.46263 | 0.46263 | 0.46263 | 0.46263 | 0.46263 | 0.46263 | 0.46263 | 0.46263 | 0.46263 | 0.46263 | 0.59833 | 0.705 | 0.82961 | 0.82961 | 0.95 | 0.95 | 0.95 | 0.95 | 0.95 | 0.82961 | 0.5693 | 0.5693 | MI | SYSHECF-natural-gas-peaker | Summer Peak
0 | 0 | 0 | 0 | 0 | 0 | 0 | 0 | 0 | 0 | 0 | 0 | 0 | 0 | 0 | 0 | 0 | 0 | 0 | 0 | 0 | 0 | 0 | 0 | MI | SYSHECF-natural-gas-peaker | Winter Peak
0 | 0 | 0 | 0 | 0 | 0 | 0 | 0 | 0 | 0 | 0 | 0 | 0 | 0 | 0 | 0 | 0 | 0.0099837 | 0.0091382 | 0 | 0 | 0 | 0 | 0 | MN | SYSHECF-natural-gas-peaker | Winter
0.01248 | 0.01248 | 0.01248 | 0.01248 | 0.01248 | 0.01248 | 0.01248 | 0.01248 | 0.01248 | 0.01248 | 0.01248 | 0.01248 | 0.01248 | 0.01248 | 0.01248 | 0.013789 | 0.038749 | 0.074569 | 0.074569 | 0.035325 | 0.01248 | 0.01248 | 0.01248 | 0.01248 | MN | SYSHECF-natural-gas-peaker | Spring
0.03792 | 0.03792 | 0.03792 | 0.03792 | 0.03792 | 0.03792 | 0.03792 | 0.03792 | 0.03792 | 0.049999 | 0.21051 | 0.51854 | 0.91413 | 0.95 | 0.95 | 0.95 | 0.95 | 0.95 | 0.95 | 0.91754 | 0.28256 | 0.03792 | 0.03792 | 0.03792 | MN | SYSHECF-natural-gas-peaker | Summer
0 | 0 | 0 | 0 | 0 | 0 | 0 | 0 | 0 | 0 | 0 | 0 | 0.017228 | 0.018822 | 0.038025 | 0.10941 | 0.15605 | 0.14428 | 0.11027 | 0.03605 | 0 | 0 | 0 | 0 | MN | SYSHECF-natural-gas-peaker | Fall
0 | 0 | 0 | 0 | 0 | 0 | 0 | 0 | 0 | 0 | 0 | 0 | 0 | 0 | 0 | 0 | 0 | 0 | 0 | 0 | 0 | 0 | 0 | 0 | MN | SYSHECF-natural-gas-peaker | Summer Peak
0 | 0 | 0 | 0 | 0 | 0 | 0 | 0 | 0 | 0 | 0 | 0 | 0 | 0 | 0 | 0 | 0 | 0 | 0 | 0 | 0 | 0 | 0 | 0 | MN | SYSHECF-natural-gas-peaker | Winter Peak
0.041817 | 0.041817 | 0.041817 | 0.041817 | 0.041817 | 0.062726 | 0.068243 | 0.066466 | 0.047334 | 0.047334 | 0.047334 | 0.047334 | 0.047334 | 0.047334 | 0.047334 | 0.050888 | 0.28543 | 0.44736 | 0.45093 | 0.26647 | 0.11576 | 0.026426 | 0.026426 | 0.045557 | MO | SYSHECF-natural-gas-peaker | Winter
0 | 0 | 0 | 0 | 0 | 0 | 0 | 0 | 0 | 0 | 0 | 0 | 0 | 0 | 0 | 0 | 0 | 0 | 0 | 0 | 0 | 0 | 0 | 0 | MO | SYSHECF-natural-gas-peaker | Spring
0 | 0 | 0 | 0 | 0 | 0 | 0 | 0 | 0 | 0 | 0 | 0.040119 | 0.30547 | 0.70437 | 0.95 | 0.95 | 0.95 | 0.95 | 0.95 | 0.32171 | 0.0049434 | 0 | 0 | 0 | MO | SYSHECF-natural-gas-peaker | Summer
0 | 0 | 0 | 0 | 0 | 0 | 0 | 0 | 0 | 0 | 0 | 0 | 0 | 0 | 0 | 0.043118 | 0.12195 | 0.12195 | 0.053519 | 0 | 0 | 0 | 0 | 0 | MO | SYSHECF-natural-gas-peaker | Fall
0 | 0 | 0 | 0 | 0 | 0 | 0 | 0 | 0 | 0 | 0 | 0 | 0 | 0 | 0 | 0 | 0 | 0 | 0 | 0 | 0 | 0 | 0 | 0 | MO | SYSHECF-natural-gas-peaker | Summer Peak
0 | 0 | 0 | 0 | 0 | 0 | 0 | 0 | 0 | 0 | 0 | 0 | 0 | 0 | 0 | 0 | 0 | 0 | 0 | 0 | 0 | 0 | 0 | 0 | MO | SYSHECF-natural-gas-peaker | Winter Peak
0 | 0 | 0 | 0 | 0 | 0 | 0 | 0 | 0 | 0 | 0 | 0 | 0 | 0 | 0 | 0 | 0.010378 | 0.031134 | 0.031134 | 0.020756 | 0.0069187 | 0 | 0 | 0 | MS | SYSHECF-natural-gas-peaker | Winter
0 | 0 | 0 | 0 | 0 | 0 | 0 | 0 | 0 | 0 | 0 | 0 | 0 | 0 | 0 | 0 | 0.0084228 | 0.012634 | 0.012634 | 0 | 0 | 0 | 0 | 0 | MS | SYSHECF-natural-gas-peaker | Spring
0.19595 | 0.19595 | 0.19595 | 0.19595 | 0.19595 | 0.19595 | 0.19595 | 0.19595 | 0.19595 | 0.20481 | 0.32217 | 0.38675 | 0.56258 | 0.67093 | 0.7822 | 0.88528 | 0.95 | 0.95 | 0.95 | 0.70664 | 0.35169 | 0.21071 | 0.19595 | 0.19595 | MS | SYSHECF-natural-gas-peaker | Summer
0.025406 | 0.025406 | 0.025406 | 0.025406 | 0.025406 | 0.025406 | 0.025406 | 0.025406 | 0.025406 | 0.025406 | 0.025406 | 0.025406 | 0.025406 | 0.029617 | 0.033828 | 0.14887 | 0.18063 | 0.18698 | 0.17642 | 0.033828 | 0.025406 | 0.025406 | 0.025406 | 0.025406 | MS | SYSHECF-natural-gas-peaker | Fall
0.38745 | 0.38745 | 0.38745 | 0.38745 | 0.38745 | 0.38745 | 0.38745 | 0.38745 | 0.38745 | 0.38745 | 0.38745 | 0.6443 | 0.6443 | 0.95 | 0.95 | 0.95 | 0.95 | 0.95 | 0.95 | 0.6443 | 0.6443 | 0.38745 | 0.38745 | 0.38745 | MS | SYSHECF-natural-gas-peaker | Summer Peak
0 | 0 | 0 | 0 | 0 | 0 | 0 | 0 | 0 | 0 | 0 | 0 | 0 | 0 | 0 | 0 | 0 | 0 | 0 | 0 | 0 | 0 | 0 | 0 | MS | SYSHECF-natural-gas-peaker | Winter Peak
0 | 0 | 0 | 0 | 0 | 0 | 0 | 0 | 0 | 0 | 0 | 0 | 0 | 0 | 0 | 0 | 0.27791 | 0.27791 | 0.3116 | 0.050529 | 0 | 0 | 0 | 0 | MT | SYSHECF-natural-gas-peaker | Winter
0 | 0 | 0 | 0 | 0 | 0 | 0 | 0 | 0 | 0 | 0 | 0 | 0 | 0 | 0 | 0 | 0.094742 | 0.1579 | 0.1579 | 0.14738 | 0 | 0 | 0 | 0 | MT | SYSHECF-natural-gas-peaker | Spring
0.26717 | 0.26717 | 0.26717 | 0.26717 | 0.26717 | 0.26717 | 0.26717 | 0.26717 | 0.26717 | 0.26717 | 0.26717 | 0.26717 | 0.30056 | 0.33396 | 0.33396 | 0.43415 | 0.95 | 0.95 | 0.95 | 0.95 | 0.26717 | 0.26717 | 0.26717 | 0.26717 | MT | SYSHECF-natural-gas-peaker | Summer
0 | 0 | 0 | 0 | 0 | 0 | 0 | 0 | 0 | 0 | 0 | 0 | 0 | 0 | 0 | 0.28578 | 0.38104 | 0.38104 | 0.4763 | 0 | 0 | 0 | 0 | 0 | MT | SYSHECF-natural-gas-peaker | Fall
0 | 0 | 0 | 0 | 0 | 0 | 0 | 0 | 0 | 0 | 0 | 0 | 0 | 0 | 0 | 0 | 0 | 0 | 0 | 0 | 0 | 0 | 0 | 0 | MT | SYSHECF-natural-gas-peaker | Summer Peak
0 | 0 | 0 | 0 | 0 | 0 | 0 | 0 | 0 | 0 | 0 | 0 | 0 | 0 | 0 | 0 | 0 | 0 | 0 | 0 | 0 | 0 | 0 | 0 | MT | SYSHECF-natural-gas-peaker | Winter Peak
0 | 0 | 0 | 0 | 0 | 0 | 0.043325 | 0.018113 | 0 | 0 | 0 | 0 | 0 | 0 | 0 | 0 | 0 | 0.062961 | 0.22158 | 0.10769 | 0.0061295 | 0 | 0 | 0 | NC | SYSHECF-natural-gas-peaker | Winter
0 | 0 | 0 | 0 | 0 | 0 | 0.0089058 | 0 | 0 | 0 | 0 | 0 | 0 | 0 | 0 | 0 | 0 | 0.029102 | 0.29525 | 0.27869 | 0.051774 | 0 | 0 | 0 | NC | SYSHECF-natural-gas-peaker | Spring
0 | 0 | 0 | 0 | 0 | 0 | 0 | 0 | 0 | 0 | 0 | 0.049095 | 0.16029 | 0.32191 | 0.53486 | 0.78241 | 0.95 | 0.95 | 0.95 | 0.95 | 0.58977 | 0.15422 | 0 | 0 | NC | SYSHECF-natural-gas-peaker | Summer
0 | 0 | 0 | 0 | 0 | 0 | 0 | 0 | 0 | 0 | 0 | 0 | 0 | 0 | 0 | 0 | 0.074996 | 0.19031 | 0.17375 | 0.10294 | 0 | 0 | 0 | 0 | NC | SYSHECF-natural-gas-peaker | Fall
0 | 0 | 0 | 0 | 0 | 0 | 0 | 0 | 0 | 0 | 0 | 0 | 0 | 0 | 0.95 | 0.95 | 0.95 | 0.95 | 0.95 | 0.95 | 0.95 | 0 | 0 | 0 | NC | SYSHECF-natural-gas-peaker | Summer Peak
0 | 0 | 0 | 0 | 0 | 0 | 0 | 0 | 0 | 0 | 0 | 0 | 0 | 0 | 0 | 0 | 0 | 0 | 0 | 0 | 0 | 0 | 0 | 0 | NC | SYSHECF-natural-gas-peaker | Winter Peak
0 | 0 | 0 | 0 | 0 | 0 | 0 | 0 | 0 | 0 | 0 | 0 | 0 | 0 | 0 | 0 | 0 | 0 | 0 | 0 | 0 | 0 | 0 | 0 | ND | SYSHECF-natural-gas-peaker | Winter
0.10202 | 0.10202 | 0.10202 | 0.10202 | 0.10202 | 0.10202 | 0.10202 | 0.10202 | 0.10202 | 0.10202 | 0.10202 | 0.11191 | 0.11379 | 0.12862 | 0.13382 | 0.15053 | 0.20699 | 0.25133 | 0.23474 | 0.22075 | 0.17001 | 0.10202 | 0.10202 | 0.10202 | ND | SYSHECF-natural-gas-peaker | Spring
0.20923 | 0.20923 | 0.20923 | 0.20923 | 0.20923 | 0.20923 | 0.20923 | 0.20923 | 0.20923 | 0.27272 | 0.34424 | 0.44228 | 0.52754 | 0.61794 | 0.70571 | 0.70449 | 0.76021 | 0.91039 | 0.68613 | 0.57179 | 0.33218 | 0.23041 | 0.23041 | 0.23041 | ND | SYSHECF-natural-gas-peaker | Summer
0 | 0 | 0 | 0 | 0 | 0 | 0 | 0 | 0 | 0 | 0 | 0 | 0 | 0 | 0 | 0 | 0.0028409 | 0.0028409 | 0.0028409 | 0 | 0 | 0 | 0 | 0 | ND | SYSHECF-natural-gas-peaker | Fall
0 | 0 | 0 | 0 | 0 | 0 | 0 | 0 | 0 | 0 | 0 | 0 | 0 | 0 | 0 | 0 | 0 | 0 | 0 | 0 | 0 | 0 | 0 | 0 | ND | SYSHECF-natural-gas-peaker | Summer Peak
0 | 0 | 0 | 0 | 0 | 0 | 0 | 0 | 0 | 0 | 0 | 0 | 0 | 0 | 0 | 0 | 0 | 0 | 0 | 0 | 0 | 0 | 0 | 0 | ND | SYSHECF-natural-gas-peaker | Winter Peak
0 | 0 | 0 | 0 | 0 | 0 | 0 | 0 | 0 | 0 | 0 | 0 | 0 | 0 | 0 | 0 | 0 | 0 | 0 | 0 | 0 | 0 | 0 | 0 | NE | SYSHECF-natural-gas-peaker | Winter
0 | 0 | 0 | 0 | 0 | 0 | 0 | 0 | 0 | 0 | 0 | 0 | 0 | 0 | 0 | 0 | 0.012159 | 0.012159 | 0.012159 | 0.012159 | 0 | 0 | 0 | 0 | NE | SYSHECF-natural-gas-peaker | Spring
0.27992 | 0.27992 | 0.27992 | 0.27992 | 0.27992 | 0.27992 | 0.27992 | 0.27992 | 0.27992 | 0.33364 | 0.45721 | 0.55992 | 0.67595 | 0.75221 | 0.80923 | 0.87077 | 0.95 | 0.95 | 0.85989 | 0.67722 | 0.47109 | 0.30749 | 0.29317 | 0.29297 | NE | SYSHECF-natural-gas-peaker | Summer
0 | 0 | 0 | 0 | 0 | 0 | 0 | 0 | 0 | 0 | 0 | 0 | 0.018621 | 0.018621 | 0.058191 | 0.06052 | 0.087463 | 0.06052 | 0.06052 | 0.03957 | 0 | 0 | 0 | 0 | NE | SYSHECF-natural-gas-peaker | Fall
0 | 0 | 0 | 0 | 0 | 0 | 0 | 0 | 0 | 0 | 0 | 0 | 0 | 0 | 0 | 0 | 0 | 0 | 0 | 0 | 0 | 0 | 0 | 0 | NE | SYSHECF-natural-gas-peaker | Summer Peak
0 | 0 | 0 | 0 | 0 | 0 | 0 | 0 | 0 | 0 | 0 | 0 | 0 | 0 | 0 | 0 | 0 | 0 | 0 | 0 | 0 | 0 | 0 | 0 | NE | SYSHECF-natural-gas-peaker | Winter Peak
0.012552 | 0.010574 | 0.0095745 | 0.0094028 | 0.0092858 | 0.0092812 | 0.018318 | 0.032222 | 0.022138 | 0.010334 | 0.010375 | 0.010634 | 0.010694 | 0.010772 | 0.011083 | 0.013279 | 0.015496 | 0.044635 | 0.1248 | 0.10168 | 0.062014 | 0.030853 | 0.016226 | 0.013991 | NH | SYSHECF-natural-gas-peaker | Winter
0.020985 | 0.020503 | 0.01981 | 0.019412 | 0.019344 | 0.017292 | 0.016845 | 0.016882 | 0.016665 | 0.016577 | 0.016683 | 0.016834 | 0.017076 | 0.018589 | 0.019971 | 0.0232 | 0.029465 | 0.050838 | 0.1645 | 0.21188 | 0.14227 | 0.1035 | 0.05289 | 0.028346 | NH | SYSHECF-natural-gas-peaker | Spring
0.15277 | 0.14271 | 0.14203 | 0.14152 | 0.14074 | 0.13815 | 0.13777 | 0.13791 | 0.13796 | 0.13858 | 0.14707 | 0.1928 | 0.26081 | 0.36026 | 0.47242 | 0.58284 | 0.71768 | 0.94796 | 0.95 | 0.95 | 0.67589 | 0.48399 | 0.23872 | 0.1694 | NH | SYSHECF-natural-gas-peaker | Summer
0.036122 | 0.034583 | 0.033569 | 0.033207 | 0.032751 | 0.032889 | 0.029886 | 0.031123 | 0.029831 | 0.029968 | 0.029996 | 0.030714 | 0.033454 | 0.041458 | 0.051997 | 0.068816 | 0.10614 | 0.18807 | 0.27405 | 0.24655 | 0.18037 | 0.081828 | 0.045544 | 0.036743 | NH | SYSHECF-natural-gas-peaker | Fall
0.38195 | 0.38195 | 0.38195 | 0.38195 | 0.37763 | 0.37763 | 0.37763 | 0.37763 | 0.37763 | 0.37763 | 0.40137 | 0.90514 | 0.95 | 0.95 | 0.95 | 0.95 | 0.95 | 0.95 | 0.95 | 0.95 | 0.95 | 0.95 | 0.7016 | 0.40119 | NH | SYSHECF-natural-gas-peaker | Summer Peak
0.010442 | 0.0083004 | 0.0083004 | 0.0083004 | 0.0083004 | 0.0083004 | 0.0083004 | 0.0083004 | 0.0083004 | 0.0083004 | 0.0083004 | 0.0083004 | 0.0083004 | 0.0083004 | 0.0083004 | 0.012631 | 0.012631 | 0.27491 | 0.61954 | 0.6104 | 0.47343 | 0.13542 | 0.033419 | 0.033419 | NH | SYSHECF-natural-gas-peaker | Winter Peak
0 | 0 | 0 | 0 | 0 | 0 | 0 | 0 | 0 | 0 | 0 | 0 | 0 | 0 | 0 | 0 | 0 | 0 | 0 | 0 | 0 | 0 | 0 | 0 | NJ | SYSHECF-natural-gas-peaker | Winter
0 | 0 | 0 | 0 | 0 | 0 | 0 | 0 | 0 | 0 | 0 | 0 | 0 | 0 | 0 | 0 | 0 | 0.01375 | 0.094481 | 0.039039 | 0 | 0 | 0 | 0 | NJ | SYSHECF-natural-gas-peaker | Spring
0.1713 | 0.1713 | 0.1713 | 0.1713 | 0.1713 | 0.1713 | 0.1713 | 0.1713 | 0.1713 | 0.1713 | 0.17614 | 0.21423 | 0.26065 | 0.35761 | 0.53404 | 0.70266 | 0.95 | 0.95 | 0.95 | 0.95 | 0.71991 | 0.38229 | 0.17986 | 0.172 | NJ | SYSHECF-natural-gas-peaker | Summer
0 | 0 | 0 | 0 | 0 | 0 | 0 | 0 | 0 | 0 | 0 | 0 | 0 | 0 | 0.002166 | 0.03168 | 0.067006 | 0.20696 | 0.17132 | 0.06744 | 0.0302 | 0 | 0 | 0 | NJ | SYSHECF-natural-gas-peaker | Fall
0.005133 | 0.005133 | 0.005133 | 0.005133 | 0.005133 | 0.005133 | 0.005133 | 0.005133 | 0.005133 | 0.005133 | 0.005133 | 0.95 | 0.95 | 0.95 | 0.95 | 0.95 | 0.95 | 0.95 | 0.95 | 0.95 | 0.95 | 0.95 | 0 | 0 | NJ | SYSHECF-natural-gas-peaker | Summer Peak
0 | 0 | 0 | 0 | 0 | 0 | 0 | 0 | 0 | 0 | 0 | 0 | 0 | 0 | 0 | 0 | 0 | 0 | 0 | 0 | 0 | 0 | 0 | 0 | NJ | SYSHECF-natural-gas-peaker | Winter Peak
0 | 0 | 0 | 0 | 0 | 0 | 0 | 0 | 0 | 0 | 0 | 0 | 0 | 0 | 0 | 0 | 0.097941 | 0.10696 | 0.11727 | 0.033038 | 0 | 0 | 0 | 0 | NM | SYSHECF-natural-gas-peaker | Winter
0 | 0 | 0 | 0 | 0 | 0 | 0 | 0 | 0 | 0 | 0 | 0 | 0 | 0 | 0 | 0 | 0.099874 | 0.24744 | 0.24744 | 0.22977 | 0.063849 | 0 | 0 | 0 | NM | SYSHECF-natural-gas-peaker | Spring
0.10857 | 0.10857 | 0.10857 | 0.10857 | 0.10857 | 0.10857 | 0.10857 | 0.10857 | 0.10857 | 0.10857 | 0.10857 | 0.10857 | 0.12063 | 0.15682 | 0.16888 | 0.2516 | 0.76633 | 0.88461 | 0.95 | 0.95 | 0.65552 | 0.38538 | 0.23891 | 0.096503 | NM | SYSHECF-natural-gas-peaker | Summer
0.079291 | 0.079291 | 0.077965 | 0.068026 | 0.068026 | 0.068026 | 0.068026 | 0.068026 | 0.068026 | 0.068026 | 0.068026 | 0.068026 | 0.068026 | 0.068026 | 0.068026 | 0.24391 | 0.39108 | 0.50799 | 0.63182 | 0.32511 | 0.18575 | 0.12457 | 0.079291 | 0.079291 | NM | SYSHECF-natural-gas-peaker | Fall
0 | 0 | 0 | 0 | 0 | 0 | 0 | 0 | 0 | 0 | 0 | 0 | 0 | 0 | 0 | 0 | 0 | 0 | 0.95 | 0.95 | 0.95 | 0 | 0 | 0 | NM | SYSHECF-natural-gas-peaker | Summer Peak
0 | 0 | 0 | 0 | 0 | 0 | 0 | 0 | 0 | 0 | 0 | 0 | 0 | 0 | 0 | 0 | 0 | 0 | 0 | 0 | 0 | 0 | 0 | 0 | NM | SYSHECF-natural-gas-peaker | Winter Peak
0 | 0 | 0 | 0 | 0 | 0 | 0 | 0 | 0 | 0 | 0 | 0 | 0 | 0 | 0 | 0 | 0 | 0 | 0 | 0 | 0 | 0 | 0 | 0 | NV | SYSHECF-natural-gas-peaker | Winter
0 | 0 | 0 | 0 | 0 | 0 | 0 | 0 | 0 | 0 | 0 | 0 | 0 | 0 | 0 | 0 | 0 | 0 | 0 | 0 | 0 | 0 | 0 | 0 | NV | SYSHECF-natural-gas-peaker | Spring
0 | 0 | 0 | 0 | 0 | 0 | 0 | 0 | 0 | 0 | 0 | 0 | 0 | 0 | 0 | 0 | 0 | 0.95 | 0.95 | 0.95 | 0 | 0 | 0 | 0 | NV | SYSHECF-natural-gas-peaker | Summer
0 | 0 | 0 | 0 | 0 | 0 | 0 | 0 | 0 | 0 | 0 | 0 | 0 | 0 | 0 | 0 | 0 | 0 | 0 | 0 | 0 | 0 | 0 | 0 | NV | SYSHECF-natural-gas-peaker | Fall
0 | 0 | 0 | 0 | 0 | 0 | 0 | 0 | 0 | 0 | 0 | 0 | 0 | 0 | 0 | 0 | 0 | 0.95 | 0.95 | 0 | 0 | 0 | 0 | 0 | NV | SYSHECF-natural-gas-peaker | Summer Peak
0 | 0 | 0 | 0 | 0 | 0 | 0 | 0 | 0 | 0 | 0 | 0 | 0 | 0 | 0 | 0 | 0 | 0 | 0 | 0 | 0 | 0 | 0 | 0 | NV | SYSHECF-natural-gas-peaker | Winter Peak
0.13663 | 0.1124 | 0.10001 | 0.099478 | 0.099043 | 0.098984 | 0.10076 | 0.10324 | 0.10103 | 0.10181 | 0.10328 | 0.10465 | 0.10628 | 0.10778 | 0.11103 | 0.13712 | 0.16157 | 0.20601 | 0.21945 | 0.21853 | 0.20391 | 0.17651 | 0.1581 | 0.15171 | NY | SYSHECF-natural-gas-peaker | Winter
0.1256 | 0.11926 | 0.11114 | 0.10612 | 0.10526 | 0.079344 | 0.065466 | 0.065965 | 0.066288 | 0.065187 | 0.066512 | 0.066317 | 0.067511 | 0.071104 | 0.07286 | 0.07935 | 0.095992 | 0.13504 | 0.14046 | 0.13834 | 0.13626 | 0.13626 | 0.13626 | 0.13427 | NY | SYSHECF-natural-gas-peaker | Spring
0.14006 | 0.1326 | 0.12395 | 0.11735 | 0.10886 | 0.075637 | 0.071004 | 0.072932 | 0.073598 | 0.075689 | 0.082415 | 0.099898 | 0.1252 | 0.13472 | 0.14729 | 0.17925 | 0.23736 | 0.3759 | 0.41877 | 0.3194 | 0.28465 | 0.26135 | 0.20595 | 0.15395 | NY | SYSHECF-natural-gas-peaker | Summer
0.11683 | 0.1098 | 0.10433 | 0.1004 | 0.10148 | 0.10387 | 0.066127 | 0.065625 | 0.065778 | 0.067708 | 0.068052 | 0.073487 | 0.075979 | 0.078127 | 0.084123 | 0.1016 | 0.14239 | 0.17188 | 0.16143 | 0.15046 | 0.14891 | 0.13742 | 0.13269 | 0.12362 | NY | SYSHECF-natural-gas-peaker | Fall
0.13626 | 0.13626 | 0.12701 | 0.081789 | 0.081789 | 0.081789 | 0.081789 | 0.081789 | 0.081789 | 0.081789 | 0.081789 | 0.081789 | 0.13626 | 0.13626 | 0.13626 | 0.13626 | 0.45502 | 0.65148 | 0.78252 | 0.65148 | 0.45502 | 0.45502 | 0.45502 | 0.3275 | NY | SYSHECF-natural-gas-peaker | Summer Peak
0.085814 | 0.081789 | 0.081789 | 0.081789 | 0.081789 | 0.081789 | 0.081789 | 0.081789 | 0.081789 | 0.081789 | 0.081789 | 0.081789 | 0.081789 | 0.081789 | 0.081789 | 0.13626 | 0.33272 | 0.46375 | 0.46375 | 0.46375 | 0.46375 | 0.33272 | 0.13626 | 0.13626 | NY | SYSHECF-natural-gas-peaker | Winter Peak
0 | 0 | 0 | 0 | 0 | 0 | 6.5633e-05 | 6.5633e-05 | 0 | 0 | 0 | 0 | 0 | 0 | 0 | 0 | 0 | 0.0051403 | 0.011583 | 0.010609 | 0.0050747 | 0.0050747 | 0 | 0 | OH | SYSHECF-natural-gas-peaker | Winter
0 | 0 | 0 | 0 | 0 | 0 | 0.0062331 | 0.0062331 | 0.0062331 | 0.0062331 | 0.0062331 | 0.0062331 | 0.0062331 | 0.0062331 | 0.0062331 | 0.0062331 | 0.0062331 | 0.01878 | 0.11147 | 0.13303 | 0.088601 | 0.0063943 | 0 | 0 | OH | SYSHECF-natural-gas-peaker | Spring
0.076081 | 0.076081 | 0.076081 | 0.076081 | 0.076081 | 0.076081 | 0.076081 | 0.076081 | 0.076081 | 0.076081 | 0.080475 | 0.11983 | 0.20559 | 0.32804 | 0.54107 | 0.67265 | 0.90902 | 0.95 | 0.95 | 0.95 | 0.53085 | 0.21544 | 0.070562 | 0.066169 | OH | SYSHECF-natural-gas-peaker | Summer
0.075974 | 0.075974 | 0.075974 | 0.075974 | 0.075974 | 0.075974 | 0.075974 | 0.075974 | 0.075974 | 0.075974 | 0.075974 | 0.076054 | 0.082406 | 0.094858 | 0.11892 | 0.14544 | 0.23434 | 0.36773 | 0.4111 | 0.30816 | 0.13696 | 0.079191 | 0.066573 | 0.066573 | OH | SYSHECF-natural-gas-peaker | Fall
0 | 0 | 0 | 0 | 0 | 0 | 0 | 0 | 0 | 0 | 0 | 0 | 0 | 0.95 | 0.95 | 0.95 | 0.95 | 0.95 | 0.95 | 0.95 | 0.95 | 0.85987 | 0.0074165 | 0.0074165 | OH | SYSHECF-natural-gas-peaker | Summer Peak
0 | 0 | 0 | 0 | 0 | 0 | 0 | 0 | 0 | 0 | 0 | 0 | 0 | 0 | 0 | 0 | 0 | 0 | 0 | 0 | 0 | 0 | 0 | 0 | OH | SYSHECF-natural-gas-peaker | Winter Peak
0 | 0 | 0 | 0 | 0 | 0.065737 | 0.065737 | 0.026907 | 0 | 0 | 0 | 0 | 0 | 0 | 0 | 0 | 0.21219 | 0.34367 | 0.34367 | 0.28985 | 0 | 0 | 0 | 0 | OK | SYSHECF-natural-gas-peaker | Winter
0 | 0 | 0 | 0 | 0 | 0 | 0 | 0 | 0 | 0 | 0 | 0 | 0 | 0 | 0 | 0 | 0 | 0.1158 | 0.18307 | 0.18307 | 0.033634 | 0 | 0 | 0 | OK | SYSHECF-natural-gas-peaker | Spring
0.035567 | 0.035567 | 0.035567 | 0.035567 | 0.035567 | 0.035567 | 0.035567 | 0.035567 | 0.035567 | 0.035567 | 0.071134 | 0.32777 | 0.56864 | 0.60016 | 0.74313 | 0.79271 | 0.95 | 0.95 | 0.95 | 0.92675 | 0.25489 | 0.071134 | 0.035567 | 0.035567 | OK | SYSHECF-natural-gas-peaker | Summer
0 | 0 | 0 | 0 | 0 | 0 | 0 | 0 | 0 | 0 | 0 | 0 | 0 | 0.073203 | 0.17466 | 0.21961 | 0.23905 | 0.39427 | 0.39427 | 0.073203 | 0 | 0 | 0 | 0 | OK | SYSHECF-natural-gas-peaker | Fall
0 | 0 | 0 | 0 | 0 | 0 | 0 | 0 | 0 | 0 | 0 | 0 | 0 | 0 | 0 | 0 | 0 | 0 | 0 | 0 | 0 | 0 | 0 | 0 | OK | SYSHECF-natural-gas-peaker | Summer Peak
0 | 0 | 0 | 0 | 0 | 0 | 0 | 0 | 0 | 0 | 0 | 0 | 0 | 0 | 0 | 0 | 0 | 0 | 0 | 0 | 0 | 0 | 0 | 0 | OK | SYSHECF-natural-gas-peaker | Winter Peak
0.25576 | 0.21091 | 0.21091 | 0.21091 | 0.3261 | 0.35158 | 0.35158 | 0.28124 | 0.24834 | 0.21091 | 0.21091 | 0.21091 | 0.25576 | 0.25576 | 0.28124 | 0.35158 | 0.56249 | 0.95 | 0.95 | 0.45703 | 0.45703 | 0.35158 | 0.35158 | 0.3261 | OR | SYSHECF-natural-gas-peaker | Winter
0 | 0 | 0 | 0 | 0 | 0 | 0 | 0 | 0 | 0 | 0 | 0 | 0 | 0 | 0 | 0 | 0 | 0 | 0 | 0 | 0 | 0 | 0 | 0 | OR | SYSHECF-natural-gas-peaker | Spring
0 | 0 | 0 | 0 | 0 | 0 | 0 | 0 | 0 | 0 | 0 | 0 | 0 | 0 | 0 | 0 | 0 | 0.1619 | 0.13939 | 0 | 0 | 0 | 0 | 0 | OR | SYSHECF-natural-gas-peaker | Summer
0 | 0 | 0 | 0 | 0 | 0 | 0 | 0 | 0 | 0 | 0 | 0 | 0 | 0 | 0 | 0 | 0 | 0 | 0 | 0 | 0 | 0 | 0 | 0 | OR | SYSHECF-natural-gas-peaker | Fall
0 | 0 | 0 | 0 | 0 | 0 | 0 | 0 | 0 | 0 | 0 | 0 | 0 | 0 | 0 | 0 | 0 | 0 | 0 | 0 | 0 | 0 | 0 | 0 | OR | SYSHECF-natural-gas-peaker | Summer Peak
0 | 0 | 0 | 0 | 0 | 0 | 0 | 0 | 0 | 0 | 0 | 0 | 0 | 0 | 0 | 0 | 0 | 0 | 0 | 0 | 0 | 0 | 0 | 0 | OR | SYSHECF-natural-gas-peaker | Winter Peak
0.0042629 | 0.0042629 | 0.0042629 | 0.0042629 | 0.0042629 | 0.0042629 | 0.020711 | 0.021634 | 0.0092185 | 0.0092185 | 0.0092185 | 0.0092185 | 0.0092185 | 0.0092185 | 0.0092185 | 0.0092185 | 0.0092185 | 0.16618 | 0.34609 | 0.22277 | 0.062268 | 0.0049556 | 0.0042629 | 0.0042629 | PA | SYSHECF-natural-gas-peaker | Winter
0 | 0 | 0 | 0 | 0 | 0 | 0 | 0 | 0 | 0 | 0 | 0 | 0 | 0 | 0 | 0 | 0 | 0 | 0.044827 | 0.032771 | 0.0087922 | 0 | 0 | 0 | PA | SYSHECF-natural-gas-peaker | Spring
0.045642 | 0.045642 | 0.045642 | 0.045642 | 0.045642 | 0.045642 | 0.045642 | 0.045642 | 0.045642 | 0.045642 | 0.054744 | 0.083881 | 0.17643 | 0.26309 | 0.43113 | 0.72388 | 0.95 | 0.95 | 0.95 | 0.95 | 0.49801 | 0.24723 | 0.035711 | 0.035711 | PA | SYSHECF-natural-gas-peaker | Summer
0 | 0 | 0 | 0 | 0 | 0 | 0 | 0 | 0 | 0 | 0 | 0 | 0 | 0 | 0 | 0 | 0.02421 | 0.094654 | 0.075165 | 0.010749 | 0 | 0 | 0 | 0 | PA | SYSHECF-natural-gas-peaker | Fall
0.079663 | 0.079663 | 0.079663 | 0.079663 | 0.079663 | 0.079663 | 0.079663 | 0.079663 | 0.079663 | 0.079663 | 0.079663 | 0.079663 | 0.13209 | 0.95 | 0.95 | 0.95 | 0.95 | 0.95 | 0.95 | 0.95 | 0.95 | 0.57602 | 0 | 0 | PA | SYSHECF-natural-gas-peaker | Summer Peak
0 | 0 | 0 | 0 | 0 | 0 | 0 | 0 | 0 | 0 | 0 | 0 | 0 | 0 | 0 | 0 | 0 | 0 | 0 | 0 | 0 | 0 | 0 | 0 | PA | SYSHECF-natural-gas-peaker | Winter Peak
0.012552 | 0.010574 | 0.0095745 | 0.0094028 | 0.0092858 | 0.0092812 | 0.018318 | 0.032222 | 0.022138 | 0.010334 | 0.010375 | 0.010634 | 0.010694 | 0.010772 | 0.011083 | 0.013279 | 0.015496 | 0.044635 | 0.1248 | 0.10168 | 0.062014 | 0.030853 | 0.016226 | 0.013991 | RI | SYSHECF-natural-gas-peaker | Winter
0.020985 | 0.020503 | 0.01981 | 0.019412 | 0.019344 | 0.017292 | 0.016845 | 0.016882 | 0.016665 | 0.016577 | 0.016683 | 0.016834 | 0.017076 | 0.018589 | 0.019971 | 0.0232 | 0.029465 | 0.050838 | 0.1645 | 0.21188 | 0.14227 | 0.1035 | 0.05289 | 0.028346 | RI | SYSHECF-natural-gas-peaker | Spring
0.15277 | 0.14271 | 0.14203 | 0.14152 | 0.14074 | 0.13815 | 0.13777 | 0.13791 | 0.13796 | 0.13858 | 0.14707 | 0.1928 | 0.26081 | 0.36026 | 0.47242 | 0.58284 | 0.71768 | 0.94796 | 0.95 | 0.95 | 0.67589 | 0.48399 | 0.23872 | 0.1694 | RI | SYSHECF-natural-gas-peaker | Summer
0.036122 | 0.034583 | 0.033569 | 0.033207 | 0.032751 | 0.032889 | 0.029886 | 0.031123 | 0.029831 | 0.029968 | 0.029996 | 0.030714 | 0.033454 | 0.041458 | 0.051997 | 0.068816 | 0.10614 | 0.18807 | 0.27405 | 0.24655 | 0.18037 | 0.081828 | 0.045544 | 0.036743 | RI | SYSHECF-natural-gas-peaker | Fall
0.38195 | 0.38195 | 0.38195 | 0.38195 | 0.37763 | 0.37763 | 0.37763 | 0.37763 | 0.37763 | 0.37763 | 0.40137 | 0.90514 | 0.95 | 0.95 | 0.95 | 0.95 | 0.95 | 0.95 | 0.95 | 0.95 | 0.95 | 0.95 | 0.7016 | 0.40119 | RI | SYSHECF-natural-gas-peaker | Summer Peak
0.010442 | 0.0083004 | 0.0083004 | 0.0083004 | 0.0083004 | 0.0083004 | 0.0083004 | 0.0083004 | 0.0083004 | 0.0083004 | 0.0083004 | 0.0083004 | 0.0083004 | 0.0083004 | 0.0083004 | 0.012631 | 0.012631 | 0.27491 | 0.61954 | 0.6104 | 0.47343 | 0.13542 | 0.033419 | 0.033419 | RI | SYSHECF-natural-gas-peaker | Winter Peak
0 | 0 | 0 | 0 | 0 | 0 | 0.0084318 | 0.006214 | 0 | 0 | 0 | 0 | 0 | 0 | 0 | 0 | 0 | 0 | 0.051762 | 0.02199 | 0 | 0 | 0 | 0 | SC | SYSHECF-natural-gas-peaker | Winter
0 | 0 | 0 | 0 | 0 | 0 | 0 | 0 | 0 | 0 | 0 | 0 | 0 | 0 | 0 | 0 | 0 | 0 | 0.13192 | 0.055628 | 0.0044984 | 0 | 0 | 0 | SC | SYSHECF-natural-gas-peaker | Spring
0 | 0 | 0 | 0 | 0 | 0 | 0 | 0 | 0 | 0 | 0 | 0 | 0.0036506 | 0.018502 | 0.15761 | 0.38533 | 0.85076 | 0.95 | 0.95 | 0.95 | 0.10164 | 0 | 0 | 0 | SC | SYSHECF-natural-gas-peaker | Summer
0 | 0 | 0 | 0 | 0 | 0 | 0 | 0 | 0 | 0 | 0 | 0 | 0 | 0 | 0 | 0 | 0.015857 | 0.41176 | 0.40079 | 0.036052 | 0 | 0 | 0 | 0 | SC | SYSHECF-natural-gas-peaker | Fall
0 | 0 | 0 | 0 | 0 | 0 | 0 | 0 | 0 | 0 | 0 | 0 | 0 | 0 | 0.48363 | 0.95 | 0.95 | 0.95 | 0.95 | 0.95 | 0 | 0 | 0 | 0 | SC | SYSHECF-natural-gas-peaker | Summer Peak
0 | 0 | 0 | 0 | 0 | 0 | 0 | 0 | 0 | 0 | 0 | 0 | 0 | 0 | 0 | 0 | 0 | 0 | 0 | 0 | 0 | 0 | 0 | 0 | SC | SYSHECF-natural-gas-peaker | Winter Peak
0 | 0 | 0 | 0 | 0 | 0 | 0 | 0 | 0 | 0 | 0 | 0 | 0 | 0 | 0 | 0 | 0 | 0 | 0 | 0 | 0 | 0 | 0 | 0 | SD | SYSHECF-natural-gas-peaker | Winter
0.11298 | 0.11298 | 0.11298 | 0.11298 | 0.11298 | 0.11298 | 0.11298 | 0.11298 | 0.11298 | 0.11298 | 0.11577 | 0.12297 | 0.13534 | 0.13796 | 0.13796 | 0.15295 | 0.21834 | 0.31913 | 0.26446 | 0.26446 | 0.2003 | 0.11298 | 0.11298 | 0.11298 | SD | SYSHECF-natural-gas-peaker | Spring
0.07649 | 0.07649 | 0.07649 | 0.07649 | 0.07649 | 0.07649 | 0.07649 | 0.07649 | 0.07649 | 0.11876 | 0.243 | 0.42377 | 0.60097 | 0.74436 | 0.85754 | 0.87699 | 0.95 | 0.95 | 0.8617 | 0.65242 | 0.26597 | 0.079264 | 0.079264 | 0.079264 | SD | SYSHECF-natural-gas-peaker | Summer
0 | 0 | 0 | 0 | 0 | 0 | 0 | 0 | 0 | 0 | 0 | 0 | 0 | 0 | 0.02261 | 0.045219 | 0.060288 | 0.045219 | 0.045219 | 0 | 0 | 0 | 0 | 0 | SD | SYSHECF-natural-gas-peaker | Fall
0 | 0 | 0 | 0 | 0 | 0 | 0 | 0 | 0 | 0 | 0 | 0 | 0 | 0 | 0 | 0 | 0 | 0 | 0 | 0 | 0 | 0 | 0 | 0 | SD | SYSHECF-natural-gas-peaker | Summer Peak
0 | 0 | 0 | 0 | 0 | 0 | 0 | 0 | 0 | 0 | 0 | 0 | 0 | 0 | 0 | 0 | 0 | 0 | 0 | 0 | 0 | 0 | 0 | 0 | SD | SYSHECF-natural-gas-peaker | Winter Peak
0 | 0 | 0 | 0 | 0.011231 | 0.046374 | 0.024184 | 0 | 0 | 0 | 0 | 0 | 0 | 0 | 0 | 0 | 0 | 0.0029868 | 0.0009956 | 0 | 0 | 0 | 0 | 0 | TN | SYSHECF-natural-gas-peaker | Winter
0 | 0 | 0 | 0 | 0 | 0 | 0 | 0 | 0 | 0 | 0 | 0 | 0 | 0 | 0 | 0 | 0 | 0.026488 | 0.0037335 | 0 | 0 | 0 | 0 | 0 | TN | SYSHECF-natural-gas-peaker | Spring
0 | 0 | 0 | 0 | 0 | 0 | 0 | 0 | 0 | 0 | 0.026059 | 0.21152 | 0.49706 | 0.71686 | 0.92 | 0.95 | 0.95 | 0.95 | 0.95 | 0.76622 | 0.18439 | 0 | 0 | 0 | TN | SYSHECF-natural-gas-peaker | Summer
0 | 0 | 0 | 0 | 0 | 0 | 0 | 0 | 0 | 0 | 0 | 0 | 0 | 0 | 0.028688 | 0.14053 | 0.14053 | 0.13678 | 0.13678 | 0.032442 | 0 | 0 | 0 | 0 | TN | SYSHECF-natural-gas-peaker | Fall
0 | 0 | 0 | 0 | 0 | 0 | 0 | 0 | 0 | 0 | 0 | 0.95 | 0.95 | 0.95 | 0.95 | 0.95 | 0.95 | 0.95 | 0.95 | 0 | 0 | 0 | 0 | 0 | TN | SYSHECF-natural-gas-peaker | Summer Peak
0 | 0 | 0 | 0 | 0 | 0 | 0 | 0 | 0 | 0 | 0 | 0 | 0 | 0 | 0 | 0 | 0 | 0 | 0 | 0 | 0 | 0 | 0 | 0 | TN | SYSHECF-natural-gas-peaker | Winter Peak
0 | 0 | 0 | 0 | 0 | 0.0074562 | 0.070619 | 0.047183 | 0 | 0 | 0 | 0 | 0 | 0 | 0 | 0 | 0.017059 | 0.14259 | 0.15188 | 0.072647 | 0.020015 | 0.0067272 | 0 | 0 | TX | SYSHECF-natural-gas-peaker | Winter
0.019724 | 0.019502 | 0.019502 | 0.019502 | 0.019526 | 0.01955 | 0.020616 | 0.019502 | 0.019502 | 0.019502 | 0.019502 | 0.019502 | 0.024035 | 0.028679 | 0.039162 | 0.053543 | 0.069271 | 0.17138 | 0.46186 | 0.41116 | 0.26901 | 0.094304 | 0.029371 | 0.019625 | TX | SYSHECF-natural-gas-peaker | Spring
0.18097 | 0.1808 | 0.1808 | 0.1808 | 0.1808 | 0.18078 | 0.18073 | 0.1807 | 0.1807 | 0.1807 | 0.18279 | 0.21139 | 0.27923 | 0.33764 | 0.39309 | 0.43336 | 0.46614 | 0.57727 | 0.81637 | 0.79649 | 0.62988 | 0.32693 | 0.22365 | 0.20277 | TX | SYSHECF-natural-gas-peaker | Summer
0.044508 | 0.04185 | 0.041617 | 0.039138 | 0.038975 | 0.038938 | 0.044802 | 0.038812 | 0.03874 | 0.03874 | 0.03874 | 0.046902 | 0.070945 | 0.09104 | 0.10977 | 0.12435 | 0.2 | 0.58542 | 0.6173 | 0.39558 | 0.17147 | 0.061887 | 0.050587 | 0.044194 | TX | SYSHECF-natural-gas-peaker | Fall
0 | 0 | 0 | 0 | 0 | 0 | 0 | 0 | 0 | 0 | 0 | 0.087841 | 0.23986 | 0.43968 | 0.5557 | 0.56036 | 0.56036 | 0.56036 | 0.72287 | 0.73835 | 0.45219 | 0.17987 | 0 | 0 | TX | SYSHECF-natural-gas-peaker | Summer Peak
0 | 0 | 0 | 0 | 0 | 0 | 0 | 0 | 0 | 0 | 0 | 0 | 0 | 0 | 0 | 0 | 0 | 0 | 0 | 0 | 0 | 0 | 0 | 0 | TX | SYSHECF-natural-gas-peaker | Winter Peak
0 | 0 | 0 | 0 | 0 | 0 | 0 | 0 | 0 | 0 | 0 | 0 | 0 | 0 | 0 | 0 | 0 | 0 | 0.14885 | 0.10879 | 0 | 0 | 0 | 0 | UT | SYSHECF-natural-gas-peaker | Winter
0 | 0 | 0 | 0 | 0 | 0 | 0 | 0 | 0 | 0 | 0 | 0 | 0 | 0 | 0 | 0 | 0 | 0 | 0 | 0 | 0 | 0 | 0 | 0 | UT | SYSHECF-natural-gas-peaker | Spring
0.13516 | 0.13516 | 0.13516 | 0.13516 | 0.13516 | 0.13516 | 0.13516 | 0.13516 | 0.13516 | 0.13516 | 0.13516 | 0.13516 | 0.13516 | 0.13516 | 0.13516 | 0.13516 | 0.13516 | 0.35187 | 0.95 | 0.95 | 0.95 | 0.95 | 0.5112 | 0.1531 | UT | SYSHECF-natural-gas-peaker | Summer
0 | 0 | 0 | 0 | 0 | 0 | 0 | 0 | 0 | 0 | 0 | 0 | 0 | 0 | 0 | 0 | 0 | 0.23656 | 0.482 | 0.36817 | 0.18279 | 0 | 0 | 0 | UT | SYSHECF-natural-gas-peaker | Fall
0 | 0 | 0 | 0 | 0 | 0 | 0 | 0 | 0 | 0 | 0 | 0 | 0 | 0 | 0 | 0 | 0 | 0 | 0.95 | 0.95 | 0.95 | 0 | 0 | 0 | UT | SYSHECF-natural-gas-peaker | Summer Peak
0 | 0 | 0 | 0 | 0 | 0 | 0 | 0 | 0 | 0 | 0 | 0 | 0 | 0 | 0 | 0 | 0 | 0 | 0 | 0 | 0 | 0 | 0 | 0 | UT | SYSHECF-natural-gas-peaker | Winter Peak
0 | 0 | 0 | 0 | 0 | 0 | 0.096813 | 0.079944 | 0.012641 | 0.012641 | 0.012641 | 0.012641 | 0.012641 | 0.012641 | 0.012641 | 0.012641 | 0.012641 | 0.2781 | 0.64955 | 0.46772 | 0.13905 | 0 | 0 | 0 | VA | SYSHECF-natural-gas-peaker | Winter
0 | 0 | 0 | 0 | 0 | 0 | 0.015801 | 0.015801 | 0.015801 | 0.015801 | 0.015801 | 0.015801 | 0.015801 | 0.015801 | 0.015801 | 0.015801 | 0.015801 | 0.015801 | 0.25197 | 0.30503 | 0.094807 | 0 | 0 | 0 | VA | SYSHECF-natural-gas-peaker | Spring
0 | 0 | 0 | 0 | 0 | 0 | 0 | 0 | 0 | 0 | 0 | 0 | 0 | 0.033419 | 0.083547 | 0.17748 | 0.53994 | 0.95 | 0.95 | 0.676 | 0.083547 | 0 | 0 | 0 | VA | SYSHECF-natural-gas-peaker | Summer
0 | 0 | 0 | 0 | 0 | 0 | 0 | 0 | 0 | 0 | 0 | 0 | 0 | 0 | 0 | 0 | 0 | 0.095325 | 0.19065 | 0.023831 | 0 | 0 | 0 | 0 | VA | SYSHECF-natural-gas-peaker | Fall
0 | 0 | 0 | 0 | 0 | 0 | 0 | 0 | 0 | 0 | 0 | 0 | 0 | 0 | 0 | 0 | 0 | 0.95 | 0.95 | 0.95 | 0 | 0 | 0 | 0 | VA | SYSHECF-natural-gas-peaker | Summer Peak
0 | 0 | 0 | 0 | 0 | 0 | 0 | 0 | 0 | 0 | 0 | 0 | 0 | 0 | 0 | 0 | 0 | 0 | 0 | 0 | 0 | 0 | 0 | 0 | VA | SYSHECF-natural-gas-peaker | Winter Peak
0.012552 | 0.010574 | 0.0095745 | 0.0094028 | 0.0092858 | 0.0092812 | 0.018318 | 0.032222 | 0.022138 | 0.010334 | 0.010375 | 0.010634 | 0.010694 | 0.010772 | 0.011083 | 0.013279 | 0.015496 | 0.044635 | 0.1248 | 0.10168 | 0.062014 | 0.030853 | 0.016226 | 0.013991 | VT | SYSHECF-natural-gas-peaker | Winter
0.020985 | 0.020503 | 0.01981 | 0.019412 | 0.019344 | 0.017292 | 0.016845 | 0.016882 | 0.016665 | 0.016577 | 0.016683 | 0.016834 | 0.017076 | 0.018589 | 0.019971 | 0.0232 | 0.029465 | 0.050838 | 0.1645 | 0.21188 | 0.14227 | 0.1035 | 0.05289 | 0.028346 | VT | SYSHECF-natural-gas-peaker | Spring
0.15277 | 0.14271 | 0.14203 | 0.14152 | 0.14074 | 0.13815 | 0.13777 | 0.13791 | 0.13796 | 0.13858 | 0.14707 | 0.1928 | 0.26081 | 0.36026 | 0.47242 | 0.58284 | 0.71768 | 0.94796 | 0.95 | 0.95 | 0.67589 | 0.48399 | 0.23872 | 0.1694 | VT | SYSHECF-natural-gas-peaker | Summer
0.036122 | 0.034583 | 0.033569 | 0.033207 | 0.032751 | 0.032889 | 0.029886 | 0.031123 | 0.029831 | 0.029968 | 0.029996 | 0.030714 | 0.033454 | 0.041458 | 0.051997 | 0.068816 | 0.10614 | 0.18807 | 0.27405 | 0.24655 | 0.18037 | 0.081828 | 0.045544 | 0.036743 | VT | SYSHECF-natural-gas-peaker | Fall
0.38195 | 0.38195 | 0.38195 | 0.38195 | 0.37763 | 0.37763 | 0.37763 | 0.37763 | 0.37763 | 0.37763 | 0.40137 | 0.90514 | 0.95 | 0.95 | 0.95 | 0.95 | 0.95 | 0.95 | 0.95 | 0.95 | 0.95 | 0.95 | 0.7016 | 0.40119 | VT | SYSHECF-natural-gas-peaker | Summer Peak
0.010442 | 0.0083004 | 0.0083004 | 0.0083004 | 0.0083004 | 0.0083004 | 0.0083004 | 0.0083004 | 0.0083004 | 0.0083004 | 0.0083004 | 0.0083004 | 0.0083004 | 0.0083004 | 0.0083004 | 0.012631 | 0.012631 | 0.27491 | 0.61954 | 0.6104 | 0.47343 | 0.13542 | 0.033419 | 0.033419 | VT | SYSHECF-natural-gas-peaker | Winter Peak
0.012552 | 0.010574 | 0.0095745 | 0.0094028 | 0.0092858 | 0.0092812 | 0.018318 | 0.032222 | 0.022138 | 0.010334 | 0.010375 | 0.010634 | 0.010694 | 0.010772 | 0.011083 | 0.013279 | 0.015496 | 0.044635 | 0.1248 | 0.10168 | 0.062014 | 0.030853 | 0.016226 | 0.013991 | WA | SYSHECF-natural-gas-peaker | Winter
0.020985 | 0.020503 | 0.01981 | 0.019412 | 0.019344 | 0.017292 | 0.016845 | 0.016882 | 0.016665 | 0.016577 | 0.016683 | 0.016834 | 0.017076 | 0.018589 | 0.019971 | 0.0232 | 0.029465 | 0.050838 | 0.1645 | 0.21188 | 0.14227 | 0.1035 | 0.05289 | 0.028346 | WA | SYSHECF-natural-gas-peaker | Spring
0.15277 | 0.14271 | 0.14203 | 0.14152 | 0.14074 | 0.13815 | 0.13777 | 0.13791 | 0.13796 | 0.13858 | 0.14707 | 0.1928 | 0.26081 | 0.36026 | 0.47242 | 0.58284 | 0.71768 | 0.94796 | 0.95 | 0.95 | 0.67589 | 0.48399 | 0.23872 | 0.1694 | WA | SYSHECF-natural-gas-peaker | Summer
0.036122 | 0.034583 | 0.033569 | 0.033207 | 0.032751 | 0.032889 | 0.029886 | 0.031123 | 0.029831 | 0.029968 | 0.029996 | 0.030714 | 0.033454 | 0.041458 | 0.051997 | 0.068816 | 0.10614 | 0.18807 | 0.27405 | 0.24655 | 0.18037 | 0.081828 | 0.045544 | 0.036743 | WA | SYSHECF-natural-gas-peaker | Fall
0.38195 | 0.38195 | 0.38195 | 0.38195 | 0.37763 | 0.37763 | 0.37763 | 0.37763 | 0.37763 | 0.37763 | 0.40137 | 0.90514 | 0.95 | 0.95 | 0.95 | 0.95 | 0.95 | 0.95 | 0.95 | 0.95 | 0.95 | 0.95 | 0.7016 | 0.40119 | WA | SYSHECF-natural-gas-peaker | Summer Peak
0.010442 | 0.0083004 | 0.0083004 | 0.0083004 | 0.0083004 | 0.0083004 | 0.0083004 | 0.0083004 | 0.0083004 | 0.0083004 | 0.0083004 | 0.0083004 | 0.0083004 | 0.0083004 | 0.0083004 | 0.012631 | 0.012631 | 0.27491 | 0.61954 | 0.6104 | 0.47343 | 0.13542 | 0.033419 | 0.033419 | WA | SYSHECF-natural-gas-peaker | Winter Peak
0 | 0 | 0 | 0 | 0 | 0 | 0 | 0 | 0 | 0 | 0 | 0 | 0 | 0 | 0 | 0 | 0.021992 | 0.093503 | 0.069036 | 0.0029151 | 0 | 0 | 0 | 0 | WI | SYSHECF-natural-gas-peaker | Winter
0 | 0 | 0 | 0 | 0 | 0 | 0 | 0 | 0 | 0 | 0 | 0 | 0 | 0 | 0 | 0.0079488 | 0.024048 | 0.059341 | 0.066079 | 0.021623 | 0 | 0 | 0 | 0 | WI | SYSHECF-natural-gas-peaker | Spring
0.14769 | 0.14769 | 0.14769 | 0.14769 | 0.14769 | 0.14769 | 0.14769 | 0.14769 | 0.14769 | 0.15567 | 0.21473 | 0.34673 | 0.54895 | 0.65311 | 0.79234 | 0.89222 | 0.95 | 0.95 | 0.95 | 0.65385 | 0.29438 | 0.13838 | 0.13838 | 0.13838 | WI | SYSHECF-natural-gas-peaker | Summer
0 | 0 | 0 | 0 | 0 | 0 | 0 | 0 | 0 | 0 | 0 | 0 | 0.0018319 | 0.022449 | 0.026113 | 0.078001 | 0.13126 | 0.13527 | 0.09557 | 0.024281 | 0 | 0 | 0 | 0 | WI | SYSHECF-natural-gas-peaker | Fall
0 | 0 | 0 | 0 | 0 | 0 | 0 | 0 | 0 | 0 | 0.95 | 0.95 | 0.95 | 0.95 | 0.95 | 0.95 | 0.95 | 0.95 | 0.95 | 0.95 | 0.95 | 0.7151 | 0.7151 | 0.7151 | WI | SYSHECF-natural-gas-peaker | Summer Peak
0 | 0 | 0 | 0 | 0 | 0 | 0 | 0 | 0 | 0 | 0 | 0 | 0 | 0 | 0 | 0 | 0 | 0 | 0 | 0 | 0 | 0 | 0 | 0 | WI | SYSHECF-natural-gas-peaker | Winter Peak
0 | 0 | 0 | 0 | 0 | 0 | 0.018538 | 0.018538 | 0 | 0 | 0 | 0 | 0 | 0 | 0 | 0 | 0 | 0.18926 | 0.95 | 0.24874 | 0.018538 | 0 | 0 | 0 | WV | SYSHECF-natural-gas-peaker | Winter
0 | 0 | 0 | 0 | 0 | 0 | 0 | 0 | 0 | 0 | 0 | 0 | 0 | 0 | 0 | 0 | 0 | 0.069519 | 0.63154 | 0.36212 | 0 | 0 | 0 | 0 | WV | SYSHECF-natural-gas-peaker | Spring
0 | 0 | 0 | 0 | 0 | 0 | 0 | 0 | 0 | 0 | 0 | 0 | 0.15215 | 0.28491 | 0.41255 | 0.58104 | 0.95 | 0.95 | 0.95 | 0.95 | 0.38293 | 0.073514 | 0 | 0 | WV | SYSHECF-natural-gas-peaker | Summer
0 | 0 | 0 | 0 | 0 | 0 | 0 | 0 | 0 | 0 | 0 | 0 | 0 | 0 | 0 | 0 | 0 | 0.10485 | 0.10485 | 0 | 0 | 0 | 0 | 0 | WV | SYSHECF-natural-gas-peaker | Fall
0 | 0 | 0 | 0 | 0 | 0 | 0 | 0 | 0 | 0 | 0 | 0 | 0 | 0 | 0 | 0.95 | 0.95 | 0.95 | 0.95 | 0.95 | 0 | 0 | 0 | 0 | WV | SYSHECF-natural-gas-peaker | Summer Peak
0 | 0 | 0 | 0 | 0 | 0 | 0 | 0 | 0 | 0 | 0 | 0 | 0 | 0 | 0 | 0 | 0 | 0 | 0 | 0 | 0 | 0 | 0 | 0 | WV | SYSHECF-natural-gas-peaker | Winter Peak
0.012552 | 0.010574 | 0.0095745 | 0.0094028 | 0.0092858 | 0.0092812 | 0.018318 | 0.032222 | 0.022138 | 0.010334 | 0.010375 | 0.010634 | 0.010694 | 0.010772 | 0.011083 | 0.013279 | 0.015496 | 0.044635 | 0.1248 | 0.10168 | 0.062014 | 0.030853 | 0.016226 | 0.013991 | WY | SYSHECF-natural-gas-peaker | Winter
0.020985 | 0.020503 | 0.01981 | 0.019412 | 0.019344 | 0.017292 | 0.016845 | 0.016882 | 0.016665 | 0.016577 | 0.016683 | 0.016834 | 0.017076 | 0.018589 | 0.019971 | 0.0232 | 0.029465 | 0.050838 | 0.1645 | 0.21188 | 0.14227 | 0.1035 | 0.05289 | 0.028346 | WY | SYSHECF-natural-gas-peaker | Spring
0.15277 | 0.14271 | 0.14203 | 0.14152 | 0.14074 | 0.13815 | 0.13777 | 0.13791 | 0.13796 | 0.13858 | 0.14707 | 0.1928 | 0.26081 | 0.36026 | 0.47242 | 0.58284 | 0.71768 | 0.94796 | 0.95 | 0.95 | 0.67589 | 0.48399 | 0.23872 | 0.1694 | WY | SYSHECF-natural-gas-peaker | Summer
0.036122 | 0.034583 | 0.033569 | 0.033207 | 0.032751 | 0.032889 | 0.029886 | 0.031123 | 0.029831 | 0.029968 | 0.029996 | 0.030714 | 0.033454 | 0.041458 | 0.051997 | 0.068816 | 0.10614 | 0.18807 | 0.27405 | 0.24655 | 0.18037 | 0.081828 | 0.045544 | 0.036743 | WY | SYSHECF-natural-gas-peaker | Fall
0.38195 | 0.38195 | 0.38195 | 0.38195 | 0.37763 | 0.37763 | 0.37763 | 0.37763 | 0.37763 | 0.37763 | 0.40137 | 0.90514 | 0.95 | 0.95 | 0.95 | 0.95 | 0.95 | 0.95 | 0.95 | 0.95 | 0.95 | 0.95 | 0.7016 | 0.40119 | WY | SYSHECF-natural-gas-peaker | Summer Peak
0.010442 | 0.0083004 | 0.0083004 | 0.0083004 | 0.0083004 | 0.0083004 | 0.0083004 | 0.0083004 | 0.0083004 | 0.0083004 | 0.0083004 | 0.0083004 | 0.0083004 | 0.0083004 | 0.0083004 | 0.012631 | 0.012631 | 0.27491 | 0.61954 | 0.6104 | 0.47343 | 0.13542 | 0.033419 | 0.033419 | WY | SYSHECF-natural-gas-peaker | Winter Peak

## all_csv_SHELF-days-per-timeslic
| Unit: days | Days per Timeslice | State | Metric Name
0 | Winter | 120 | AK | SHELF-days-per-timeslice
1 | Spring | 92 | AK | SHELF-days-per-timeslice
2 | Summer | 92 | AK | SHELF-days-per-timeslice
3 | Fall | 61 | AK | SHELF-days-per-timeslice
4 | Summer Peak | 0 | AK | SHELF-days-per-timeslice
5 | Winter Peak | 0 | AK | SHELF-days-per-timeslice
0 | Winter | 120 | AL | SHELF-days-per-timeslice
1 | Spring | 92 | AL | SHELF-days-per-timeslice
2 | Summer | 92 | AL | SHELF-days-per-timeslice
3 | Fall | 61 | AL | SHELF-days-per-timeslice
4 | Summer Peak | 0 | AL | SHELF-days-per-timeslice
5 | Winter Peak | 0 | AL | SHELF-days-per-timeslice
0 | Winter | 120 | AR | SHELF-days-per-timeslice
1 | Spring | 92 | AR | SHELF-days-per-timeslice
2 | Summer | 92 | AR | SHELF-days-per-timeslice
3 | Fall | 61 | AR | SHELF-days-per-timeslice
4 | Summer Peak | 0 | AR | SHELF-days-per-timeslice
5 | Winter Peak | 0 | AR | SHELF-days-per-timeslice
0 | Winter | 120 | AZ | SHELF-days-per-timeslice
1 | Spring | 92 | AZ | SHELF-days-per-timeslice
2 | Summer | 92 | AZ | SHELF-days-per-timeslice
3 | Fall | 61 | AZ | SHELF-days-per-timeslice
4 | Summer Peak | 0 | AZ | SHELF-days-per-timeslice
5 | Winter Peak | 0 | AZ | SHELF-days-per-timeslice
0 | Winter | 120 | CA | SHELF-days-per-timeslice
1 | Spring | 92 | CA | SHELF-days-per-timeslice
2 | Summer | 92 | CA | SHELF-days-per-timeslice
3 | Fall | 61 | CA | SHELF-days-per-timeslice
4 | Summer Peak | 0 | CA | SHELF-days-per-timeslice
5 | Winter Peak | 0 | CA | SHELF-days-per-timeslice
0 | Winter | 120 | CO | SHELF-days-per-timeslice
1 | Spring | 92 | CO | SHELF-days-per-timeslice
2 | Summer | 92 | CO | SHELF-days-per-timeslice
3 | Fall | 61 | CO | SHELF-days-per-timeslice
4 | Summer Peak | 0 | CO | SHELF-days-per-timeslice
5 | Winter Peak | 0 | CO | SHELF-days-per-timeslice
0 | Winter | 120 | CT | SHELF-days-per-timeslice
1 | Spring | 92 | CT | SHELF-days-per-timeslice
2 | Summer | 92 | CT | SHELF-days-per-timeslice
3 | Fall | 61 | CT | SHELF-days-per-timeslice
4 | Summer Peak | 0 | CT | SHELF-days-per-timeslice
5 | Winter Peak | 0 | CT | SHELF-days-per-timeslice
0 | Winter | 120 | DE | SHELF-days-per-timeslice
1 | Spring | 92 | DE | SHELF-days-per-timeslice
2 | Summer | 92 | DE | SHELF-days-per-timeslice
3 | Fall | 61 | DE | SHELF-days-per-timeslice
4 | Summer Peak | 0 | DE | SHELF-days-per-timeslice
5 | Winter Peak | 0 | DE | SHELF-days-per-timeslice
0 | Winter | 120 | FL | SHELF-days-per-timeslice
1 | Spring | 92 | FL | SHELF-days-per-timeslice
2 | Summer | 92 | FL | SHELF-days-per-timeslice
3 | Fall | 61 | FL | SHELF-days-per-timeslice
4 | Summer Peak | 0 | FL | SHELF-days-per-timeslice
5 | Winter Peak | 0 | FL | SHELF-days-per-timeslice
0 | Winter | 120 | GA | SHELF-days-per-timeslice
1 | Spring | 92 | GA | SHELF-days-per-timeslice
2 | Summer | 92 | GA | SHELF-days-per-timeslice
3 | Fall | 61 | GA | SHELF-days-per-timeslice
4 | Summer Peak | 0 | GA | SHELF-days-per-timeslice
5 | Winter Peak | 0 | GA | SHELF-days-per-timeslice
0 | Winter | 120 | HI | SHELF-days-per-timeslice
1 | Spring | 92 | HI | SHELF-days-per-timeslice
2 | Summer | 92 | HI | SHELF-days-per-timeslice
3 | Fall | 61 | HI | SHELF-days-per-timeslice
4 | Summer Peak | 0 | HI | SHELF-days-per-timeslice
5 | Winter Peak | 0 | HI | SHELF-days-per-timeslice
0 | Winter | 120 | IA | SHELF-days-per-timeslice
1 | Spring | 92 | IA | SHELF-days-per-timeslice
2 | Summer | 92 | IA | SHELF-days-per-timeslice
3 | Fall | 61 | IA | SHELF-days-per-timeslice
4 | Summer Peak | 0 | IA | SHELF-days-per-timeslice
5 | Winter Peak | 0 | IA | SHELF-days-per-timeslice
0 | Winter | 120 | ID | SHELF-days-per-timeslice
1 | Spring | 92 | ID | SHELF-days-per-timeslice
2 | Summer | 92 | ID | SHELF-days-per-timeslice
3 | Fall | 61 | ID | SHELF-days-per-timeslice
4 | Summer Peak | 0 | ID | SHELF-days-per-timeslice
5 | Winter Peak | 0 | ID | SHELF-days-per-timeslice
0 | Winter | 120 | IL | SHELF-days-per-timeslice
1 | Spring | 92 | IL | SHELF-days-per-timeslice
2 | Summer | 92 | IL | SHELF-days-per-timeslice
3 | Fall | 61 | IL | SHELF-days-per-timeslice
4 | Summer Peak | 0 | IL | SHELF-days-per-timeslice
5 | Winter Peak | 0 | IL | SHELF-days-per-timeslice
0 | Winter | 120 | IN | SHELF-days-per-timeslice
1 | Spring | 92 | IN | SHELF-days-per-timeslice
2 | Summer | 92 | IN | SHELF-days-per-timeslice
3 | Fall | 61 | IN | SHELF-days-per-timeslice
4 | Summer Peak | 0 | IN | SHELF-days-per-timeslice
5 | Winter Peak | 0 | IN | SHELF-days-per-timeslice
0 | Winter | 120 | KS | SHELF-days-per-timeslice
1 | Spring | 92 | KS | SHELF-days-per-timeslice
2 | Summer | 92 | KS | SHELF-days-per-timeslice
3 | Fall | 61 | KS | SHELF-days-per-timeslice
4 | Summer Peak | 0 | KS | SHELF-days-per-timeslice
5 | Winter Peak | 0 | KS | SHELF-days-per-timeslice
0 | Winter | 120 | KY | SHELF-days-per-timeslice
1 | Spring | 92 | KY | SHELF-days-per-timeslice
2 | Summer | 92 | KY | SHELF-days-per-timeslice
3 | Fall | 61 | KY | SHELF-days-per-timeslice
4 | Summer Peak | 0 | KY | SHELF-days-per-timeslice
5 | Winter Peak | 0 | KY | SHELF-days-per-timeslice
0 | Winter | 120 | LA | SHELF-days-per-timeslice
1 | Spring | 92 | LA | SHELF-days-per-timeslice
2 | Summer | 92 | LA | SHELF-days-per-timeslice
3 | Fall | 61 | LA | SHELF-days-per-timeslice
4 | Summer Peak | 0 | LA | SHELF-days-per-timeslice
5 | Winter Peak | 0 | LA | SHELF-days-per-timeslice
0 | Winter | 120 | MA | SHELF-days-per-timeslice
1 | Spring | 92 | MA | SHELF-days-per-timeslice
2 | Summer | 92 | MA | SHELF-days-per-timeslice
3 | Fall | 61 | MA | SHELF-days-per-timeslice
4 | Summer Peak | 0 | MA | SHELF-days-per-timeslice
5 | Winter Peak | 0 | MA | SHELF-days-per-timeslice
0 | Winter | 120 | MD | SHELF-days-per-timeslice
1 | Spring | 92 | MD | SHELF-days-per-timeslice
2 | Summer | 92 | MD | SHELF-days-per-timeslice
3 | Fall | 61 | MD | SHELF-days-per-timeslice
4 | Summer Peak | 0 | MD | SHELF-days-per-timeslice
5 | Winter Peak | 0 | MD | SHELF-days-per-timeslice
0 | Winter | 120 | ME | SHELF-days-per-timeslice
1 | Spring | 92 | ME | SHELF-days-per-timeslice
2 | Summer | 92 | ME | SHELF-days-per-timeslice
3 | Fall | 61 | ME | SHELF-days-per-timeslice
4 | Summer Peak | 0 | ME | SHELF-days-per-timeslice
5 | Winter Peak | 0 | ME | SHELF-days-per-timeslice
0 | Winter | 120 | MI | SHELF-days-per-timeslice
1 | Spring | 92 | MI | SHELF-days-per-timeslice
2 | Summer | 92 | MI | SHELF-days-per-timeslice
3 | Fall | 61 | MI | SHELF-days-per-timeslice
4 | Summer Peak | 0 | MI | SHELF-days-per-timeslice
5 | Winter Peak | 0 | MI | SHELF-days-per-timeslice
0 | Winter | 120 | MN | SHELF-days-per-timeslice
1 | Spring | 92 | MN | SHELF-days-per-timeslice
2 | Summer | 92 | MN | SHELF-days-per-timeslice
3 | Fall | 61 | MN | SHELF-days-per-timeslice
4 | Summer Peak | 0 | MN | SHELF-days-per-timeslice
5 | Winter Peak | 0 | MN | SHELF-days-per-timeslice
0 | Winter | 120 | MO | SHELF-days-per-timeslice
1 | Spring | 92 | MO | SHELF-days-per-timeslice
2 | Summer | 92 | MO | SHELF-days-per-timeslice
3 | Fall | 61 | MO | SHELF-days-per-timeslice
4 | Summer Peak | 0 | MO | SHELF-days-per-timeslice
5 | Winter Peak | 0 | MO | SHELF-days-per-timeslice
0 | Winter | 120 | MS | SHELF-days-per-timeslice
1 | Spring | 92 | MS | SHELF-days-per-timeslice
2 | Summer | 92 | MS | SHELF-days-per-timeslice
3 | Fall | 61 | MS | SHELF-days-per-timeslice
4 | Summer Peak | 0 | MS | SHELF-days-per-timeslice
5 | Winter Peak | 0 | MS | SHELF-days-per-timeslice
0 | Winter | 120 | MT | SHELF-days-per-timeslice
1 | Spring | 92 | MT | SHELF-days-per-timeslice
2 | Summer | 92 | MT | SHELF-days-per-timeslice
3 | Fall | 61 | MT | SHELF-days-per-timeslice
4 | Summer Peak | 0 | MT | SHELF-days-per-timeslice
5 | Winter Peak | 0 | MT | SHELF-days-per-timeslice
0 | Winter | 120 | NC | SHELF-days-per-timeslice
1 | Spring | 92 | NC | SHELF-days-per-timeslice
2 | Summer | 92 | NC | SHELF-days-per-timeslice
3 | Fall | 61 | NC | SHELF-days-per-timeslice
4 | Summer Peak | 0 | NC | SHELF-days-per-timeslice
5 | Winter Peak | 0 | NC | SHELF-days-per-timeslice
0 | Winter | 120 | ND | SHELF-days-per-timeslice
1 | Spring | 92 | ND | SHELF-days-per-timeslice
2 | Summer | 92 | ND | SHELF-days-per-timeslice
3 | Fall | 61 | ND | SHELF-days-per-timeslice
4 | Summer Peak | 0 | ND | SHELF-days-per-timeslice
5 | Winter Peak | 0 | ND | SHELF-days-per-timeslice
0 | Winter | 120 | NE | SHELF-days-per-timeslice
1 | Spring | 92 | NE | SHELF-days-per-timeslice
2 | Summer | 92 | NE | SHELF-days-per-timeslice
3 | Fall | 61 | NE | SHELF-days-per-timeslice
4 | Summer Peak | 0 | NE | SHELF-days-per-timeslice
5 | Winter Peak | 0 | NE | SHELF-days-per-timeslice
0 | Winter | 120 | NH | SHELF-days-per-timeslice
1 | Spring | 92 | NH | SHELF-days-per-timeslice
2 | Summer | 92 | NH | SHELF-days-per-timeslice
3 | Fall | 61 | NH | SHELF-days-per-timeslice
4 | Summer Peak | 0 | NH | SHELF-days-per-timeslice
5 | Winter Peak | 0 | NH | SHELF-days-per-timeslice
0 | Winter | 120 | NJ | SHELF-days-per-timeslice
1 | Spring | 92 | NJ | SHELF-days-per-timeslice
2 | Summer | 92 | NJ | SHELF-days-per-timeslice
3 | Fall | 61 | NJ | SHELF-days-per-timeslice
4 | Summer Peak | 0 | NJ | SHELF-days-per-timeslice
5 | Winter Peak | 0 | NJ | SHELF-days-per-timeslice
0 | Winter | 120 | NM | SHELF-days-per-timeslice
1 | Spring | 92 | NM | SHELF-days-per-timeslice
2 | Summer | 92 | NM | SHELF-days-per-timeslice
3 | Fall | 61 | NM | SHELF-days-per-timeslice
4 | Summer Peak | 0 | NM | SHELF-days-per-timeslice
5 | Winter Peak | 0 | NM | SHELF-days-per-timeslice
0 | Winter | 120 | NV | SHELF-days-per-timeslice
1 | Spring | 92 | NV | SHELF-days-per-timeslice
2 | Summer | 92 | NV | SHELF-days-per-timeslice
3 | Fall | 61 | NV | SHELF-days-per-timeslice
4 | Summer Peak | 0 | NV | SHELF-days-per-timeslice
5 | Winter Peak | 0 | NV | SHELF-days-per-timeslice
0 | Winter | 120 | NY | SHELF-days-per-timeslice
1 | Spring | 92 | NY | SHELF-days-per-timeslice
2 | Summer | 92 | NY | SHELF-days-per-timeslice
3 | Fall | 61 | NY | SHELF-days-per-timeslice
4 | Summer Peak | 0 | NY | SHELF-days-per-timeslice
5 | Winter Peak | 0 | NY | SHELF-days-per-timeslice
0 | Winter | 120 | OH | SHELF-days-per-timeslice
1 | Spring | 92 | OH | SHELF-days-per-timeslice
2 | Summer | 92 | OH | SHELF-days-per-timeslice
3 | Fall | 61 | OH | SHELF-days-per-timeslice
4 | Summer Peak | 0 | OH | SHELF-days-per-timeslice
5 | Winter Peak | 0 | OH | SHELF-days-per-timeslice
0 | Winter | 120 | OK | SHELF-days-per-timeslice
1 | Spring | 92 | OK | SHELF-days-per-timeslice
2 | Summer | 92 | OK | SHELF-days-per-timeslice
3 | Fall | 61 | OK | SHELF-days-per-timeslice
4 | Summer Peak | 0 | OK | SHELF-days-per-timeslice
5 | Winter Peak | 0 | OK | SHELF-days-per-timeslice
0 | Winter | 120 | OR | SHELF-days-per-timeslice
1 | Spring | 92 | OR | SHELF-days-per-timeslice
2 | Summer | 92 | OR | SHELF-days-per-timeslice
3 | Fall | 61 | OR | SHELF-days-per-timeslice
4 | Summer Peak | 0 | OR | SHELF-days-per-timeslice
5 | Winter Peak | 0 | OR | SHELF-days-per-timeslice
0 | Winter | 120 | PA | SHELF-days-per-timeslice
1 | Spring | 92 | PA | SHELF-days-per-timeslice
2 | Summer | 92 | PA | SHELF-days-per-timeslice
3 | Fall | 61 | PA | SHELF-days-per-timeslice
4 | Summer Peak | 0 | PA | SHELF-days-per-timeslice
5 | Winter Peak | 0 | PA | SHELF-days-per-timeslice
0 | Winter | 120 | RI | SHELF-days-per-timeslice
1 | Spring | 92 | RI | SHELF-days-per-timeslice
2 | Summer | 92 | RI | SHELF-days-per-timeslice
3 | Fall | 61 | RI | SHELF-days-per-timeslice
4 | Summer Peak | 0 | RI | SHELF-days-per-timeslice
5 | Winter Peak | 0 | RI | SHELF-days-per-timeslice
0 | Winter | 120 | SC | SHELF-days-per-timeslice
1 | Spring | 92 | SC | SHELF-days-per-timeslice
2 | Summer | 92 | SC | SHELF-days-per-timeslice
3 | Fall | 61 | SC | SHELF-days-per-timeslice
4 | Summer Peak | 0 | SC | SHELF-days-per-timeslice
5 | Winter Peak | 0 | SC | SHELF-days-per-timeslice
0 | Winter | 120 | SD | SHELF-days-per-timeslice
1 | Spring | 92 | SD | SHELF-days-per-timeslice
2 | Summer | 92 | SD | SHELF-days-per-timeslice
3 | Fall | 61 | SD | SHELF-days-per-timeslice
4 | Summer Peak | 0 | SD | SHELF-days-per-timeslice
5 | Winter Peak | 0 | SD | SHELF-days-per-timeslice
0 | Winter | 120 | TN | SHELF-days-per-timeslice
1 | Spring | 92 | TN | SHELF-days-per-timeslice
2 | Summer | 92 | TN | SHELF-days-per-timeslice
3 | Fall | 61 | TN | SHELF-days-per-timeslice
4 | Summer Peak | 0 | TN | SHELF-days-per-timeslice
5 | Winter Peak | 0 | TN | SHELF-days-per-timeslice
0 | Winter | 120 | TX | SHELF-days-per-timeslice
1 | Spring | 92 | TX | SHELF-days-per-timeslice
2 | Summer | 92 | TX | SHELF-days-per-timeslice
3 | Fall | 61 | TX | SHELF-days-per-timeslice
4 | Summer Peak | 0 | TX | SHELF-days-per-timeslice
5 | Winter Peak | 0 | TX | SHELF-days-per-timeslice
0 | Winter | 120 | UT | SHELF-days-per-timeslice
1 | Spring | 92 | UT | SHELF-days-per-timeslice
2 | Summer | 92 | UT | SHELF-days-per-timeslice
3 | Fall | 61 | UT | SHELF-days-per-timeslice
4 | Summer Peak | 0 | UT | SHELF-days-per-timeslice
5 | Winter Peak | 0 | UT | SHELF-days-per-timeslice
0 | Winter | 120 | VA | SHELF-days-per-timeslice
1 | Spring | 92 | VA | SHELF-days-per-timeslice
2 | Summer | 92 | VA | SHELF-days-per-timeslice
3 | Fall | 61 | VA | SHELF-days-per-timeslice
4 | Summer Peak | 0 | VA | SHELF-days-per-timeslice
5 | Winter Peak | 0 | VA | SHELF-days-per-timeslice
0 | Winter | 120 | VT | SHELF-days-per-timeslice
1 | Spring | 92 | VT | SHELF-days-per-timeslice
2 | Summer | 92 | VT | SHELF-days-per-timeslice
3 | Fall | 61 | VT | SHELF-days-per-timeslice
4 | Summer Peak | 0 | VT | SHELF-days-per-timeslice
5 | Winter Peak | 0 | VT | SHELF-days-per-timeslice
0 | Winter | 120 | WA | SHELF-days-per-timeslice
1 | Spring | 92 | WA | SHELF-days-per-timeslice
2 | Summer | 92 | WA | SHELF-days-per-timeslice
3 | Fall | 61 | WA | SHELF-days-per-timeslice
4 | Summer Peak | 0 | WA | SHELF-days-per-timeslice
5 | Winter Peak | 0 | WA | SHELF-days-per-timeslice
0 | Winter | 120 | WI | SHELF-days-per-timeslice
1 | Spring | 92 | WI | SHELF-days-per-timeslice
2 | Summer | 92 | WI | SHELF-days-per-timeslice
3 | Fall | 61 | WI | SHELF-days-per-timeslice
4 | Summer Peak | 0 | WI | SHELF-days-per-timeslice
5 | Winter Peak | 0 | WI | SHELF-days-per-timeslice
0 | Winter | 120 | WV | SHELF-days-per-timeslice
1 | Spring | 92 | WV | SHELF-days-per-timeslice
2 | Summer | 92 | WV | SHELF-days-per-timeslice
3 | Fall | 61 | WV | SHELF-days-per-timeslice
4 | Summer Peak | 0 | WV | SHELF-days-per-timeslice
5 | Winter Peak | 0 | WV | SHELF-days-per-timeslice
0 | Winter | 120 | WY | SHELF-days-per-timeslice
1 | Spring | 92 | WY | SHELF-days-per-timeslice
2 | Summer | 92 | WY | SHELF-days-per-timeslice
3 | Fall | 61 | WY | SHELF-days-per-timeslice
4 | Summer Peak | 0 | WY | SHELF-days-per-timeslice
5 | Winter Peak | 0 | WY | SHELF-days-per-timeslice

## syshecf ng peaker
| AZ | Winter | 120 | 120 | 120 | 120 | 120 | 120 | 120 | 120 | 120 | 120 | 120 | 120 | 120 | 120 | 120 | 120 | 120 | 120 | 120 | 120 | 120 | 120 | 120 | 120
| AZ | Spring | 92 | 92 | 92 | 92 | 92 | 92 | 92 | 92 | 92 | 92 | 92 | 92 | 92 | 92 | 92 | 92 | 92 | 92 | 92 | 92 | 92 | 92 | 92 | 92
| AZ | Summer | 92 | 92 | 92 | 92 | 92 | 92 | 92 | 92 | 92 | 92 | 92 | 92 | 92 | 92 | 92 | 92 | 92 | 92 | 92 | 92 | 92 | 92 | 92 | 92
| AZ | Fall | 61 | 61 | 61 | 61 | 61 | 61 | 61 | 61 | 61 | 61 | 61 | 61 | 61 | 61 | 61 | 61 | 61 | 61 | 61 | 61 | 61 | 61 | 61 | 61
| AZ | Summer Peak | 0 | 0 | 0 | 0 | 0 | 0 | 0 | 0 | 0 | 0 | 0 | 0 | 0 | 0 | 0 | 0 | 0 | 0 | 0 | 0 | 0 | 0 | 0 | 0
| AZ | Winter Peak | 0 | 0 | 0 | 0 | 0 | 0 | 0 | 0 | 0 | 0 | 0 | 0 | 0 | 0 | 0 | 0 | 0 | 0 | 0 | 0 | 0 | 0 | 0 | 0
|  |  | Hour0 | Hour1 | Hour2 | Hour3 | Hour4 | Hour5 | Hour6 | Hour7 | Hour8 | Hour9 | Hour10 | Hour11 | Hour12 | Hour13 | Hour14 | Hour15 | Hour16 | Hour17 | Hour18 | Hour19 | Hour20 | Hour21 | Hour22 | Hour23
AZ | SYSHECF-natural-gas-peaker | Winter | 0 | 0 | 0 | 0 | 0 | 0 | 0 | 0 | 0 | 0 | 0 | 0 | 0 | 0 | 0 | 0 | 0 | 0 | 0.0084881 | 0.0084881 | 0 | 0 | 0 | 0
AZ | SYSHECF-natural-gas-peaker | Spring | 0 | 0 | 0 | 0 | 0 | 0 | 0 | 0 | 0 | 0 | 0 | 0 | 0 | 0 | 0 | 0 | 0 | 0.033978 | 0.17094 | 0.21432 | 0.14636 | 0.049963 | 0 | 0
AZ | SYSHECF-natural-gas-peaker | Summer | 0.12747 | 0.12747 | 0.12747 | 0.12747 | 0.12747 | 0.12747 | 0.12747 | 0.12747 | 0.12747 | 0.12747 | 0.12747 | 0.12747 | 0.12747 | 0.12747 | 0.12747 | 0.12747 | 0.12747 | 0.24338 | 0.95 | 0.95 | 0.95 | 0.50051 | 0.26819 | 0.14895
AZ | SYSHECF-natural-gas-peaker | Fall | 0.028713 | 0.028713 | 0.028713 | 0.028713 | 0.028713 | 0.028713 | 0.028713 | 0.028713 | 0.028713 | 0.028713 | 0.028713 | 0.028713 | 0.028713 | 0.028713 | 0.028713 | 0.028713 | 0.028713 | 0.38617 | 0.73094 | 0.56324 | 0.29247 | 0.085116 | 0.062762 | 0.028713
AZ | SYSHECF-natural-gas-peaker | Summer Peak | 0 | 0 | 0 | 0 | 0 | 0 | 0 | 0 | 0 | 0 | 0 | 0 | 0 | 0 | 0 | 0 | 0 | 0 | 0.95 | 0.95 | 0.95 | 0.95 | 0 | 0
AZ | SYSHECF-natural-gas-peaker | Winter Peak | 0 | 0 | 0 | 0 | 0 | 0 | 0 | 0 | 0 | 0 | 0 | 0 | 0 | 0 | 0 | 0 | 0 | 0 | 0 | 0 | 0 | 0 | 0 | 0
|  |  | Hour0 | Hour1 | Hour2 | Hour3 | Hour4 | Hour5 | Hour6 | Hour7 | Hour8 | Hour9 | Hour10 | Hour11 | Hour12 | Hour13 | Hour14 | Hour15 | Hour16 | Hour17 | Hour18 | Hour19 | Hour20 | Hour21 | Hour22 | Hour23
AZ | SYSHECF-natural-gas-peaker | Winter | 13.4787 | 13.4787 | 13.4787 | 13.4787 | 13.4787 | 13.4787 | 13.4787 | 13.4787 | 13.4787 | 13.4787 | 13.4787 | 13.4787 | 13.4787 | 13.4787 | 13.4787 | 13.4787 | 13.4787 | 49.073 | 148.7322 | 142.4934 | 118.7055 | 55.8357 | 28.502 | 15.4551
AZ | SYSHECF-natural-gas-peaker | Spring | 13.4787 | 13.4787 | 13.4787 | 13.4787 | 13.4787 | 13.4787 | 13.4787 | 13.4787 | 13.4787 | 13.4787 | 13.4787 | 13.4787 | 13.4787 | 13.4787 | 13.4787 | 13.4787 | 13.4787 | 49.073 | 148.7322 | 142.4934 | 118.7055 | 55.8357 | 28.502 | 15.4551
AZ | SYSHECF-natural-gas-peaker | Summer | 13.4787 | 13.4787 | 13.4787 | 13.4787 | 13.4787 | 13.4787 | 13.4787 | 13.4787 | 13.4787 | 13.4787 | 13.4787 | 13.4787 | 13.4787 | 13.4787 | 13.4787 | 13.4787 | 13.4787 | 49.073 | 148.7322 | 142.4934 | 118.7055 | 55.8357 | 28.502 | 15.4551
AZ | SYSHECF-natural-gas-peaker | Fall | 13.4787 | 13.4787 | 13.4787 | 13.4787 | 13.4787 | 13.4787 | 13.4787 | 13.4787 | 13.4787 | 13.4787 | 13.4787 | 13.4787 | 13.4787 | 13.4787 | 13.4787 | 13.4787 | 13.4787 | 49.073 | 148.7322 | 142.4934 | 118.7055 | 55.8357 | 28.502 | 15.4551
AZ | SYSHECF-natural-gas-peaker | Summer Peak | 13.4787 | 13.4787 | 13.4787 | 13.4787 | 13.4787 | 13.4787 | 13.4787 | 13.4787 | 13.4787 | 13.4787 | 13.4787 | 13.4787 | 13.4787 | 13.4787 | 13.4787 | 13.4787 | 13.4787 | 49.073 | 148.7322 | 142.4934 | 118.7055 | 55.8357 | 28.502 | 15.4551
AZ | SYSHECF-natural-gas-peaker | Winter Peak | 13.4787 | 13.4787 | 13.4787 | 13.4787 | 13.4787 | 13.4787 | 13.4787 | 13.4787 | 13.4787 | 13.4787 | 13.4787 | 13.4787 | 13.4787 | 13.4787 | 13.4787 | 13.4787 | 13.4787 | 49.073 | 148.7322 | 142.4934 | 118.7055 | 55.8357 | 28.502 | 15.4551
|  | nat gas peaker capacity factor | Hour0: 53.97%

## eia calcs
|  | capacity | generation | capacity factor | REEDS
MINIMUM
State | State | petroleum | petroleum | petroleum CF | nat gas peaker CF (ONE STATE) | petroleum CF - estimated as portion of ngpeaker CF
Alabama | AL | 42.6 | 573 | 0.1535% | 53.97% | 0.0028451
Alaska | AK | 694 | 779746.167 | 12.83% | 53.97% | 0.23766
Arizona | AZ | 86 | 2186.684 | 0.2903% | 53.97% | 0.0053783
Arkansas | AR | 9 | 126 | 0.1598% | 53.97% | 0.0029613
California | CA | 236 | 38252.197 | 1.85% | 53.97% | 0.034285
Colorado | CO | 148.1 | 5527.4 | 0.4261% | 53.97% | 0.0078945
Connecticut | CT | 970.6 | 28284.124 | 0.3327% | 53.97% | 0.006164
Delaware | DE | 114.1 | 923 | 0.09234% | 53.97% | 0.0017111
Florida | FL | 1660.2 | 81640.352 | 0.5614% | 53.97% | 0.010402
Georgia | GA | 852.8 | 956.001 | 0.0128% | 53.97% | 0.00023712
Hawaii | HI | 1972.7 | 5496496.158 | 31.81% | 53.97% | 0.58936
Idaho | ID | 5.4 | 26 | 0.05496% | 53.97% | 0.0010184
Illinois | IL | 759.9 | 14428.223 | 0.2167% | 53.97% | 0.0040162
Indiana | IN | 71.7 | 2329.184 | 0.3708% | 53.97% | 0.0068714
Iowa | IA | 823.7 | 35495.17 | 0.4919% | 53.97% | 0.009115
Kansas | KS | 594 | 67686.373 | 1.301% | 53.97% | 0.024103
Kentucky | KY | 11.9 | 43.12 | 0.04136% | 53.97% | 0.00076646
Louisiana | LA | 861.3 | 3891642.153 | 51.58% | 53.97% | 0.95573
Maine | ME | 842.9 | 8234 | 0.1115% | 53.97% | 0.0020663
Maryland | MD | 1304.4 | 34607.586 | 0.3029% | 53.97% | 0.005612
Massachusetts | MA | 1593.4 | 34062.956 | 0.244% | 53.97% | 0.0045218
Michigan | MI | 418.7 | 10773.609 | 0.2937% | 53.97% | 0.0054427
Minnesota | MN | 699.2 | 47508.207 | 0.7756% | 53.97% | 0.014372
Mississippi | MS | 9 | 43 | 0.05454% | 53.97% | 0.0010106
Missouri | MO | 1090.7 | 50729.306 | 0.5309% | 53.97% | 0.0098381
Montana | MT | 52 | 442412.882 | 97.12% | 53.97% | 1
Nebraska | NE | 409.3 | 22896.312 | 0.6386% | 53.97% | 0.011833
Nevada | NV | 6 | 0 | 0% | 53.97% | 0
New Hampshire | NH | 82.1 | 2590 | 0.3601% | 53.97% | 0.0066729
New Jersey | NJ | 76 | 227 | 0.0341% | 53.97% | 0.00063179
New Mexico | NM | 157.7 | 1244 | 0.09005% | 53.97% | 0.0016686
New York | NY | 2535.7 | 66049.878 | 0.2974% | 53.97% | 0.0055098
North Carolina | NC | 438.7 | 13404 | 0.3488% | 53.97% | 0.0064629
North Dakota | ND | 59.7 | 1669 | 0.3191% | 53.97% | 0.0059134
Ohio | OH | 639.6 | 989369.402 | 17.66% | 53.97% | 0.3272
Oklahoma | OK | 65.1 | 2480.704 | 0.435% | 53.97% | 0.0080603
Oregon | OR | 0 | 0 | 0% | 53.97% | 0
Pennsylvania | PA | 1523.5 | 21941.7 | 0.1644% | 53.97% | 0.0030464
Rhode Island | RI | 7.1 | 2 | 0.003216% | 53.97% | 5.9584e-05
South Carolina | SC | 221.5 | 2194 | 0.1131% | 53.97% | 0.0020952
South Dakota | SD | 213.4 | 25433.091 | 1.361% | 53.97% | 0.025209
Tennessee | TN | 43.2 | 410.226 | 0.1084% | 53.97% | 0.0020086
Texas | TX | 157 | 517 | 0.03759% | 53.97% | 0.00069655
Utah | UT | 27.8 | 3484.564 | 1.431% | 53.97% | 0.026513
Vermont | VT | 91 | 1480 | 0.1857% | 53.97% | 0.0034402
Virginia | VA | 1545.5 | 90694.86 | 0.6699% | 53.97% | 0.012413
Washington | WA | 2.5 | 525 | 2.397% | 53.97% | 0.04442
West Virginia | WV | 11 | 24 | 0.02491% | 53.97% | 0.00046151
Wisconsin | WI | 589.5 | 178006.06 | 3.447% | 53.97% | 0.063872
Wyoming | WY | 4.7 | 689 | 1.673% | 53.97% | 0.031008

## reeds
Project | Scenario
Cambium_2022 | MidCase
Metric definitions and scenario descriptions: 2022 Cambium Documentation (https://www.nrel.gov/docs/fy23osti/84916.pdf)
Geography | Time | Generation | Generation | Generation | Generation | Generation | Generation | Generation | Generation | Generation | Generation | Generation | Generation | Generation | Generation | Generation | Generation | Capacity | Capacity | Capacity | Capacity | Capacity | Capacity | Capacity | Capacity | Capacity | Capacity | Capacity | Capacity | Capacity | Capacity | Capacity | Capacity | Capacity | Capacity | Capacity
unitless | unitless | MWh | MWh | MWh | MWh | MWh | MWh | MWh | MWh | MWh | MWh | MWh | MWh | MWh | MWh | MWh | MWh | MW | MW | MW | MW | MW | MW | MW | MW | MW | MW | MW | MW | MW | MW | MW | MW | MW | MW | MW
state | t | biomass_MWh | coal_MWh | coal-ccs_MWh | distpv_MWh | gas-cc_MWh | gas-cc-ccs_MWh | gas-ct_MWh | geothermal_MWh | hydro_MWh | nuclear_MWh | o-g-s_MWh | phs_MWh | re-ct_MWh | upv_MWh | wind-ons_MWh | wind-ofs_MWh | battery_MW | biomass_MW | beccs_MW | coal_MW | coal-ccs_MW | csp_MW | distpv_MW | gas-cc_MW | gas-cc-ccs_MW | gas-ct_MW | geothermal_MW | hydro_MW | nuclear_MW | o-g-s_MW | phs_MW | re-ct_MW | upv_MW | wind-ofs_MW | wind-ons_MW
AL | 2024 | 29293.4 | 31141140 | 0 | 94340.6 | 62776980 | 0 | 137272.7 | 0 | 9704665 | 44282730 | 136585.3 | 0 | 0 | 1678979 | 0 | 0 | 78.8 | 6.4 | 0 | 5790.7 | 0 | 0 | 63.3 | 11043.4 | 0 | 927.2 | 0 | 3334 | 5544.5 | 472.1 | 0 | 0 | 753.6 | 0 | 0
AR | 2024 | 98117.6 | 11215421 | 0 | 428917.4 | 19219532 | 0 | 64191.3 | 0 | 2896239.2 | 14515110 | 200615.7 | 21389.1 | 0 | 668766.5 | 0 | 0 | 0 | 16.8 | 0 | 5128.1 | 0 | 0 | 278.5 | 4597 | 0 | 705.4 | 0 | 1265.8 | 1817.8 | 305.8 | 30 | 0 | 306.7 | 0 | 0
AZ | 2024 | 208506.1 | 14880445 | 0 | 2766371 | 24586128 | 0 | 255905.6 | 0 | 7251561.5 | 30865014 | 35759 | 290045.5 | 0 | 49970500 | 1650202.9 | 0 | 713.2 | 30.7 | 0 | 2943 | 0 | 295.6 | 1611.8 | 10756.2 | 0 | 3142 | 0 | 2840.9 | 3937 | 1118 | 216.3 | 0 | 18155.6 | 0 | 617.3
CA | 2024 | 5587050.5 | 0 | 0 | 21291766 | 70561864 | 0 | 417539.2 | 23130482 | 28333284 | 17623994 | 9997.6 | 5415509 | 0 | 54788470 | 14752144 | 0 | 3304.1 | 865.4 | 0 | 0 | 0 | 917.8 | 13052.4 | 19788.5 | 0 | 10758.4 | 3106.1 | 10215.5 | 2240 | 994.6 | 3911.9 | 0 | 20194.2 | 0 | 6476
CO | 2024 | 190174 | 18167850 | 0 | 1412359.1 | 10714119 | 0 | 1759.5 | 0 | 1821809.2 | 0 | 0 | 393470.5 | 0 | 4150026.8 | 15927054 | 0 | 4 | 28.7 | 0 | 3373.3 | 0 | 0 | 858.1 | 3221.6 | 0 | 1344 | 0 | 694.6 | 0 | 0 | 580.8 | 0 | 1619.1 | 0 | 5139
CT | 2024 | 1015875.3 | 0 | 0 | 1082586.5 | 19993526 | 0 | 78847.8 | 0 | 409444.5 | 16552286 | 19432.1 | 16473.9 | 0 | 1995343.2 | 123758.6 | 0 | 11.5 | 199.1 | 0 | 0 | 0 | 0 | 805.7 | 3822.2 | 0 | 1117.5 | 0 | 122.2 | 2073.1 | 627.4 | 29.4 | 0 | 1029.6 | 0 | 35.8
DE | 2024 | 45771 | 0 | 0 | 259464.4 | 4565464.5 | 0 | 17449.3 | 0 | 0 | 0 | 37111.7 | 0 | 0 | 1096271.5 | 0 | 0 | 0 | 10 | 0 | 0 | 0 | 0 | 181.1 | 1504 | 0 | 186.4 | 0 | 0 | 0 | 803 | 0 | 0 | 521.2 | 0 | 0
FL | 2024 | 4058194.5 | 15368901 | 0 | 2992187 | 137555170 | 0 | 722766.8 | 0 | 216461.9 | 29227546 | 0 | 0 | 0 | 48977470 | 0 | 0 | 498 | 760.3 | 0 | 5892 | 0 | 0 | 1957.3 | 33466 | 0 | 6009.2 | 0 | 54.5 | 3666 | 0 | 0 | 0 | 20461.2 | 0 | 0
GA | 2024 | 1991651.8 | 13761973 | 0 | 123485.6 | 39119670 | 0 | 537384.3 | 0 | 3488212.5 | 50221936 | 5672.3 | 1832352.4 | 0 | 7464073.5 | 0 | 0 | 2.7 | 288.7 | 0 | 8416 | 0 | 0 | 84.6 | 7998.3 | 0 | 7721.8 | 0 | 1983.1 | 6289 | 830.2 | 1897.4 | 0 | 3396.7 | 0 | 0
IA | 2024 | 72558.7 | 26221872 | 0 | 163475.5 | 7178947 | 0 | 74744 | 0 | 1398507 | 0 | 278485.5 | 0 | 0 | 519598.2 | 42557036 | 0 | 3.6 | 16.2 | 0 | 4573.3 | 0 | 0 | 112 | 1748.2 | 0 | 1045.6 | 0 | 207.5 | 0 | 960.1 | 0 | 0 | 239.4 | 0 | 12131.7
ID | 2024 | 292541.6 | 0 | 0 | 321849.8 | 2574825.5 | 0 | 307.1 | 89362.5 | 11762283 | 0 | 26.8 | 0 | 0 | 507448.4 | 2362147.8 | 0 | 0 | 42.7 | 0 | 0 | 0 | 0 | 210.9 | 547.7 | 0 | 547.4 | 12 | 2773.8 | 0 | 5.4 | 0 | 0 | 240 | 0 | 915.8
IL | 2024 | 398558.7 | 22212044 | 0 | 610316.7 | 34168050 | 0 | 1799735.4 | 0 | 141606 | 92463944 | 226935.8 | 0 | 0 | 8549983 | 24017510 | 0 | 132.4 | 85.3 | 0 | 7650 | 0 | 0 | 426.8 | 5988 | 0 | 10332.7 | 0 | 43.3 | 11582.4 | 914.7 | 0 | 0 | 3811.3 | 0 | 7638.9
IN | 2024 | 259979.3 | 39113828 | 0 | 365040.8 | 24050744 | 0 | 210203.5 | 0 | 277865 | 0 | 84900.3 | 0 | 0 | 2256482.5 | 10507342 | 0 | 30.3 | 56.8 | 0 | 11259.6 | 0 | 0 | 255.2 | 3875 | 0 | 3044.2 | 0 | 66.2 | 0 | 668.1 | 0 | 0 | 1048.9 | 0 | 3591.8
KS | 2024 | 33021 | 12569419 | 0 | 141555.2 | 940845.7 | 0 | 26041.5 | 0 | 17770.8 | 9105591 | 0 | 0 | 0 | 3528483.5 | 29619264 | 0 | 0 | 9 | 0 | 4521.6 | 0 | 0 | 92.2 | 266 | 0 | 2011.5 | 0 | 7 | 1225 | 0 | 0 | 0 | 1340.9 | 0 | 8040.6
KY | 2024 | 101532.2 | 47638332 | 0 | 77406.3 | 12848420 | 0 | 483292.1 | 0 | 4241067 | 0 | 374.5 | 0 | 0 | 860048.5 | 0 | 0 | 0.4 | 22.2 | 0 | 9493 | 0 | 0 | 52.1 | 1763 | 0 | 4853.6 | 0 | 1141.4 | 0 | 5.9 | 0 | 0 | 398.7 | 0 | 0
LA | 2024 | 81759.7 | 4917280.5 | 0 | 1489377.4 | 45619748 | 0 | 962107.1 | 0 | 1016717.2 | 17034924 | 6587580 | 0 | 0 | 1658608.1 | 0 | 0 | 0 | 11.1 | 0 | 2137.2 | 0 | 0 | 1018.1 | 7368.6 | 0 | 779.3 | 0 | 192 | 2132.9 | 4681.3 | 0 | 0 | 710.3 | 0 | 0
MA | 2024 | 1301168.5 | 0 | 0 | 3778043.2 | 14313766 | 0 | 17753.6 | 0 | 965337.5 | 0 | 9691.6 | 1693887 | 0 | 1761658.8 | 376101.1 | 3076736 | 54.8 | 275.2 | 0 | 0 | 0 | 0 | 2860.9 | 4826.5 | 0 | 961.6 | 0 | 266.8 | 0 | 1693.2 | 1768 | 0 | 941.3 | 800 | 122
MD | 2024 | 585713 | 988518.2 | 0 | 1980430.2 | 15714440 | 0 | 22570.4 | 0 | 2073820 | 13780397 | 34118.9 | 0 | 0 | 15886600 | 612234.9 | 876435.8 | 7 | 130.8 | 0 | 1758 | 0 | 0 | 1394.7 | 2696.4 | 0 | 1720.9 | 0 | 590 | 1725.8 | 1903.8 | 0 | 0 | 7620.5 | 248 | 190
ME | 2024 | 1726818.2 | 0 | 0 | 154339.2 | 935841.9 | 0 | 0 | 0 | 3455981.5 | 0 | 23.8 | 0 | 0 | 724163.6 | 3229017 | 46564.7 | 61.3 | 240 | 0 | 0 | 0 | 0 | 116.4 | 1282.8 | 0 | 178 | 0 | 728 | 0 | 24 | 0 | 0 | 391.5 | 12 | 1009.5
MI | 2024 | 2048942.8 | 33172444 | 0 | 297623 | 32590598 | 0 | 2175620.8 | 0 | 1116696.8 | 26501848 | 1714965.2 | 1214052.9 | 0 | 2450471 | 10472965 | 0 | 1 | 333.3 | 0 | 5982.5 | 0 | 0 | 218.6 | 6810.4 | 0 | 4145 | 0 | 279.6 | 3318 | 2411.4 | 2235 | 0 | 1165.5 | 0 | 3240.6
MN | 2024 | 787338.9 | 15749248 | 0 | 1152611.1 | 6412385 | 0 | 225274.4 | 0 | 776217.8 | 12780772 | 7884.7 | 0 | 0 | 6864640 | 31443238 | 0 | 16.8 | 143 | 0 | 3033.9 | 0 | 0 | 859 | 2483 | 0 | 2348.1 | 0 | 197 | 1657 | 475.6 | 0 | 0 | 3273 | 0 | 8392.9
MO | 2024 | 61790.7 | 61732136 | 0 | 323801.8 | 4171185.2 | 0 | 65555.6 | 0 | 1391479.4 | 9936318 | 4764.7 | 546320.7 | 0 | 173294.9 | 7845661.5 | 0 | 2.2 | 14.1 | 0 | 10129.2 | 0 | 0 | 217.8 | 1812.2 | 0 | 3491.5 | 0 | 548.5 | 1247 | 928.2 | 657 | 0 | 78 | 0 | 2227.8
MS | 2024 | 7323.4 | 4575016.5 | 0 | 33994.7 | 31387210 | 0 | 80257.6 | 0 | 0 | 11189919 | 149777 | 0 | 0 | 680990.1 | 0 | 0 | 0 | 1.6 | 0 | 1444 | 0 | 0 | 22.9 | 8354.4 | 0 | 440.2 | 0 | 0 | 1401 | 906.3 | 0 | 0 | 318.1 | 0 | 0
MT | 2024 | 14207.8 | 6306738.5 | 0 | 36325 | 47246.3 | 0 | 968.9 | 0 | 12576416 | 0 | 0 | 0 | 0 | 670926.9 | 6618372 | 0 | 200 | 3.2 | 0 | 1625 | 0 | 0 | 26.2 | 40 | 0 | 58.6 | 0 | 2850.2 | 0 | 0 | 0 | 0 | 327 | 0 | 1859.8
NC | 2024 | 771718 | 30559332 | 0 | 1273332.9 | 35812080 | 0 | 453046.5 | 0 | 5519231.5 | 41129720 | 894.7 | 69185.2 | 0 | 13735307 | 592451.8 | 0 | 9.8 | 135.8 | 0 | 9514 | 0 | 0 | 876.2 | 5719 | 0 | 6456.3 | 0 | 2088.3 | 5149.6 | 257.4 | 86 | 0 | 6681.5 | 0 | 208
ND | 2024 | 0 | 7731497 | 0 | 111489.3 | 0 | 0 | 142531.5 | 0 | 1965180.2 | 0 | 15122.8 | 0 | 0 | 0 | 16363142 | 0 | 0 | 0 | 0 | 2679 | 0 | 0 | 82.2 | 0 | 0 | 425.2 | 0 | 510 | 0 | 148.8 | 0 | 0 | 0 | 0 | 4727.9
NE | 2024 | 44286.8 | 7151477.5 | 0 | 112950.5 | 306430.7 | 0 | 331421.8 | 0 | 962127.9 | 5903859 | 277.2 | 0 | 0 | 6556533.5 | 29976084 | 0 | 0.4 | 11 | 0 | 3777.6 | 0 | 0 | 75.1 | 338.5 | 0 | 1636.2 | 0 | 280.9 | 770 | 10.4 | 0 | 0 | 2705.2 | 0 | 7600.5
NH | 2024 | 1652261.2 | 308564.2 | 0 | 270019.6 | 1130901.5 | 0 | 0 | 0 | 1427982 | 9961176 | 0 | 0 | 0 | 251195.5 | 835992.2 | 0 | 0.8 | 233.1 | 0 | 438.5 | 0 | 0 | 202.2 | 1238.5 | 0 | 0 | 0 | 506.5 | 1247.8 | 248.1 | 0 | 0 | 132.4 | 0 | 237.2
NJ | 2024 | 715400.3 | 108091.6 | 0 | 3787993.5 | 40584920 | 0 | 612838.2 | 0 | 16563.3 | 27602772 | 0 | 204869.9 | 0 | 5039141 | 16323.6 | 3877811.5 | 1222.2 | 156.3 | 0 | 219 | 0 | 0 | 2818.6 | 8571.4 | 0 | 2865.6 | 0 | 12.3 | 3456.6 | 0 | 420 | 0 | 2531.6 | 1100 | 7.6
NM | 2024 | 30312.6 | 7968625.5 | 0 | 683159.4 | 4611029 | 0 | 25925.6 | 64042.6 | 152768.8 | 0 | 26819.5 | 0 | 0 | 3535160.8 | 15340250 | 0 | 2.8 | 5.4 | 0 | 1540 | 0 | 0 | 378.7 | 1429.4 | 0 | 800.8 | 8.6 | 82.7 | 0 | 68.8 | 0 | 0 | 1338.2 | 0 | 4409.4
NV | 2024 | 43501 | 1221801.9 | 0 | 1001002.8 | 18352916 | 0 | 8086.3 | 5010982 | 2147917.8 | 0 | 3457.8 | 0 | 0 | 10045365 | 339822 | 0 | 400 | 9.8 | 0 | 472.4 | 0 | 110 | 548.4 | 5272.9 | 0 | 1177.6 | 672.9 | 1051.7 | 0 | 334 | 0 | 0 | 3781.2 | 0 | 150
NY | 2024 | 2012466.8 | 1649607.2 | 0 | 2489203.8 | 36841290 | 0 | 1360266.1 | 0 | 26825330 | 25580812 | 6372602.5 | 1116574.1 | 0 | 7190846.5 | 16875878 | 482764.3 | 1857.5 | 394.6 | 0 | 445 | 0 | 0 | 1928.7 | 9759.5 | 0 | 2825.1 | 0 | 4550.6 | 3203 | 10926.5 | 1427.1 | 0 | 3685 | 130 | 5099.1
OH | 2024 | 470291.1 | 44749028 | 0 | 362581.2 | 78697100 | 0 | 785458.8 | 0 | 328149.9 | 17043568 | 30112.4 | 0 | 0 | 4642491.5 | 3102600.8 | 68789.7 | 67.4 | 96.9 | 0 | 10088.5 | 0 | 0 | 269.2 | 11076.2 | 0 | 5480.5 | 0 | 101.9 | 2134 | 426.9 | 0 | 0 | 2217.5 | 21 | 1063.8
OK | 2024 | 19338.7 | 2772219.5 | 0 | 162678.4 | 14840718 | 0 | 80046.5 | 0 | 1883843.2 | 0 | 20426.6 | 354511.3 | 0 | 16623126 | 68173810 | 0 | 10 | 5.6 | 0 | 3255 | 0 | 0 | 110.5 | 7334.8 | 0 | 1093.7 | 0 | 849.8 | 0 | 434 | 258 | 0 | 6787.7 | 0 | 18336
OR | 2024 | 627057.8 | 0 | 0 | 354761.6 | 11052002 | 0 | 31530.9 | 145213.6 | 34917516 | 0 | 0 | 0 | 0 | 2511450.8 | 10354623 | 0 | 6.2 | 103.5 | 0 | 0 | 0 | 0 | 286.8 | 3380.5 | 0 | 753 | 19.5 | 8366 | 0 | 0 | 0 | 0 | 1137.4 | 0 | 3951.8
PA | 2024 | 1418822.4 | 23989596 | 0 | 2138188.5 | 116125230 | 0 | 171101.1 | 0 | 3045445 | 72616490 | 474300.6 | 1173234.2 | 0 | 858477.2 | 9553214 | 0 | 51.6 | 319.1 | 0 | 9051.9 | 0 | 0 | 1580.2 | 18531.9 | 0 | 1974.2 | 0 | 942.7 | 9093.3 | 5064.7 | 1572 | 0 | 439.6 | 0 | 2771.1
RI | 2024 | 192465.1 | 0 | 0 | 291144 | 2510456.5 | 0 | 0 | 0 | 6608.3 | 0 | 0 | 0 | 0 | 529509 | 70745.4 | 2803635 | 3 | 40.1 | 0 | 0 | 0 | 0 | 211.7 | 1730.2 | 0 | 0 | 0 | 2.7 | 0 | 0 | 0 | 0 | 273 | 734 | 21
SC | 2024 | 1225861.1 | 10027446 | 0 | 1307609.5 | 15206078 | 0 | 48423.9 | 0 | 2401822.2 | 52851692 | 3401.5 | 2733694.8 | 0 | 3440144.8 | 0 | 0 | 0 | 180.1 | 0 | 4769 | 0 | 0 | 873.9 | 3185 | 0 | 2555.2 | 0 | 1355.7 | 6617.2 | 720.6 | 2796 | 0 | 1606.7 | 0 | 0
SD | 2024 | 0 | 1250528.5 | 0 | 133316.7 | 1339420.9 | 0 | 133221.4 | 0 | 5392403 | 0 | 2711.5 | 0 | 0 | 2137 | 10578109 | 0 | 0.8 | 0 | 0 | 474 | 0 | 0 | 87.9 | 295 | 0 | 813.2 | 0 | 1598 | 0 | 147.3 | 0 | 0 | 1 | 0 | 2767.2
TN | 2024 | 70014.3 | 19282258 | 0 | 217514.5 | 18284020 | 0 | 297132.2 | 0 | 9574786 | 36119400 | 1639.7 | 1079070.2 | 0 | 4480323 | 54038.8 | 0 | 20 | 14.2 | 0 | 4844 | 0 | 0 | 149.2 | 2455.1 | 0 | 3752.8 | 0 | 2608.6 | 4522.7 | 43.2 | 1616.3 | 0 | 1985.3 | 0 | 29.1
TX | 2024 | 1679040.8 | 41181850 | 0 | 3028754.5 | 138713680 | 0 | 3732317.2 | 0 | 855853.3 | 37684412 | 4004416.5 | 8788.9 | 0 | 87765100 | 146095440 | 0 | 1580.1 | 260.5 | 0 | 17851.6 | 0 | 0 | 2052.1 | 39370.4 | 0 | 9289.9 | 0 | 728.8 | 4980 | 12100.9 | 5 | 0 | 38752.2 | 0 | 42838.8
UT | 2024 | 54711.5 | 16646088 | 0 | 767344 | 8819912 | 0 | 13951.9 | 603193.4 | 853725.5 | 0 | 1301.7 | 0 | 0 | 4705212 | 749004 | 0 | 0 | 10.6 | 0 | 2781 | 0 | 0 | 482.1 | 1838.4 | 0 | 533.1 | 81 | 270.2 | 0 | 275.1 | 0 | 0 | 1812.7 | 0 | 389.7
VA | 2024 | 2300603 | 1111602.6 | 0 | 700848.6 | 49658490 | 0 | 140183.4 | 0 | 1430506.8 | 28495450 | 25916.3 | 2534222.8 | 0 | 16438221 | 326204.9 | 6341561.5 | 248.3 | 426.7 | 0 | 877 | 0 | 0 | 486.4 | 8973.1 | 0 | 4192.3 | 0 | 865.1 | 3568 | 1224.9 | 3241 | 0 | 8004.8 | 2500 | 104.9
VT | 2024 | 571968.2 | 0 | 0 | 223585.1 | 0 | 0 | 0 | 0 | 1280091.6 | 0 | 0 | 0 | 0 | 235156 | 1408228.6 | 0 | 1.9 | 81.1 | 0 | 0 | 0 | 0 | 172.8 | 0 | 0 | 0 | 0 | 331.3 | 0 | 0 | 0 | 0 | 130.3 | 0 | 385.8
WA | 2024 | 671973.9 | 3041062 | 0 | 766505.8 | 6311716 | 0 | 32.7 | 0 | 88362296 | 9071488 | 0 | 146778.5 | 0 | 367146.3 | 9109304 | 0 | 40 | 119.1 | 0 | 670 | 0 | 0 | 646.4 | 2635.6 | 0 | 623.8 | 0 | 22442.3 | 1151 | 2.5 | 314 | 0 | 184.7 | 0 | 3732.2
WI | 2024 | 1203316.9 | 14628734 | 0 | 191128.6 | 21569316 | 0 | 295063.2 | 0 | 1777080.6 | 9559418 | 280863.6 | 0 | 0 | 5773381 | 2754183 | 0 | 0.1 | 189.2 | 0 | 3765.3 | 0 | 0 | 138.4 | 3487 | 0 | 3168.4 | 0 | 392.7 | 1197.1 | 923.5 | 0 | 0 | 2713.4 | 0 | 886.6
WV | 2024 | 24716.3 | 17663212 | 0 | 129835 | 3698439.2 | 0 | 98371.3 | 0 | 979595 | 0 | 16.4 | 0 | 0 | 103103.1 | 2612938 | 0 | 47.5 | 5.4 | 0 | 11280 | 0 | 0 | 96.9 | 524.5 | 0 | 1089.6 | 0 | 237.8 | 0 | 11 | 0 | 0 | 50 | 0 | 878.8
WY | 2024 | 0 | 32044596 | 0 | 18415.5 | 599561.7 | 0 | 0 | 0 | 1041047.2 | 0 | 0 | 0 | 0 | 205902.3 | 9721426 | 0 | 0 | 0 | 0 | 5905 | 0 | 0 | 11.5 | 94 | 0 | 0 | 0 | 307.1 | 0 | 0 | 0 | 0 | 92 | 0 | 2782.1

## Capacity Factors
| Table 15. Capacity and usage factors, 2008 through 2022 | Unnamed: 1 | Unnamed: 2 | Unnamed: 3 | Unnamed: 4 | Unnamed: 5 | Unnamed: 6 | Unnamed: 7 | Unnamed: 8 | Unnamed: 9 | Unnamed: 10 | Unnamed: 11 | Unnamed: 12 | Unnamed: 13 | Unnamed: 14 | Unnamed: 15 | Unnamed: 16
Alabama | Alabama
Alabama | Generation technology | 2022 Time adjusted capacity (MW) | Year 2022 | Year 2021 | Year 2020 | Year 2019 | Year 2018 | Year 2017 | Year 2016 | Year 2015 | Year 2014 | Year 2013 | Year 2012 | Year 2011 | Year 2010 | Year 2009 | Year 2008
Alabama | Capacity Factors
Alabama | Nuclear | 5452.7 | 88.6 | 96.4 | 89.4 | 90.8 | 87.7 | 96.2 | 89.8 | 94.5 | 92.9 | 92.4 | 92.2 | 89.1 | 85.9 | 90.9 | 89.1
Alabama | Other, Biomass | 6.4 | 76.5 | 78.4 | 66.4 | 72.2 | 67.2 | 73.8 | 67.8 | 77.8 | 79.5 | 84.6 | 0
Alabama | Wood | 611.4 | 68.2 | 72.7 | 71.4 | 67.4 | 73 | 66.6 | 67.1 | 66.5 | 53.5 | 52.7 | 57.3 | 58.9 | 59.2 | 71 | 61.3
Alabama | Coal | 4728 | 66.3 | 67.2 | 49.4 | 56.2 | 57.8 | 58.8 | 59.2 | 49.6 | 50.6 | 48.6 | 48.1 | 57.2 | 63.2 | 55.6 | 74.1
Alabama | Natural Gas - CC | 9795.3 | 64.8 | 58.2 | 59.1 | 58.3 | 61.1 | 58 | 65.8 | 65.4 | 57.1 | 55.2 | 63.5 | 54.7 | 46.7 | 39.3 | 28.3
Alabama | Hydroelectric | 3291.8 | 35.3 | 40 | 46.2 | 39.6 | 38.6 | 32 | 26.1 | 34.4 | 33 | 45 | 25.8 | 31 | 30.3 | 43.7 | 21.3
Alabama | Solar - PV | 421.1 | 24.3 | 20.4 | 21.6 | 22.6 | 22.7 | 22.9 | 18.6
Alabama | Natural Gas - ST | 1872.7 | 16.5 | 10.8 | 15.5 | 29 | 31.5 | 26.5 | 12.2 | 11.8 | 60.6 | 69 | 88.5 | 82.6 | 75.5 | 76 | 79.6
Alabama | Natural Gas - GT | 2572.8 | 8.9 | 5.5 | 4.6 | 6.9 | 4.5 | 2.8 | 4.1 | 3.1 | 2.2 | 1.3 | 3.5 | 3.3 | 2.9 | 2.3 | 2.4
Alabama | Other, Gas | 3.8 | 0.3 | 0.3 | 0.3 | 1.7 | 3 | 5.7 | 15.4 | 5.4 | 26.2 | 39.6 | 24.1 | 42.7 | 41.2 | 23 | 32.8
Alabama | Petroleum - GT | 16 | 0.2 | 0.1 | 0.1 | 0.1 | 0.1 | 0.1 | 0.1 | 0.2 | 0.1 | 0.1 | 0.1 | 0.1 | 0.5 | 0.5 | 0.5
Alabama | Petroleum - IC | 26.6 | 0.2 | 0.2 | 0.4 | 0.4 | 0.3 | 0.2 | 0.3 | 0.4 | 0.3 | 0.3 | 0.3 | 0.3 | 0.5 | 0.3 | 0.3
Alabama | Natural Gas - OTH | 110 | 0 | 0 | 0 | 0 | 0 | 0 | 0 | 0 | 0.3 | 0
Alabama | Usage Factors
Alabama | Battery | 1 | 3.2 | 1.9 | 3 | 3.9 | 3.5
Alabama | All Sources | 28909.6
Alabama | Note: Time adjusted capacity for the year is the capacity of all the generators that were included in the capacity factor calculation. Sources: U.S. Energy Information Administration, Form EIA-860, Annual Electric Generator Report. and U.S. Energy Information Administration, Form EIA-923, Power Plant Operations Report
Alaska | Alaska
Alaska | Generation technology | 2022 Time adjusted capacity (MW) | Year 2022 | Year 2021 | Year 2020 | Year 2019 | Year 2018 | Year 2017 | Year 2016 | Year 2015 | Year 2014 | Year 2013 | Year 2012 | Year 2011 | Year 2010 | Year 2009 | Year 2008
Alaska | Capacity Factors
Alaska | Natural Gas - CC | 374.6 | 73.7 | 66.9 | 40 | 39.8 | 49.2 | 51 | 49.2 | 49.3 | 52.9 | 54.3 | 76.2 | 87.2 | 83.4 | 80.9 | 80.9
Alaska | Other, Biomass | 7 | 66.6 | 62.1 | 63.4 | 60.2 | 70 | 71.8 | 69.1 | 81.8 | 91.6 | 84.1 | 0
Alaska | Coal | 168.2 | 50.1 | 51.6 | 49.7 | 52.6 | 48.2 | 48 | 46.4 | 68 | 62.3 | 67.1 | 73.2 | 68.5 | 64.8 | 65.8 | 52.7
Alaska | Hydroelectric | 476 | 41.1 | 40.6 | 42.7 | 39.4 | 40.4 | 39.9 | 40.6 | 40.6 | 40.7 | 39.4 | 43.1 | 37 | 39.5 | 37.3 | 33.6
Alaska | Natural Gas - IC | 176.9 | 34.5 | 43.9 | 47 | 47.4 | 40.3 | 49.1 | 53.5 | 34.8 | 14.2 | 11.4 | 30.4 | 5.3 | 3.3 | 3.3 | 2.6
Alaska | Wind - Onshore | 59 | 27 | 25.4 | 24.3 | 26.7 | 29.2 | 26.7
Alaska | Petroleum - IC | 454.1 | 9.8 | 10 | 9.8 | 11 | 10.7 | 10.6 | 10 | 9.9 | 10.4 | 11.5 | 9.6 | 10.2 | 9 | 11 | 11.1
Alaska | Petroleum - GT | 237 | 4.7 | 6 | 9.5 | 5.3 | 5.4 | 7 | 6.6 | 4.2 | 3.6 | 2.8 | 10.8 | 6.4 | 29.3 | 32.1 | 24.5
Alaska | Natural Gas - GT | 721.1 | 3.9 | 3.2 | 4.3 | 5.4 | 4.8 | 6.6 | 6.8 | 10.9 | 11.7 | 15 | 31 | 31.2 | 30.3 | 27.9 | 37.4
Alaska | Other, not Biomass or Gas | 2.9 | 1.5 | 0 | 0 | 0 | 0 | 0 | 0 |  | 37
Alaska | Solar - PV | 0.8 | 0 | 0
Alaska | Wind | [7 empty] | 31.8 | 30.1 | 28.9 | 28.7 | 20.1 | 19.2 | 19.4 | 13.8 | 0.1
Alaska | Usage Factors
Alaska | Battery | 87.8 | 0.1 | 0.1 | 0.1 | 0.1 | 0.1 | 0.1 | 0.1 | 0.2 | 0.2 | 0.3
Alaska | All Sources | 2816.4
Alaska | Note: Time adjusted capacity for the year is the capacity of all the generators that were included in the capacity factor calculation. Sources: U.S. Energy Information Administration, Form EIA-860, Annual Electric Generator Report. and U.S. Energy Information Administration, Form EIA-923, Power Plant Operations Report
Arizona | Arizona
Arizona | Generation technology | 2022 Time adjusted capacity (MW) | Year 2022 | Year 2021 | Year 2020 | Year 2019 | Year 2018 | Year 2017 | Year 2016 | Year 2015 | Year 2014 | Year 2013 | Year 2012 | Year 2011 | Year 2010 | Year 2009 | Year 2008
Arizona | Capacity Factors
Arizona | Nuclear | 3937 | 92.6 | 91.7 | 91.2 | 92.6 | 90.2 | 93.8 | 93.6 | 94.3 | 93.7 | 91.1 | 92.3 | 90.7 | 90.5 | 88.8 | 84.5
Arizona | Wood | 24.7 | 85.8 | 88.2 | 92.8 | 92.5 | 84.2 | 61.8 | 81.4 | 82 | 78.6 | 42.8 | 79.7 | 64.3 | 63.1 | 57.6 | 49
Arizona | Other, Biomass | 3.2 | 66.4 | 69.5 | 76.9 | 58.3 | 71.1 | 73.7 | 72.6 | 69.3 | 69.7 | 78.9 | 70.8 | 70.6 | 69.6 | 52.2 | 54.1
Arizona | Coal | 2943 | 52.9 | 57 | 48.4 | 51.6 | 63.2 | 62.5 | 60.3 | 68.5 | 79.5 | 81 | 75.2 | 80.3 | 80.5 | 78.2 | 86
Arizona | Natural Gas - CC | 10193.6 | 46 | 50.5 | 51.5 | 47 | 38.1 | 31 | 36.1 | 37.2 | 29.8 | 33.3 | 32.5 | 25.4 | 32.9 | 38.3 | 43.3
Arizona | Wind - Onshore | 617.3 | 28.9 | 29.6 | 22.7 | 23.7 | 22.6 | 24.3
Arizona | Solar - PV | 2563.2 | 28.2 | 28.7 | 28.5 | 28.2 | 28.5 | 28.9 | 27.8 | 27.2 | 27.7 | 30.7 | 20.8 | 16.7 | 8.2 | 12.5 | 19.9
Arizona | Solar - TH | 295.6 | 26.9 | 26.8 | 29.9 | 30.6 | 30 | 28 | 24.8 | 27.8 | 23.3 | 10.2 | 0 | 0 | 10.5 | 6 | 8.8
Arizona | Natural Gas - IC | 183.6 | 24.3 | 23.6 | 32.5 | 0 | 0.1 | 0.2 | 0.2 | 0.2 | 0.2 | 0.3 | 24.7 | 32.6 | 31.5 | 32 | 30.4
Arizona | Hydroelectric | 2719.7 | 22.2 | 25.1 | 26.9 | 26 | 29.3 | 28.7 | 30 | 27.4 | 25.7 | 24.8 | 28.1 | 38.5 | 27.8 | 27 | 30.5
Arizona | Natural Gas - ST | 914 | 17.2 | 15.9 | 28.5 | 28.8 | 24 | 12.1 | 11.1 | 7.2 | 5.9 | 6.4 | 4.9 | 5.9 | 5 | 7.3 | 6.6
Arizona | Natural Gas - GT | 2954 | 7.6 | 6.9 | 8.9 | 7.8 | 4.7 | 4.3 | 3.1 | 2.3 | 2.3 | 2.9 | 3.3 | 2.1 | 2.1 | 2.5 | 2.7
Arizona | Petroleum - GT | 86 | 7.1 | 5.9 | 6.3 | 5.5 | 6.3 | 5.6 | 5.8 | 2 | 5.9 | 4 | 5.6 | 6.5 | 3.4 | 2.4 | 1.8
Arizona | Petroleum - ST | 181 | 3.4
Arizona | Petroleum - IC | 1.5 | 0.2 | 0.1 | 0.1 | 0 | 0.1 | 0.1 | 0.1 | 0.1 | 0.1 | 0.1 | 0.2 | 0.5 | 0.6 | 0.7 | 0.6
Arizona | Wind | [7 empty] | 23.1 | 20.7 | 22.5 | 21.6 | 25.1 | 22.2 | 21.5 | 16
Arizona | Usage Factors
Arizona | Pumped Storage | 216.3 | 10 | 13.1 | 11.2 | 6.9 | 13.8 | 13 | 12.3 | 9.4 | 14.6 | 7.8
Arizona | Battery | 97 | 6.6 | 6.6 | 8.1 | 6.4 | 7.1 | 1
Arizona | All Sources | 27930.7
Arizona | Note: Time adjusted capacity for the year is the capacity of all the generators that were included in the capacity factor calculation. Sources: U.S. Energy Information Administration, Form EIA-860, Annual Electric Generator Report. and U.S. Energy Information Administration, Form EIA-923, Power Plant Operations Report
Arkansas | Arkansas
Arkansas | Generation technology | 2022 Time adjusted capacity (MW) | Year 2022 | Year 2021 | Year 2020 | Year 2019 | Year 2018 | Year 2017 | Year 2016 | Year 2015 | Year 2014 | Year 2013 | Year 2012 | Year 2011 | Year 2010 | Year 2009 | Year 2008
Arkansas | Capacity Factors
Arkansas | Nuclear | 1822 | 89.7 | 85.1 | 94.3 | 85.3 | 79.9 | 79.7 | 84.1 | 87.4 | 90.9 | 75 | 96.5 | 88.9 | 93.5 | 94.4 | 87.7
Arkansas | Natural Gas - CC | 4600.8 | 62.3 | 49.5 | 43.1 | 51.9 | 48.9 | 41.7 | 42.4 | 34.7 | 22.5 | 27.4 | 37.9 | 26.6 | 26.2 | 23.6 | 16.8
Arkansas | Wood | 216.9 | 53.1 | 54.1 | 55.6 | 60.9 | 60 | 60.7 | 56.3 | 63.5 | 63.7 | 67.1 | 70.5 | 70.7 | 70.8 | 69 | 70.9
Arkansas | Other, Biomass | 10.1 | 52.6 | 52.6 | 50.6 | 58.8 | 49.5 | 66.3 | 71.5 | 57.6 | 85.1 | 86 | 55.3 | 66.8 | 56.1 | 61.8 | 50.1
Arkansas | Coal | 5108.7 | 45.6 | 47.7 | 34.3 | 51.6 | 67.1 | 58.9 | 53 | 48.5 | 74 | 71 | 70.5 | 73.9 | 78.3 | 73.9 | 76.7
Arkansas | Hydroelectric | 1265.2 | 31.3 | 36.3 | 40.7 | 37.3 | 27.1 | 26.6 | 32.1 | 32.2 | 22.8 | 22.9 | 18.7 | 25.2 | 31.2 | 35.8 | 40.2
Arkansas | Solar - PV | 321.2 | 25.7 | 24.1 | 21.7 | 22.8 | 23.6 | 25 | 23.4
Arkansas | Natural Gas - GT | 702.8 | 7.2 | 4.5 | 2.9 | 5.8 | 4 | 2.8 | 4.4 | 3.7 | 1.2 | 1.2 | 5.6 | 7.8 | 4.8 | 1.2 | 2.2
Arkansas | Natural Gas - ST | 806 | 4.3 | 3.7 | 8.3 | 2.6 | 5.4 | 2.7 | 6 | 5.9 | 4.8 | 11.7 | 4.8 | 2.8 | 2.6 | 1.8 | 1.9
Arkansas | Natural Gas - IC | 18 | 0.3 | 0.3 | 0.3 | 0.3 | 0.3 | 0.2 | 0.2 | 0.3 | 0.3 | 0.4 | 9.7 | 4.6 | 1.4 | 0.9 | 0.6
Arkansas | Petroleum - IC | 9 | 0 | 0.2 | 0 | 0 | 0 | 0 | 0 | 0 | 0 | 0 | 0 | 0 | 0 | 0.5 | 0
Arkansas | Usage Factors
Arkansas | Pumped Storage | 30 | 26.1 | 32.2 | 24.9 | 20.8 | 16.8 | 8.7 | 16.1 | 13.2 | 27.8 | 12.8
Arkansas | Battery | 21.2 | 0.4 | 0.6 | 0.5 | 1.5
Arkansas | All Sources | 14931.9
Arkansas | Note: Time adjusted capacity for the year is the capacity of all the generators that were included in the capacity factor calculation. Sources: U.S. Energy Information Administration, Form EIA-860, Annual Electric Generator Report. and U.S. Energy Information Administration, Form EIA-923, Power Plant Operations Report
California | California
California | Generation technology | 2022 Time adjusted capacity (MW) | Year 2022 | Year 2021 | Year 2020 | Year 2019 | Year 2018 | Year 2017 | Year 2016 | Year 2015 | Year 2014 | Year 2013 | Year 2012 | Year 2011 | Year 2010 | Year 2009 | Year 2008
California | Capacity Factors
California | Nuclear | 2240 | 89.7 | 84 | 82.6 | 82.4 | 92.8 | 91.2 | 96.1 | 94.3 | 86.6 | 91.8 | 48.6 | 95.4 | 83.9 | 82.7 | 84.3
California | Other, Gas | 199.4 | 76.2 | 83.9 | 79 | 76.9 | 79.8 | 78 | 77.3 | 74.3 | 71.8 | 77.4 | 74.4 | 72.5 | 70.6 | 76.7 | 82.8
California | Natural Gas - OTH | 156.1 | 73.3 | 71.4 | 73.3 | 72.5 | 63.1 | 63.3 | 55.5 | 53.6 | 56.1 | 53.7 | 44.5 | 4.6 | 6.1 | 0 | 0
California | Geothermal | 1854.4 | 68 | 68.7 | 68.9 | 67.9 | 76.8 | 70.5 | 68.3 | 70.1 | 70.7 | 69.7 | 68.1 | 71.5 | 71.8 | 74.3 | 74.9
California | Other, Biomass | 475.6 | 64.8 | 66.3 | 64.7 | 65.6 | 65.5 | 65.8 | 61.5 | 59.5 | 58.5 | 58.6 | 55.3 | 69.1 | 71.1 | 66.9 | 56.3
California | Coal | 57 | 57 | 61 | 63.3 | 50 | 59.2 | 61 | 65.1 | 36.3 | 37.4 | 38.8 | 54.6 | 60 | 70.9 | 80.2 | 86.8
California | Petroleum - ST | 20 | 54.3 | 64.2 | 55.1 | 48.8 | 85.1 | 56.9 | 60.8 | 62.3 |  | 47.3 |  | 74.6 | 87.1 | 88.3 | 88.5
California | Wood | 654.7 | 50.4 | 50.3 | 50.5 | 53.7 | 51.3 | 46.4 | 44.8 | 55 | 63.1 | 59.6 | 73.5 | 63.2 | 63.2 | 65.6 | 67
California | Natural Gas - CC | 20567.3 | 45.7 | 45.9 | 42.5 | 40.4 | 41.8 | 40.6 | 45.3 | 54.4 | 55.9 | 56 | 57.6 | 41.8 | 55.6 | 54.8 | 63
California | Other, not Biomass or Gas | 107.1 | 38.3 | 40.9 | 41.7 | 56.9 | 60 | 59.1 | 52.2 | 55.1 | 57.8 | 48.2 | 33.6 | 54 | 49.6 | 41.9 | 43.2
California | Solar - PV | 15221.6 | 27.3 | 27.7 | 26.9 | 27.5 | 28.5 | 28.4 | 27.9 | 28.5 | 28.7 | 25.1 | 23 | 20.9 | 22.1 | 19.7 | 6.4
California | Wind - Onshore | 6141.8 | 27.1 | 28.2 | 25.7 | 25.9 | 27.3 | 25.7
California | Solar - TH | 1005.8 | 23.8 | 20.4 | 20.4 | 20.5 | 22.6 | 21.9 | 22.4 | 20.6 | 16.8 | 18.7 | 24 | 24.1 | 24.7 | 23.9 | 21.2
California | Natural Gas - IC | 396.9 | 21.4 | 25.4 | 23.3 | 20.8 | 20.2 | 22.6 | 20.8 | 31.8 | 29.2 | 18.5 | 20.3 | 23.6 | 18 | 17.9 | 20.2
California | Hydroelectric | 10266.1 | 19.6 | 16.4 | 23.7 | 42.8 | 29.5 | 47.4 | 32.3 | 15.5 | 18.5 | 26.7 | 30.2 | 47.9 | 37.7 | 31.4 | 27.1
California | Natural Gas - GT | 11353 | 10.8 | 11.6 | 12.5 | 12.4 | 13.7 | 13.3 | 14.6 | 16.6 | 17.5 | 19.7 | 22.6 | 23.3 | 25.3 | 28.8 | 30.8
California | Natural Gas - ST | 4682 | 4 | 4.1 | 5.5 | 2.9 | 3.7 | 4.5 | 4.1 | 6.1 | 5.6 | 6.2 | 7.8 | 4.7 | 4.6 | 8.1 | 10.8
California | Petroleum - GT | 186.9 | 2.3 | 0.7 | 0.3 | 0.3 | 0.3 | 0.3 | 0.3 | 1.1 | 0.4 | 0.2 | 0.6 | 0.4 | 0.4 | 0.7 | 1.2
California | Petroleum - IC | 228.3 | 1.5 | 1.5 | 1.4 | 1.6 | 1.6 | 1.7 | 2.8 | 2.9 | 3.4 | 3.4 | 9 | 6.8 | 7.5 | 7.6 | 10.4
California | Wind | [7 empty] | 27 | 23.6 | 25.5 | 26.1 | 23.9 | 25 | 25.1 | 25.1 | 25.5
California | Usage Factors
California | Battery | 3429.6 | 8.8 | 8 | 5 | 5.3 | 4.7 | 5.3 | 2.6 | 2.3 | 1.6 | 10.7
California | Pumped Storage | 3911.9 | 4.5 | 5.9 | 4.4 | 5.3 | 5.4 | 6.7 | 5.1 | 3.7 | 3.1 | 5.1
California | All Sources | 83155.6
California | Note: Time adjusted capacity for the year is the capacity of all the generators that were included in the capacity factor calculation. Sources: U.S. Energy Information Administration, Form EIA-860, Annual Electric Generator Report. and U.S. Energy Information Administration, Form EIA-923, Power Plant Operations Report
Colorado | Colorado
Colorado | Generation technology | 2022 Time adjusted capacity (MW) | Year 2022 | Year 2021 | Year 2020 | Year 2019 | Year 2018 | Year 2017 | Year 2016 | Year 2015 | Year 2014 | Year 2013 | Year 2012 | Year 2011 | Year 2010 | Year 2009 | Year 2008
Colorado | Capacity Factors
Colorado | Wood | 12.6 | 81.9 | 85.9 | 83.3 | 80.2 | 80.3 | 82.4 | 77.5 | 0.8 | 44.1
Colorado | Other, not Biomass or Gas | 9.1 | 61.2 | 69.2 | 74.3 | 77.2 | 74.4 | 69.9 | 65.4 | 64.2 | 34.7 | 34.2 | 41.7 | 45.3 | 44.4 | 33.6
Colorado | Coal | 4146.1 | 60.2 | 65.4 | 53.4 | 66.2 | 68.5 | 70 | 67.6 | 69.8 | 71 | 71.9 | 72.5 | 68.9 | 74.3 | 72.7 | 80.3
Colorado | Other, Biomass | 16.1 | 51.5 | 53.1 | 54.3 | 53 | 53.9 | 54.5 | 54.1 | 57.5 | 56.6 | 58 | 50.8 | 54 | 50.9 | 49.3 | 44.6
Colorado | Natural Gas - CC | 3242.2 | 41.2 | 40 | 51.6 | 49.4 | 47.1 | 38.7 | 40 | 39.2 | 43 | 34.7 | 36.8 | 36.8 | 38.2 | 44.1 | 46.7
Colorado | Natural Gas - ST | 484.1 | 38 | 28.5 | 24 | 31.5 | 35.8 | 35 | 21.2 | 13.3 | 0.8 | 0.4 | 1 | 0.7 | 0.7 | 1 | 2.9
Colorado | Wind - Onshore | 5064.3 | 38 | 35.7 | 36.5 | 33.4 | 35.1 | 35
Colorado | Solar - PV | 1083.6 | 25 | 24.5 | 26 | 25 | 26 | 25.5 | 23.7 | 21.7 | 23.6 | 23.7 | 17.1 | 24.1 | 20.3 | 23.6 | 24.6
Colorado | Hydroelectric | 689.7 | 22.3 | 26.4 | 27.5 | 30.2 | 30.3 | 31.5 | 31.6 | 27.3 | 29.9 | 20.7 | 25.9 | 35.7 | 27.2 | 32.3 | 34.8
Colorado | Other, Gas | 3 | 9.9 | 24.6 | 79.6
Colorado | Natural Gas - GT | 2538 | 8.1 | 7.2 | 9.3 | 7.6 | 6.5 | 4.8 | 4 | 6.3 | 7.3 | 8.8 | 5.6 | 7.4 | 9.1 | 13.7 | 8.6
Colorado | Natural Gas - IC | 236.3 | 2.5 | 1.1 | 0.7 | 0.5 | 0.8 | 0.8 | 1.1 | 2.3 | 3.7 | 6.9 | 4.6 | 9.2 | 8.5 | 11.2 | 18.5
Colorado | Petroleum - GT | 100 | 0.4 | 0.5 | 0.4 | 0.3 | 0.4 | 0.3 | 0.2 | 0.2 | 0.3 | 0.4 | 0.3 | 0.5 | 0.5 | 0.4 | 0.7
Colorado | Petroleum - IC | 50.5 | 0 | 0.3 | 0 | 0 | 0 | 0 | 0 | 0 | 0 | 0 | 0.2 | 0.3 | 0.2 | 0.2 | 0.2
Colorado | Wind | [7 empty] | 36.1 | 31.9 | 35.6 | 36 | 35.8 | 32.4 | 31.5 | 31.9 | 34.5
Colorado | Usage Factors
Colorado | Pumped Storage | 580.8 | 6.9 | 4.2 | 7 | 8.7 | 10.1 | 12.5 | 11 | 11.8 | 10.8 | 12.6
Colorado | Battery | 10.2 | 1.9 | 1.3 | 2.9 | 1.3 | 1.9 | 0.8
Colorado | All Sources | 18266.7
Colorado | Note: Time adjusted capacity for the year is the capacity of all the generators that were included in the capacity factor calculation. Sources: U.S. Energy Information Administration, Form EIA-860, Annual Electric Generator Report. and U.S. Energy Information Administration, Form EIA-923, Power Plant Operations Report
Connecticut | Connecticut
Connecticut | Generation technology | 2022 Time adjusted capacity (MW) | Year 2022 | Year 2021 | Year 2020 | Year 2019 | Year 2018 | Year 2017 | Year 2016 | Year 2015 | Year 2014 | Year 2013 | Year 2012 | Year 2011 | Year 2010 | Year 2009 | Year 2008
Connecticut | Capacity Factors
Connecticut | Nuclear | 2101.1 | 89.5 | 93.7 | 86.3 | 92.1 | 93 | 90.2 | 90.4 | 95.2 | 85.2 | 92.7 | 92.5 | 86.5 | 90.9 | 90.4 | 87.2
Connecticut | Natural Gas - OTH | 66.3 | 81.5 | 69.4 | 66.9 | 81 | 85.8 | 89.3 | 78.1 | 84.4 | 78.3 | 61.1 | 55
Connecticut | Other, Biomass | 131.1 | 78.6 | 74 | 75.9 | 74.7 | 66.8 | 77.9 | 82.1 | 80.6 | 86 | 85.7 | 84.8 | 81.3 | 93.4 | 91.8 | 88.5
Connecticut | Natural Gas - CC | 3919.4 | 67.7 | 67.6 | 64 | 61.3 | 68.4 | 64.5 | 74.7 | 71.8 | 62.8 | 68 | 70.6 | 77 | 67.1 | 58.2 | 47.4
Connecticut | Wood | 37.5 | 32.2 | 86.3 | 88.7 | 81.9 | 79.7 | 63.6 | 72.3 | 58.1 | 32.4
Connecticut | Hydroelectric | 119.2 | 29.9 | 45.7 | 31.1 | 40.5 | 51.9 | 31 | 20.9 | 28.3 | 40.5 | 37.5 | 29.1 | 53.2 | 36.6 | 47.8 | 52
Connecticut | Wind - Onshore | 5 | 29.3 | 29.1 | 138.7 | 139.4 | 140.4 | 145
Connecticut | Natural Gas - IC | 15.7 | 28.6 | 37.3 | 47.4 | 36.2 | 44.3 | 45.1 | 37.9 | 33.1 | 37.5 | 36 | 43.7
Connecticut | Solar - PV | 256.5 | 18.2 | 16.8 | 17.1 | 16.4 | 15.6 | 15.4 | 20.2 | 19.9 | 17.9
Connecticut | Natural Gas - GT | 585.7 | 12.5 | 13.6 | 14.2 | 13.3 | 15.5 | 17.4 | 16.2 | 16.8 | 14.2 | 16.1 | 13.8 | 14.6 | 16.4 | 10.8 | 11.2
Connecticut | Natural Gas - ST | 457.1 | 5.1 | 2.7 | 4.3 | 3.4 | 5.8 | 3.6 | 8.9 | 13.8 | 13.5 | 25.1 | 25.3 | 24.6 | 25.2 | 26.6 | 20.6
Connecticut | Petroleum - ST | 1242.6 | 1.7 | 0.3 | 0.3 | 0.1 | 1.6 | 0.8 | 0.5 | 1.4 | 3.5 | 1.7 | 1.9 | 1.2 | 3.3 | 1.9 | 2.9
Connecticut | Petroleum - IC | 70.4 | 0.7 | 0.7 | 1.1 | 0.9 | 0.9 | 0.8 | 0.9 | 1.2 | 1.3 | 1 | 0.7 | 0.8 | 0.4 | 0.9 | 0.8
Connecticut | Petroleum - GT | 1059.4 | 0.2 | 0.1 | 0.1 | 0.1 | 0.4 | 0.5 | 0.4 | 0.5 | 0.7 | 0.4 | 0.3 | 0.4 | 0.9 | 0.4 | 0.2
Connecticut | Coal |  |  | 26.8 | 0 | 2 | 10.2 | 6.2 | 5.8 | 18.3 | 25 | 20.8 | 3.2 | 11 | 53.1 | 50 | 90.7
Connecticut | Other, not Biomass or Gas |  |  |  |  | 0 | 0 | 59.8 | 0 | 0 | 3.4 | 41.4 |  |  | 114.9 | 76.6 | 114.4
Connecticut | Wind | [7 empty] | 131.9
Connecticut | Usage Factors
Connecticut | Pumped Storage | 29.4 | 6.3 | 7.1 | 5.5 | 7.3 | 5.5 | 4.7 | 4.2 | 2.2 | 6.5 | 5.6
Connecticut | Battery | 1.6 | 0.8 | 1.2 | 0 | 0 | 0 | 0
Connecticut | All Sources | 10098
Connecticut | Note: Time adjusted capacity for the year is the capacity of all the generators that were included in the capacity factor calculation. Sources: U.S. Energy Information Administration, Form EIA-860, Annual Electric Generator Report. and U.S. Energy Information Administration, Form EIA-923, Power Plant Operations Report
Delaware | Delaware
Delaware | Generation technology | 2022 Time adjusted capacity (MW) | Year 2022 | Year 2021 | Year 2020 | Year 2019 | Year 2018 | Year 2017 | Year 2016 | Year 2015 | Year 2014 | Year 2013 | Year 2012 | Year 2011 | Year 2010 | Year 2009 | Year 2008
Delaware | Capacity Factors
Delaware | Natural Gas - OTH | 28.8 | 85.7 | 91.5 | 93.4 | 88.7 | 85.7 | 86.6 | 86.4 | 86.4 | 40.1 | 71.8
Delaware | Other, Biomass | 14.2 | 63.5 | 63.3 | 67.2 | 57.5 | 55.3 | 58.8 | 63.4 | 71.4 | 73.6 | 81.8 | 87.6 | 87.4 | 63.5 | 58.8 | 87.5
Delaware | Natural Gas - GT | 314 | 33.4 | 25.9 | 34.5 | 44.1 | 29.1 | 30.1 | 36.3 | 34.7 | 21.9 | 2.9 | 19.2 | 8.5 | 3.7 | 2.2 | 2
Delaware | Natural Gas - CC | 1504 | 25.3 | 18.2 | 25.3 | 24.9 | 31.4 | 40.5 | 42.3 | 41.2 | 45.5 | 43.9 | 52.2 | 39.6 | 24.7 | 13.4 | 13.6
Delaware | Wind - Onshore | 2 | 25 | 27.7 | 29.5 | 30.1 | 29.7 | 28.3
Delaware | Other, Gas | 135 | 20.9 | 20.5 | 21.1 | 27.2 | 26 | 29.2 | 31.9 | 27.7 | 28.6 | 41.3 | 24.4 | 17.6 | 0 | 16.4 | 22.8
Delaware | Solar - PV | 38.9 | 18.4 | 17.4 | 16.8 | 18.4 | 17.4 | 18.2 | 18.9 | 18.3 | 19.1 | 19.7 | 20.3 | 13.8
Delaware | Natural Gas - ST | 710 | 5.5 | 4.5 | 2.5 | 2.1 | 4.9 | 3.5 | 12.2 | 8.2 | 12 | 5.6 | 14.8 | 9.1 | 3.4 | 0.7 | 1.5
Delaware | Coal | 410 | 3.5 | 8.1 | 3.4 | 3.8 | 8.1 | 10.2 | 13.5 | 16.9 | 24.5 | 31 | 22.2 | 21.2 | 32.1 | 31.7 | 57.1
Delaware | Petroleum - GT | 114.1 | 0.2 | 0.1 | 0.1 | 0.3 | 0.3 | 0.1 | 0.1 | 0.2 | 0.4 | 0.1 | 0 | 0 | 0.1 | 0.1 | 0.1
Delaware | Petroleum - IC | [12 empty] | 0 | 0 | 0 | 0
Delaware | Petroleum - ST | [13 empty] | 1.7 | 1.2 | 2
Delaware | Wind | [7 empty] | 30.3 | 29.3 | 28.8 | 25.5 | 20.7 | 27.5 | 31.2
Delaware | Usage Factors
Delaware | All Sources | 3271
Delaware | Note: Time adjusted capacity for the year is the capacity of all the generators that were included in the capacity factor calculation. Sources: U.S. Energy Information Administration, Form EIA-860, Annual Electric Generator Report. and U.S. Energy Information Administration, Form EIA-923, Power Plant Operations Report
Florida | Florida
Florida | Generation technology | 2022 Time adjusted capacity (MW) | Year 2022 | Year 2021 | Year 2020 | Year 2019 | Year 2018 | Year 2017 | Year 2016 | Year 2015 | Year 2014 | Year 2013 | Year 2012 | Year 2011 | Year 2010 | Year 2009 | Year 2008
Florida | Capacity Factors
Florida | Nuclear | 3666 | 95.8 | 91.9 | 91.7 | 91.7 | 92.3 | 93.1 | 93.5 | 89.9 | 89.1 | 86.1 | 59 | 64.1 | 69.7 | 84.7 | 93.2
Florida | Wood | 438.2 | 66.9 | 70.6 | 63.3 | 69.3 | 69.6 | 64.3 | 58.4 | 65.9 | 64.7 | 71.3 | 73.7 | 73.5 | 70.1 | 65.5 | 64
Florida | Hydroelectric | 43.5 | 60.6 | 66 | 60.6 | 53.2 | 48.7 | 45.7 | 36.5 | 51.2 | 44.3 | 53.2 | 19.1 | 23 | 23.7 | 27.6 | 26.9
Florida | Natural Gas - CC | 34047.5 | 59.5 | 59 | 61.9 | 62.6 | 61.3 | 56.9 | 60.4 | 61 | 56.7 | 57.3 | 60.7 | 56.2 | 55.9 | 72.6 | 53.7
Florida | Other, Biomass | 703 | 56.7 | 59.4 | 57.6 | 59.9 | 61.1 | 58.3 | 59 | 56.8 | 53.1 | 55.4 | 63 | 64.8 | 62.3 | 62.2 | 63.7
Florida | Coal | 4562 | 43.9 | 45 | 34.4 | 39 | 45.8 | 45.9 | 48.5 | 49.2 | 57.6 | 53.3 | 50.3 | 58.5 | 67 | 60.2 | 71.6
Florida | Other, not Biomass or Gas | 312.9 | 32.9 | 39.1 | 48.1 | 50.7 | 48 | 53.3 | 54.8 | 53.9 | 45.6 | 48.1 | 52.6 | 57 | 47.5 | 42 | 43.3
Florida | Solar - PV | 5587.4 | 22.8 | 23.1 | 23.1 | 22.8 | 23.1 | 22.7 | 18.1 | 17.6 | 18.4 | 18.6 | 18.5 | 20.3 | 21.9 | 15.3
Florida | Natural Gas - IC | 142 | 21.5 | 22.3 | 21.7 | 13.5 | 7.2 | 2.3 | 3.4 | 3.1 | 5.1 | 4.9 | 3.7 | 3 | 3.9 | 5.1 | 2.1
Florida | Natural Gas - ST | 5420.9 | 14.4 | 18.7 | 20.7 | 21.2 | 23.5 | 21.8 | 24.3 | 18.6 | 15.2 | 10 | 14.4 | 12.8 | 11.7 | 8.2 | 17.3
Florida | Natural Gas - GT | 8833.5 | 8.6 | 8 | 6.2 | 7.4 | 8 | 7.5 | 9.4 | 5.8 | 4.6 | 5 | 6.3 | 6.5 | 6.7 | 6.4 | 6
Florida | Petroleum - GT | 1534 | 2.4 | 2.5 | 2 | 2.3 | 2.4 | 1.9 | 2.3 | 2.5 | 1.7 | 1.9 | 2 | 2.4 | 3.9 | 4 | 2.6
Florida | Petroleum - IC | 128.2 | 0 | 0.1 | 0 | 0 | 0 | 0 | 0 | 0.1 | 0 | 0 | 0 | 0.1 | 0.2 | 2.6 | 1.6
Florida | Petroleum - ST |  |  |  |  | 18 | 13 | 12.6 | 7.7 | 13.9 | 13.5 | 13.1 | 15.7 | 15.3 | 19.4 | 24.1 | 24.4
Florida | Usage Factors
Florida | Battery | 526.7 | 1.2 | 1.4 | 3.2 | 5.4 | 1.8
Florida | All Sources | 65945.8
Florida | Note: Time adjusted capacity for the year is the capacity of all the generators that were included in the capacity factor calculation. Sources: U.S. Energy Information Administration, Form EIA-860, Annual Electric Generator Report. and U.S. Energy Information Administration, Form EIA-923, Power Plant Operations Report
Georgia | Georgia
Georgia | Generation technology | 2022 Time adjusted capacity (MW) | Year 2022 | Year 2021 | Year 2020 | Year 2019 | Year 2018 | Year 2017 | Year 2016 | Year 2015 | Year 2014 | Year 2013 | Year 2012 | Year 2011 | Year 2010 | Year 2009 | Year 2008
Georgia | Capacity Factors
Georgia | Nuclear | 4061 | 95.8 | 95.4 | 92 | 94.4 | 96.6 | 94.8 | 96.7 | 95.1 | 91.6 | 92.5 | 95.1 | 90.8 | 94.2 | 89.1 | 88.8
Georgia | Natural Gas - OTH | 0.2 | 95.7 | 101.8 | 0
Georgia | Natural Gas - CC | 8073.2 | 73.4 | 72.9 | 74.6 | 73.3 | 66.6 | 70.3 | 68.2 | 66.9 | 55.2 | 55.1 | 57.5 | 47.8 | 43.6 | 39.4 | 25.7
Georgia | Wood | 952.2 | 67.4 | 70.6 | 68.5 | 69.5 | 65.8 | 68.7 | 63.3 | 67.6 | 67.9 | 67.3 | 65.3 | 68.6 | 70.7 | 65.1 | 61.2
Georgia | Natural Gas - IC | 7 | 66.5 | 77.2 | 66.2 | [11 empty] | 0
Georgia | Other, Biomass | 57.6 | 48.2 | 61.5 | 60.6 | 62.5 | 63.4 | 64.4 | 57.5 | 66.7 | 65.1 | 66.3 | 43.1 | 36.2 | 45.9 | 40.5 | 30.8
Georgia | Petroleum - ST | 144.8 | 46.9 | 17.7 | 25.2 | 25.8 | 28 | 24.3 | 19.4 | 17.5 | 15.1 | 15.8 | 21.3 | 29.3 | 31.6 | 30.9 | 29.2
Georgia | Coal | 6941.1 | 27.5 | 25.9 | 18.8 | 32.3 | 39 | 39.6 | 45.5 | 41.7 | 42.1 | 37.2 | 37.2 | 52.6 | 63.3 | 59.9 | 73.1
Georgia | Natural Gas - ST | 842.9 | 24.8 | 22.8 | 36 | 32.7 | 21.8 | 12.2 | 10.6 | 10.9 | 0.1 | 21 | 0 | 0 | 0.3 | 13.2 | 10.4
Georgia | Solar - PV | 3184.3 | 24.7 | 23.5 | 23.1 | 23 | 22.5 | 23.4 | 24 | 19.2 | 21.8 | 14.7 | 16.6
Georgia | Hydroelectric | 1985 | 18.3 | 21.1 | 26.7 | 22.2 | 20.6 | 13.4 | 16.9 | 16.6 | 17.1 | 20.7 | 12.2 | 14.7 | 18 | 17.9 | 11.8
Georgia | Natural Gas - GT | 7142.8 | 9.4 | 4.7 | 5.7 | 6.7 | 5.4 | 3.9 | 6.3 | 4.4 | 3.1 | 1.9 | 5.3 | 3.6 | 4 | 1.4 | 1.1
Georgia | Petroleum - GT | 1482.5 | 0.9 | 0 | 0 | 0.1 | 0.2 | 0.2 | 0.1 | 0.1 | 0.1 | 0 | 0 | 0 | 0.8 | 0.1 | 0.1
Georgia | Petroleum - IC | 100 | 0.5 | 0.1 | 0.1 | 0.4 | 0.5 | 0.3 | 0.2 | 0.3 | 0.3 | 0.2 | 0.2 | 0.2 | 0.4 | 0.4 | 0.3
Georgia | Other, not Biomass or Gas |  |  | 39 |  |  |  | 44.5 | 47.1 |  | 32.5
Georgia | Usage Factors
Georgia | Pumped Storage | 1897.4 | 11 | 11.6 | 13.2 | 15.2 | 12.9 | 14.2 | 14 | 14 | 13.1 | 13
Georgia | Battery | 62 | 6 | 3.6 | 0.1 | 0.3 | 0.9 | 0.6 | 0.3
Georgia | All Sources | 36934
Georgia | Note: Time adjusted capacity for the year is the capacity of all the generators that were included in the capacity factor calculation. Sources: U.S. Energy Information Administration, Form EIA-860, Annual Electric Generator Report. and U.S. Energy Information Administration, Form EIA-923, Power Plant Operations Report
Hawaii | Hawaii
Hawaii | Generation technology | 2022 Time adjusted capacity (MW) | Year 2022 | Year 2021 | Year 2020 | Year 2019 | Year 2018 | Year 2017 | Year 2016 | Year 2015 | Year 2014 | Year 2013 | Year 2012 | Year 2011 | Year 2010 | Year 2009 | Year 2008
Hawaii | Capacity Factors
Hawaii | Wood | 7.5 | 78.5
Hawaii | Other, not Biomass or Gas | 27.5 | 70 |  | 59.7 | 74.8 | 82.5 | 79.5 | 77.9 | 77.2 | 90.5 | 88.5
Hawaii | Coal | 119.8 | 63.5 | 70.2 | 74.9 | 83.5 | 84.1 | 88.5 | 95.7 | 83.7 | 94 | 87.2 | 95 | 87.7 | 95.6 | 94.2 | 101.1
Hawaii | Geothermal | 43 | 55.3 | 48.8 | 2.6 | 0 | 29.2 | 85.6 | 68.9 | 61.2 | 67.4 | 73 | 72.4 | 82.4 | 73.9 | 61.7 | 86.1
Hawaii | Petroleum - ST | 1018.2 | 41.5 | 36.9 | 38.4 | 41.1 | 41.6 | 41.2 | 42.1 | 43.4 | 44.4 | 42.8 | 45.3 | 48.5 | 49.1 | 50.1 | 52.2
Hawaii | Hydroelectric | 32.4 | 38.8 | 40.5 | 34.7 | 33 | 42.5 | 29.1 | 42 | 55.3 | 43 | 35.8 | 48.8 | 42.2 | 31.9 | 50.8 | 38.5
Hawaii | Wind - Onshore | 233.2 | 30.6 | 32.2 | 32 | 29.4 | 33.4 | 29.5
Hawaii | Other, Biomass | 146.4 | 30.1 | 32.4 | 32.9 | 38.3 | 24.2 | 25.6 | 25.6 | 25.3 | 26.4 | 25.5 | 24.6 | 26 | 25 | 37.6 | 55.1
Hawaii | Solar - PV | 304.4 | 20.8 | 20.3 | 19.7 | 20 | 20.8 | 21.8 | 21.2 | 16.6 | 17.5 | 14.6 | 22.9 | 18.6 | 16.7 | 13.1
Hawaii | Petroleum - IC | 185 | 16.1 | 15.2 | 16.6 | 20.4 | 18.6 | 21.2 | 20.6 | 22.3 | 21.2 | 21.3 | 23.1 | 25.4 | 26.3 | 25.1 | 23.4
Hawaii | Petroleum - GT | 337.1 | 12.7 | 15.2 | 11 | 12.2 | 13 | 13.4 | 11.5 | 12 | 13.9 | 9.2 | 22.5 | 31.5 | 32.2 | 30.4 | 27.9
Hawaii | Other, Gas | [5 empty] | 82.7 | 88.3 | 86.6 | 92.1 | 90.4 | 73.3 | 75.1 | 63.8 | 87.8 | 90.3 | 85.1
Hawaii | Wind | [7 empty] | 35.4 | 34 | 32.1 | 27.9 | 38.8 | 44.8 | 48.4 | 45 | 42.8
Hawaii | Usage Factors
Hawaii | Battery | 91.7 | 5 | 6.1 | 5 | 0.2 | 0.3 | 0.4 | 8.5 | 0 | 0 | 0
Hawaii | All Sources | 2985.9
Hawaii | Note: Time adjusted capacity for the year is the capacity of all the generators that were included in the capacity factor calculation. Sources: U.S. Energy Information Administration, Form EIA-860, Annual Electric Generator Report. and U.S. Energy Information Administration, Form EIA-923, Power Plant Operations Report
Idaho | Idaho
Idaho | Generation technology | 2022 Time adjusted capacity (MW) | Year 2022 | Year 2021 | Year 2020 | Year 2019 | Year 2018 | Year 2017 | Year 2016 | Year 2015 | Year 2014 | Year 2013 | Year 2012 | Year 2011 | Year 2010 | Year 2009 | Year 2008
Idaho | Capacity Factors
Idaho | Geothermal | 10 | 104.4 | 106.1 | 103.1 | 109.1 | 94.9 | 96.4 | 82 | 86.3 | 90 | 45.3 | 37.8 | 32.2 | 36.4 | 43.6 | 46.4
Idaho | Wood | 66.1 | 72.5 | 77.6 | 82.7 | 81.5 | 80.3 | 75.2 | 89.2 | 87.1 | 82.4 | 91.4 | 86.2 | 85.9 | 84.6 | 87.9 | 88.8
Idaho | Natural Gas - CC | 595 | 61.5 | 77.9 | 66.7 | 68.8 | 56.8 | 56 | 56.2 | 65.7 | 47.9 | 61 | 46.5 | 39.2 | 63.2 | 55.5 | 60.7
Idaho | Other, Biomass | 19.1 | 53.7 | 54.3 | 59.7 | 48.6 | 47.6 | 57.7 | 58.4 | 57.4 | 58.1 | 68.4 | 52.6 | 53.4 | 44.9 | 0
Idaho | Natural Gas - ST | 16.7 | 51.3 | 55.6 | 75.5 | 51.6 | 27 | 40.5 | 43.7 | 0 | 0 | 0
Idaho | Other, not Biomass or Gas | 14.8 | 39 | 47.8 | 40.6 | 50.6 | 49.3 | 52.7 | 50 | 62.3 | 57.8 | 59.4 | 53.3 | 59.9 | 60.7 | 55.8 | 53.5
Idaho | Hydroelectric | 2672.3 | 35.7 | 34.8 | 39.1 | 42.7 | 45.5 | 44.9 | 38 | 36.9 | 38 | 35.8 | 45.9 | 56.6 | 38.7 | 44.4 | 45.4
Idaho | Wind - Onshore | 968.3 | 28.8 | 31.5 | 32.5 | 30 | 31.2 | 29.9
Idaho | Solar - PV | 242 | 24.9 | 26.6 | 26.6 | 26.4 | 26.4 | 23.9 | 17.5
Idaho | Natural Gas - GT | 627.7 | 18.4 | 21.7 | 16.4 | 17.1 | 9.5 | 5.5 | 7.7 | 9.7 | 2.8 | 6.6 | 2.2 | 2.5 | 3.1 | 4.9 | 3.9
Idaho | Petroleum - IC | 5.4 | 0.1 | 0.1 | 0.1 | 0.1 | 0.1 | 0 | 0.1 | 0.1 | 0 | 0.1 | 0.1 | 0.1 | 0.2 | 0.1 | 0.3
Idaho | Coal |  |  | 67.7 | 44.8 | 70.2 | 64 | 72.8 | 69.6 | 63.5 | 56 | 69.6 | 61.2 | 57.4 | 60.4 | 44.2 | 48.2
Idaho | Wind | [7 empty] | 30.2 | 26.9 | 33.3 | 29.2 | 31.7 | 31.7 | 26.5 | 25.2 | 24.5
Idaho | Usage Factors
Idaho | All Sources | 5237.4
Idaho | Note: Time adjusted capacity for the year is the capacity of all the generators that were included in the capacity factor calculation. Sources: U.S. Energy Information Administration, Form EIA-860, Annual Electric Generator Report. and U.S. Energy Information Administration, Form EIA-923, Power Plant Operations Report
Illinois | Illinois
Illinois | Generation technology | 2022 Time adjusted capacity (MW) | Year 2022 | Year 2021 | Year 2020 | Year 2019 | Year 2018 | Year 2017 | Year 2016 | Year 2015 | Year 2014 | Year 2013 | Year 2012 | Year 2011 | Year 2010 | Year 2009 | Year 2008
Illinois | Capacity Factors
Illinois | Nuclear | 11567.6 | 97.6 | 95.6 | 98.5 | 97.3 | 96.7 | 95.8 | 96.9 | 95.8 | 96.6 | 95.8 | 95.1 | 95.2 | 96 | 95.3 | 95.2
Illinois | Other, not Biomass or Gas | 78 | 80.3 | 77.3 | 77.9 | 73.4 | 65.3 | 74.4 |  |  | 28.1
Illinois | Coal | 8412.6 | 54.2 | 51.8 | 35.6 | 45.5 | 54.1 | 47.9 | 47.1 | 55.2 | 64.5 | 64.9 | 61.6 | 68 | 67.7 | 65.5 | 70.5
Illinois | Other, Gas | 36.5 | 54.1 | 58.2 | 65.7 | 56.8 | 53.7 | 60.9 | 71.2 | 61.5 | 38.3 | 38.1 | 61.1 | 59.7 | 60.2 | 17.3 | 6.9
Illinois | Other, Biomass | 60.3 | 52.4 | 56.9 | 50.7 | 53.5 | 52.2 | 44.4 | 48.1 | 50 | 51.2 | 54.5 | 57 | 54.2 | 53.2 | 53.6 | 50.4
Illinois | Natural Gas - CC | 4276 | 41 | 40.8 | 54.5 | 48.9 | 36.9 | 33.5 | 34.2 | 26.7 | 12.6 | 18.2 | 30.2 | 13.8 | 12.2 | 10.8 | 8.1
Illinois | Hydroelectric | 32.9 | 40 | 44.3 | 45.1 | 41.5 | 49.1 | 41.9 | 44.3 | 41.7 | 44.3 | 40.3 | 33.2 | 39.9 | 33.8 | 37.8 | 38.7
Illinois | Wind - Onshore | 7004.7 | 38.2 | 33.9 | 32.4 | 33.9 | 31 | 34.9
Illinois | Solar - PV | 750.5 | 22.6 | 17.9 | 16.3 | 17.4 | 18.6 | 18.1 | 16.9 | 17.4 | 18.1 | 18.8 | 9.9 | 17.8 | 17.9
Illinois | Natural Gas - ST | 1538.5 | 8.3 | 10.2 | 9.3 | 12 | 5.8 | 15.7 | 13 | 10.3 | 5.1 | 1 | 2.5 | 5.6 | 1.9 | 2.1 | 4.3
Illinois | Natural Gas - IC | 185.2 | 4.9 | 4.2 | 3.6 | 3.8 | 3.3 | 1.9 | 2.3 | 1.1 | 1.7 | 1.5 | 2.1 | 2 | 1.5 | 0.7 | 1.8
Illinois | Natural Gas - GT | 10490.7 | 2.7 | 7 | 5.7 | 4.4 | 5 | 3.9 | 5.8 | 3.2 | 2.2 | 2.2 | 3.4 | 2.3 | 2.4 | 1.2 | 2
Illinois | Petroleum - IC | 301.7 | 0.2 | 0.4 | 0.2 | 0.1 | 0.2 | 0.2 | 0.2 | 0.1 | 0.1 | 0.1 | 0.1 | 0.2 | 0.2 | 0.1 | 0.1
Illinois | Petroleum - GT | 360.5 | 0.1 | 0.1 | 0 | 0.1 | 0.1 | 0.2 | 0.1 | 0 | 0.1 | 0 | 0.1 | 0 | 0.2 | 0.1 | 0.2
Illinois | Petroleum - ST | [12 empty] | 0 | 0 | 0 | 0
Illinois | Wind | [7 empty] | 31.7 | 33.4 | 32.6 | 31.2 | 29.4 | 29.2 | 28.1 | 28.4 | 33.4
Illinois | Usage Factors
Illinois | Battery | 115.7 | 4.1 | 4.7 | 3.9 | 3.3 | 7.8 | 9.7 | 4.8 | 2.1 | 0.7
Illinois | All Sources | 45211.4
Illinois | Note: Time adjusted capacity for the year is the capacity of all the generators that were included in the capacity factor calculation. Sources: U.S. Energy Information Administration, Form EIA-860, Annual Electric Generator Report. and U.S. Energy Information Administration, Form EIA-923, Power Plant Operations Report
Indiana | Indiana
Indiana | Generation technology | 2022 Time adjusted capacity (MW) | Year 2022 | Year 2021 | Year 2020 | Year 2019 | Year 2018 | Year 2017 | Year 2016 | Year 2015 | Year 2014 | Year 2013 | Year 2012 | Year 2011 | Year 2010 | Year 2009 | Year 2008
Indiana | Capacity Factors
Indiana | Natural Gas - CC | 3875 | 74.2 | 61 | 77.1 | 78.6 | 68.1 | 63.7 | 72.4 | 61.7 | 36.8 | 34.1 | 54.8 | 36.7 | 21.7 | 12.8 | 12.2
Indiana | Other, Gas | 545.1 | 64.4 | 61.9 | 64.1 | 60.6 | 59.3 | 47.4 | 50.2 | 53.4 | 48.9 | 53.4 | 57.5 | 55.6 | 56.1 | 47.6 | 52.7
Indiana | Other, Biomass | 72.1 | 61.7 | 69.9 | 74.1 | 76.8 | 73.2 | 71.8 | 67.4 | 72 | 69.1 | 72.5 | 68.2 | 74.1 | 74.1 | 78.1 | 78.6
Indiana | Hydroelectric | 70.6 | 59.9 | 64.8 | 46.6 | 44.1 | 42.1 | 57.8 | 80.3 | 72.1 | 70.1 | 73.1 | 82.4 | 77.9 | 86.5 | 96 | 83
Indiana | Other, not Biomass or Gas | 88 | 59.1 | 60.3 | 61.2 | 40.2 | 38.5 | 36.8 | 44 | 51.3 | 44.4 | 42.4 | 34.8 | 35.5 | 47 | 42.3 | 43.7
Indiana | Coal | 13842.5 | 43.4 | 43.3 | 36.3 | 46.5 | 58.2 | 53.2 | 51.6 | 50.9 | 60.3 | 57.6 | 55.9 | 62.8 | 66.4 | 62.8 | 70.7
Indiana | Wind - Onshore | 3453.1 | 33 | 29 | 29.9 | 30.7 | 29.2 | 29.8
Indiana | Natural Gas - ST | 802.6 | 23.3 | 24.9 | 27.2 | 18 | 19.8 | 18.7 | 32.4 | 30.2 | 24.1 | 54.6 |  |  |  | 0 | 0
Indiana | Solar - PV | 613.4 | 20.1 | 17.1 | 15.9 | 16.7 | 16.8 | 17.4 | 18.4 | 17.8 | 17.7 | 22.6 | 0
Indiana | Natural Gas - IC | 25 | 18 | 14.2 | 17.7 | 26.4 | 25.6 | 23.9 | 22.2 | 18 | 17.9 | 43.6 | 11.2 | 10.6 |  |  | 0.8
Indiana | Natural Gas - GT | 3354.5 | 10.8 | 9.9 | 7.5 | 6.5 | 8.7 | 6 | 4.9 | 3.4 | 1.4 | 2.2 | 2.8 | 1.8 | 1.8 | 0.7 | 1
Indiana | Petroleum - GT | 37 | 9.3 | 10 | 8.1 | 5.7 | 3.8 | 2.2 | 2 | 1.9 | 0.6 | 0.5 | 0.7 | 0.7 | 0.5 | 0 | 0.2
Indiana | Petroleum - IC | 58.8 | 1.4 | 1.4 | 3 | 2.2 | 2.2 | 1.9 | 1.5 | 2 | 2.2 | 2.8 | 2 | 1.3 | 1 | 0.4 | 0.3
Indiana | Petroleum - ST | [11 empty] | 0 | 0.1 | 3.2 | 0 | 0.2
Indiana | Wind | [7 empty] | 29.4 | 29.6 | 25.6 | 25.8 | 26.8 | 28 | 29.5 | 23.1 | 30.9
Indiana | Usage Factors
Indiana | Battery | 36 | 0.6 | 0.5 | 0.2 | 0.1 | 0 | 0 | 0
Indiana | All Sources | 26873.7
Indiana | Note: Time adjusted capacity for the year is the capacity of all the generators that were included in the capacity factor calculation. Sources: U.S. Energy Information Administration, Form EIA-860, Annual Electric Generator Report. and U.S. Energy Information Administration, Form EIA-923, Power Plant Operations Report
Iowa | Iowa
Iowa | Generation technology | 2022 Time adjusted capacity (MW) | Year 2022 | Year 2021 | Year 2020 | Year 2019 | Year 2018 | Year 2017 | Year 2016 | Year 2015 | Year 2014 | Year 2013 | Year 2012 | Year 2011 | Year 2010 | Year 2009 | Year 2008
Iowa | Capacity Factors
Iowa | Other, Biomass | 20.6 | 58.2 | 62.4 | 64.8 | 72.1 | 74.4 | 73 | 79.3 | 79.8 | 80.3 | 82.6 | 63.2 | 65.5 | 85.1 | 85.8 | 86.7
Iowa | Hydroelectric | 209.4 | 55.1 | 61.3 | 77.6 | 62.1 | 72.1 | 80.6 | 72 | 75.6 | 69.2 | 59 | 59.9 | 73.3 | 75.1 | 76.9 | 65.9
Iowa | Wind - Onshore | 12039.6 | 43.2 | 36.6 | 36.7 | 34.1 | 33.6 | 35.8
Iowa | Coal | 5068.5 | 41.3 | 48.2 | 30.8 | 47.8 | 61.1 | 53.2 | 51.2 | 54.9 | 59.1 | 58 | 60.1 | 63.5 | 68.4 | 60.8 | 66.7
Iowa | Natural Gas - CC | 1752.5 | 39.9 | 35 | 37.4 | 43.1 | 41.1 | 26.8 | 24.5 | 21.2 | 11.5 | 10.6 | 14.3 | 7.4 | 10.5 | 9.7 | 19.9
Iowa | Solar - PV | 196.6 | 21.4 | 23.1 | 16.1 | 15.9 | 14.7 | 14.2 | 3.5
Iowa | Natural Gas - ST | 578.3 | 13.4 | 16.8 | 13.2 | 8.2 | 7.7 | 8.6 | 6.2 | 9 | 3.5 | 6.9 | 20.2 |  |  | 129.3 | 101.7
Iowa | Petroleum - ST | 39.5 | 6.4 | 13.2 | 37 | 33.7 | 17.6 | 17 | 17.9 | 19 | 40.2 | 41.3 | 41.6 | 0
Iowa | Petroleum - GT | 334.3 | 5.5 | 0.7 | 0 | 0.1 | 0.1 | 0.1 | 0.2 | 0.1 | 0.3 | 0.6 | 1.1 | 0.5 | 0.6 | 0.4 | 0.5
Iowa | Natural Gas - IC | 164.1 | 5.1 | 4.3 | 0.3 | 0.4 | 0.3 | 0.4 | 0.5 | 0.2 | 0.3 | 0.1 | 0.2 | 0.2 | 0.1 | 0.1 | 0.1
Iowa | Natural Gas - GT | 1123.4 | 3.4 | 5.1 | 4.5 | 4.5 | 4.7 | 3.3 | 2.4 | 1 | 1 | 1.3 | 1.4 | 1.1 | 1.6 | 0.5 | 0.5
Iowa | Petroleum - IC | 594.5 | 0.2 | 0.4 | 0.2 | 0.2 | 0.2 | 0.7 | 2.7 | 0.4 | 0.1 | 0.1 | 0.2 | 0.1 | 0.1 | 0.1 | 0.1
Iowa | Nuclear |  |  |  | 66 | 99.4 | 92.9 | 99 | 89 | 99.5 | 78.8 | 101 | 82.3 | 99 | 84.6 | 88.8 | 103.7
Iowa | Other, not Biomass or Gas | [9 empty] | 0.8
Iowa | Wind | [7 empty] | 36.2 | 35.5 | 36.1 | 35.5 | 35.2 | 33.5 | 29.1 | 28.2 | 30.2
Iowa | Usage Factors
Iowa | Battery | 3.9 | 0.4 | 1.6 | 4.1 | 6.6
Iowa | All Sources | 22125.2
Iowa | Note: Time adjusted capacity for the year is the capacity of all the generators that were included in the capacity factor calculation. Sources: U.S. Energy Information Administration, Form EIA-860, Annual Electric Generator Report. and U.S. Energy Information Administration, Form EIA-923, Power Plant Operations Report
Kansas | Kansas
Kansas | Generation technology | 2022 Time adjusted capacity (MW) | Year 2022 | Year 2021 | Year 2020 | Year 2019 | Year 2018 | Year 2017 | Year 2016 | Year 2015 | Year 2014 | Year 2013 | Year 2012 | Year 2011 | Year 2010 | Year 2009 | Year 2008
Kansas | Capacity Factors
Kansas | Nuclear | 1225 | 83.7 | 79.9 | 98.3 | 86.2 | 85.5 | 99.2 | 79.9 | 84.1 | 83.3 | 69.7 | 80.4 | 71.4 | 94 | 86.3 | 83.5
Kansas | Other, Biomass | 9 | 77.2 | 74.5 | 80.6 | 79.5 | 84.4 | 76.6 | 74.4 | 78.5 | 48.4 | 92.3 | 92 | 94.5 | 92.1
Kansas | Natural Gas - CC | 266 | 62.9 | 57.2 | 63 | 50.3 | 55.5 | 43.8 | 31.2 | 0
Kansas | Coal | 4521.4 | 51.4 | 49.2 | 43.2 | 42.5 | 49.7 | 47.2 | 56.5 | 57.5 | 64.6 | 65.7 | 61.3 | 69.9 | 72 | 71.5 | 75
Kansas | Wind - Onshore | 8221.3 | 41.2 | 40.3 | 42.4 | 41 | 42.1 | 42.7
Kansas | Hydroelectric | 7 | 38.6 | 48.8 | 52.7 | 33.4 | 43.1 | 47.6 | 49.7 | 30.9 | 26.4 | 23.7 | 16.9 | 22.7 | 58 | 56.2 | 46.3
Kansas | Solar - PV | 35.3 | 23.8 | 23.1 | 25.5 | 14.4 | 21 | 19.6 | 20 | 23
Kansas | Other, not Biomass or Gas | 0.8 | 11.8 | 71 | 70.7 | 71.3 | 71.5 | 67.5 | 0 | 0 | 0 | 0
Kansas | Natural Gas - GT | 2192.6 | 7.4 | 5.7 | 5.4 | 7.8 | 5.5 | 2.8 | 3.6 | 3 | 3.1 | 2.8 | 5.3 | 4 | 3.8 | 3.3 | 2.3
Kansas | Natural Gas - IC | 586.7 | 6.6 | 4.6 | 2.6 | 4.2 | 5.5 | 4.2 | 4.6 | 2.3 | 1.6 | 1.2 | 1.8 | 1.8 | 1.5 | 4.3 | 1.2
Kansas | Petroleum - GT | 223.6 | 1.3 | 1.7 | 0.3 | 0.8 | 0.5 | 0.2 | 0.3 | 0.4 | 0.4 | 0 | 0.2 | 0.1 | 0.1 | 0.1 | 0.1
Kansas | Natural Gas - ST | 806 | 0.7 | 0.4 | 0.5 | 2 | 3.3 | 2.8 | 3.4 | 5.2 | 5.3 | 9.2 | 12 | 10.2 | 9.1 | 11.1 | 10.7
Kansas | Petroleum - IC | 312.5 | 0.4 | 0.5 | 0.2 | 0.2 | 0.1 | 0.1 | 0.2 | 0.1 | 0.1 | 0.2 | 0.5 | 0.3 | 0.3 | 0.3 | 0.2
Kansas | Wind | [7 empty] | 41.9 | 40.8 | 41.7 | 39.6 | 36 | 38.9 | 36.7 | 33.6 | 41.8
Kansas | Usage Factors
Kansas | All Sources | 18407.2
Kansas | Note: Time adjusted capacity for the year is the capacity of all the generators that were included in the capacity factor calculation. Sources: U.S. Energy Information Administration, Form EIA-860, Annual Electric Generator Report. and U.S. Energy Information Administration, Form EIA-923, Power Plant Operations Report
Kentucky | Kentucky
Kentucky | Generation technology | 2022 Time adjusted capacity (MW) | Year 2022 | Year 2021 | Year 2020 | Year 2019 | Year 2018 | Year 2017 | Year 2016 | Year 2015 | Year 2014 | Year 2013 | Year 2012 | Year 2011 | Year 2010 | Year 2009 | Year 2008
Kentucky | Capacity Factors
Kentucky | Wood | 52.3 | 74.8 | 74.8 | 56.8 | 65.3 | 75.8 | 87.1 | 85 | 82.4 | 82.5 | 53 | 53.9 | 80.1 | 80.7 | 61.4 | 88
Kentucky | Natural Gas - CC | 1763 | 73.2 | 73.3 | 74.3 | 75.2 | 68.6 | 55.1 | 83.8 | 83.2
Kentucky | Coal | 9180 | 58.9 | 60.8 | 49.9 | 52.3 | 57.2 | 54.4 | 59.1 | 59.9 | 64.2 | 63.6 | 62.8 | 69.7 | 73 | 67.9 | 75.3
Kentucky | Other, Biomass | 22.2 | 54 | 59.2 | 58.7 | 54.3 | 58.3 | 65.7 | 63.5 | 63.6 | 59.3 | 66.4 | 62.3 | 61.7 | 58.3 | 65.5 | 75.6
Kentucky | Hydroelectric | 1137.4 | 45.5 | 49 | 50.2 | 42.1 | 44 | 46.3 | 38.1 | 46.5 | 43 | 45 | 32.5 | 41.3 | 35.8 | 46 | 26.5
Kentucky | Natural Gas - ST | 483 | 18.6 | 24.2 | 40 | 46.7 | 27.4 | 24.8 | 23.2
Kentucky | Solar - PV | 32 | 16.7 | 19.2 | 18.7 | 19.7 | 17.1 | 19.1 | 22.8
Kentucky | Natural Gas - GT | 4905.6 | 11.1 | 6.1 | 4.4 | 6 | 7.6 | 5.4 | 6.2 | 7.6 | 5.7 | 3.2 | 6.3 | 3.1 | 4 | 1.9 | 2.1
Kentucky | Petroleum - IC | 11.9 | 0 | 0 | 0 | 0 | 0 | 0 | 0 | 0 | 1 | 0.9 | 1.5 | 1.6 | 2 | 1.1 | 0.8
Kentucky | Petroleum - GT | [10 empty] | 0.1 | 0 | 1.4 | 0 | 0.4 | 0.8
Kentucky | Petroleum - ST | [8 empty] | 0
Kentucky | Usage Factors
Kentucky | All Sources | 17587.4
Kentucky | Note: Time adjusted capacity for the year is the capacity of all the generators that were included in the capacity factor calculation. Sources: U.S. Energy Information Administration, Form EIA-860, Annual Electric Generator Report. and U.S. Energy Information Administration, Form EIA-923, Power Plant Operations Report
Louisiana | Louisiana
Louisiana | Generation technology | 2022 Time adjusted capacity (MW) | Year 2022 | Year 2021 | Year 2020 | Year 2019 | Year 2018 | Year 2017 | Year 2016 | Year 2015 | Year 2014 | Year 2013 | Year 2012 | Year 2011 | Year 2010 | Year 2009 | Year 2008
Louisiana | Capacity Factors
Louisiana | Nuclear | 2132 | 86.6 | 92.3 | 90.5 | 74.9 | 91.8 | 82.6 | 91.5 | 82.1 | 92.7 | 91.1 | 83.6 | 88.9 | 99.3 | 89.5 | 81.3
Louisiana | Other, Gas | 162.7 | 85.2 | 75 | 83.8 | 85.2 | 79.9 | 78.9 | 82.4 | 80.7 | 96.8 | 69.3 | 86.1 | 67 | 59.9 | 55.3 | 56.5
Louisiana | Wood | 408 | 74.9 | 75.9 | 77.1 | 77.3 | 78.2 | 79.1 | 77.5 | 73.7 | 74 | 73.8 | 66 | 67.8 | 70.8 | 56.5 | 68.5
Louisiana | Other, Biomass | 14.1 | 65.1 | 68.1 | 47.7 | 68 | 65.4 | 72.4 | 66.2 | 73.4 | 70.4 | 60.8 | 50.2 | 58.6 | 61.3 | 55.6 | 58.3
Louisiana | Natural Gas - CC | 9695.8 | 63.9 | 55.7 | 62 | 64.5 | 64.5 | 60.6 | 67 | 68 | 59.3 | 50.1 | 55.9 | 48.6 | 47.7 | 42.5 | 42.2
Louisiana | Hydroelectric | 192 | 54.5 | 65.9 | 71.4 | 81.2 | 70.1 | 53.9 | 65.4 | 59.4 | 64.8 | 62.1 | 40.3 | 62.1 | 65.9 | 73.5 | 63.1
Louisiana | Petroleum - ST | 818.3 | 51.6 | 66 | 60.4 | 54.6 | 72.7 | 69.6 | 73.1 | 64.8 | 73.6 | 72.2 | 48.6 | 65 | 48.1 | 66.5 | 77.6
Louisiana | Coal | 2074.1 | 43.5 | 31.4 | 12.9 | 27.8 | 43.9 | 47.1 | 45.6 | 55.4 | 61 | 66.3 | 69 | 81.3 | 80.7 | 76.4 | 79.2
Louisiana | Natural Gas - GT | 2972.9 | 37.1 | 35.3 | 32.6 | 35.6 | 35.6 | 34.8 | 34.5 | 35.4 | 38.9 | 42.1 | 21.6 | 32.1 | 32.3 | 30 | 32.7
Louisiana | Natural Gas - IC | 84.9 | 27.8 | 25.9 | 18.1 | 16 | 30 | 29.4 | 21.4 | 24.9 | 22.5 | 39.7 | 0.1 | 0.4 | 0.3 | 0.5 | 0.1
Louisiana | Solar - PV | 82.9 | 24.1 | 22.4 | 9 | 15.6 | 15.7 | 25.1
Louisiana | Other, not Biomass or Gas | 329.2 | 18.3 | 14.1 | 16 | 22.3 | 26.3 | 24.3 | 28.6 | 29.5 | 23.7 | 23.4 | 16.9 | 19.6 | 29 | 22.7 | 15.5
Louisiana | Natural Gas - ST | 5661.3 | 15.6 | 13.8 | 18.9 | 25.6 | 20 | 17.5 | 18.6 | 17 | 16.8 | 17.2 | 22.2 | 20.2 | 17.7 | 14.5 | 15.6
Louisiana | Petroleum - GT | 32.1 | 3.1 | 1.5 | 0.3 | 3 | 3 | 4.3 | 1.1 | 2.9 | 2 | 0.3 | 0.4 | 0.3 | 0.2 | 0 | 0
Louisiana | Petroleum - IC | 17.6 | 0 | 0 | 0 | 0 | 0 | 0 | 0 | 0 | 0 | 0 | 0 | 0.2 | 0.1 | 0.3 | 0.1
Louisiana | Natural Gas - OTH | [9 empty] | 0 | 0 | 23.5 | 16.5 | 13.1 | 8.3 | 8.7
Louisiana | Usage Factors
Louisiana | Battery | 0.5 | 0 | 0 | 0 | 0 | 0 | 0
Louisiana | All Sources | 24678.4
Louisiana | Note: Time adjusted capacity for the year is the capacity of all the generators that were included in the capacity factor calculation. Sources: U.S. Energy Information Administration, Form EIA-860, Annual Electric Generator Report. and U.S. Energy Information Administration, Form EIA-923, Power Plant Operations Report
Maine | Maine
Maine | Generation technology | 2022 Time adjusted capacity (MW) | Year 2022 | Year 2021 | Year 2020 | Year 2019 | Year 2018 | Year 2017 | Year 2016 | Year 2015 | Year 2014 | Year 2013 | Year 2012 | Year 2011 | Year 2010 | Year 2009 | Year 2008
Maine | Capacity Factors
Maine | Other, not Biomass or Gas | 22 | 53.6 | 50.7 | 53 | 50.2 | 55.4 | 56.5 | 53.1 | 41.7 | 50.2 | 49.4 | 46.6
Maine | Wood | 450 | 50.5 | 54.1 | 50.6 | 47.3 | 50.7 | 51 | 45.1 | 48.5 | 51.6 | 51.8 | 55.7 | 48.1 | 54.3 | 53.7 | 60.9
Maine | Hydroelectric | 725.8 | 48.2 | 40 | 49.1 | 54.5 | 50.8 | 52.8 | 46.6 | 52.6 | 56.4 | 55.5 | 57.3 | 61.2 | 58.8 | 65.2 | 69.5
Maine | Other, Biomass | 38.6 | 40 | 52.2 | 54.2 | 58.3 | 68.9 | 81.7 | 82.1 | 80 | 84.3 | 83.1 | 83.6 | 77.7 | 81.1 | 81 | 77
Maine | Natural Gas - CC | 1279.7 | 31.8 | 24.4 | 12 | 11.5 | 16.7 | 17.4 | 28.7 | 22.5 | 30.6 | 26.5 | 36.9 | 44.3 | 58.8 | 35 | 34.8
Maine | Wind - Onshore | 1012.8 | 30.6 | 29.2 | 29.4 | 30.9 | 29.5 | 29.5
Maine | Solar - PV | 247.7 | 19.3 | 16.8 | 14 | 14.4 | 24.5 | 14
Maine | Natural Gas - GT | 312 | 16.1 | 15.3 | 14.7 | 14 | 28.8 | 9.1 | 7.9 | 16.2 | 32.7 | 71.9 | 70.5 | 73.6 | 55.1 | 39.4 | 55
Maine | Natural Gas - ST | 80 | 13.5 | 12.2 | 0 | 0 | 0 | 0 | 0.4 | 2.2 | 39.4 | 63.4 | 65 | 61.3
Maine | Petroleum - ST | 810.9 | 3.3 | 0.1 | 0.2 | 0.1 | 2.2 | 1.5 | 1.3 | 6.6 | 3.4 | 2.7 | 0.8 | 1.1 | 2.1 | 3 | 2.6
Maine | Petroleum - IC | 1.8 | 0.7 | 0.2 | 0.9 | 0 | 0.1 | 0.1 | 0.1 | 0.1 | 0.2 | 0.3 | 0.1 | 0.3 | 0.6 | 0.3 | 0.4
Maine | Petroleum - GT | 32 | 0.1 | 0.1 | 0.6 | 0.5 | 0.7 | 0.5 | 0.2 | 0.8 | 0.7 | 0.2 | 0.1 | 0.2 | 0.2 | 0.1 | 0.2
Maine | Coal | [9 empty] | 79 | 82.1 | 83.3 | 84.4 | 81 | 61.3 | 76.9
Maine | Wind | [7 empty] | 28.4 | 31.3 | 29.1 | 27.8 | 25 | 27.8 | 25.4 | 28.8 | 35.4
Maine | Usage Factors
Maine | Battery | 46.3 | 4.6 | 6.7 | 9.4 | 9.9 | 11 | 11.6
Maine | All Sources | 5059.7
Maine | Note: Time adjusted capacity for the year is the capacity of all the generators that were included in the capacity factor calculation. Sources: U.S. Energy Information Administration, Form EIA-860, Annual Electric Generator Report. and U.S. Energy Information Administration, Form EIA-923, Power Plant Operations Report
Montana | Montana
Montana | Generation technology | 2022 Time adjusted capacity (MW) | Year 2022 | Year 2021 | Year 2020 | Year 2019 | Year 2018 | Year 2017 | Year 2016 | Year 2015 | Year 2014 | Year 2013 | Year 2012 | Year 2011 | Year 2010 | Year 2009 | Year 2008
Montana | Capacity Factors
Montana | Petroleum - ST | 52 | 100.8 | 99.7 | 100.6 | 100.9 | 97.2 | 100.9 | 99 | 109.8 | 88.8 | 98.5 | 99.6 | 97.5 | 87.3 | 99.5 | 83.8
Montana | Coal | 1630.5 | 81.7 | 75.7 | 57.4 | 70.2 | 66.5 | 69.1 | 71 | 79.1 | 73.6 | 69.6 | 64.8 | 70.2 | 86.7 | 72.7 | 85.4
Montana | Other, not Biomass or Gas | 40 | 77.7 | 80.7 | 65.8 | 82 | 87 | 86.1 | 84.6 | 78.6 | 68.7 | 44.9
Montana | Wood | 3 | 72.5 | 78.9 | 80.9 | 76.6 | 81.2 | 80.6 | 76.5 | 81 | 45.6 | 73.2 |  |  |  | 65.7 | 80.1
Montana | Other, Biomass | 1.6 | 63.6 | 82.5 | 85.3
Montana | Hydroelectric | 2817.7 | 40 | 37.5 | 43.6 | 41.1 | 47 | 45.4 | 41.8 | 40.9 | 47.5 | 39.9 | 46.4 | 52.3 | 39.1 | 39.6 | 42.2
Montana | Wind - Onshore | 1144.3 | 39.2 | 36.3 | 40.8 | 34.2 | 34.2 | 36.3
Montana | Natural Gas - IC | 72.2 | 22.4 | 19.4 | 9.1 | 25.1 | 21.6 | 17.8 | 17.7 | 13.3 | 8.7 | 7.2 | 4.9 | 2.2 | 4 | 14 | 10.4
Montana | Natural Gas - GT | 315.8 | 21.2 | 14.4 | 8.2 | 12.5 | 11.8 | 10.6 | 13 | 17.6 | 15.1 | 18.2 | 13.9 | 14.9 | 0.9 | 0.2 | 0.4
Montana | Solar - PV | 17 | 21.2 | 22.5 | 21.9 | 19.7 | 22.8 | 17.1
Montana | Other, Gas | 1.5 | 0 | 10.8 | 0.5 | 0 | 0 | 0 | 0 | 0 | 0 | 0 | 0 | 0 | 15 | 39.6 | 50.3
Montana | Petroleum - IC | [11 empty] | 0 | 0 | 0 | 0 | 0
Montana | Wind | [7 empty] | 37 | 34.3 | 35.8 | 32.7 | 35 | 38.2 | 28 | 32.5 | 40.2
Montana | Usage Factors
Montana | All Sources | 6095.6
Montana | Note: Time adjusted capacity for the year is the capacity of all the generators that were included in the capacity factor calculation. Sources: U.S. Energy Information Administration, Form EIA-860, Annual Electric Generator Report. and U.S. Energy Information Administration, Form EIA-923, Power Plant Operations Report
Nebraska | Nebraska
Nebraska | Generation technology | 2022 Time adjusted capacity (MW) | Year 2022 | Year 2021 | Year 2020 | Year 2019 | Year 2018 | Year 2017 | Year 2016 | Year 2015 | Year 2014 | Year 2013 | Year 2012 | Year 2011 | Year 2010 | Year 2009 | Year 2008
Nebraska | Capacity Factors
Nebraska | Nuclear | 770 | 83.3 | 102 | 91.5 | 103.1 | 83.5 | 102.5 | 91.8 | 94.9 | 92.8 | 63.2 | 53.2 | 63.7 | 101.3 | 86 | 86.2
Nebraska | Other, Biomass | 15.5 | 61.7 | 65 | 63.5 | 59.9 | 64.2 | 64.5 | 65.8 | 51 | 48.2 | 70.6 | 66.7 | 71.9 | 75.3 | 69 | 64
Nebraska | Coal | 3845.6 | 59.6 | 56.2 | 55.6 | 60.5 | 69 | 63.6 | 64.9 | 69 | 68.6 | 73.5 | 69 | 72.4 | 68.6 | 73.7 | 76.6
Nebraska | Wind - Onshore | 3167 | 44.8 | 40.8 | 44.9 | 40.7 | 42.1 | 43.3
Nebraska | Hydroelectric | 279.7 | 43.2 | 45.8 | 56.6 | 54.6 | 56.8 | 61.6 | 55.4 | 69.2 | 47.6 | 46.2 | 52 | 66.4 | 54 | 28.1 | 22.4
Nebraska | Solar - PV | 34.2 | 23.9 | 22.8 | 22.3 | 19.5 | 18.3 | 19 | 19.2
Nebraska | Natural Gas - CC | 338 | 16.8 | 19.5 | 24.6 | 23.3 | 17.6 | 9.9 | 11.8 | 7.2 | 6.7 | 7.2 | 15 | 6.6 | 5.1 | 5.7 | 13.6
Nebraska | Natural Gas - GT | 1106.9 | 5.6 | 5.3 | 3.9 | 4.3 | 3.7 | 2.1 | 1.8 | 1.4 | 1.4 | 1.7 | 2.5 | 1.7 | 1.3 | 0.6 | 2.3
Nebraska | Natural Gas - ST | 377.2 | 3.1 | 0.7 | 0.6 | 1.6 | 0.1 | 0.8 | 5.8 | 0.2 | 0.2 | 0.2 | 1.9 | 0.2 | 0.8 | 0.7 | 1.3
Nebraska | Petroleum - GT | 246.9 | 0.7 | 0.8 | 0.2 | 0.3 | 0.1 | 0 | 0.1 | 0.1 | 0.1 | 0 | 0 | 0.1 | 0 | 0.1 | 0.2
Nebraska | Petroleum - IC | 117.7 | 0.6 | 0.9 | 0.7 | 0.7 | 1 | 1.1 | 1 | 0.3 | 0.1 | 0.2 | 0.5 | 0.2 | 0.2 | 0.2 | 0.2
Nebraska | Natural Gas - IC | 140.2 | 0 | 0.1 | 0.1 | 0.1 | 0.2 | 0.1 | 0.1 | 0.1 | 0.1 | 0.1 | 0.1 | 0.1 | 0.1 | 0.2 | 0.3
Nebraska | Wind | [7 empty] | 44.9 | 44.1 | 45.4 | 43.8 | 40.9 | 39.1 | 47.8 | 49.4 | 98.7
Nebraska | Usage Factors
Nebraska | Battery | 2.9 | 1.4 | 0.7
Nebraska | All Sources | 10441.9
Nebraska | Note: Time adjusted capacity for the year is the capacity of all the generators that were included in the capacity factor calculation. Sources: U.S. Energy Information Administration, Form EIA-860, Annual Electric Generator Report. and U.S. Energy Information Administration, Form EIA-923, Power Plant Operations Report
Nevada | Nevada
Nevada | Generation technology | 2022 Time adjusted capacity (MW) | Year 2022 | Year 2021 | Year 2020 | Year 2019 | Year 2018 | Year 2017 | Year 2016 | Year 2015 | Year 2014 | Year 2013 | Year 2012 | Year 2011 | Year 2010 | Year 2009 | Year 2008
Nevada | Capacity Factors
Nevada | Geothermal | 609.8 | 70.7 | 73.5 | 73.6 | 80.7 | 76.7 | 80.9 | 83 | 79.3 | 75.1 | 81.8 | 72.5 | 75.5 | 76.2 | 69 | 73.8
Nevada | Other, Biomass | 9.8 | 56.9 | 58.2 | 63 | 63.2 | 61.8 | 67.2 | 64.2 | 91.7 | 87.6 | 86.6 | 80.9
Nevada | Other, not Biomass or Gas | 6.5 | 52.2 | 49.4 | 45.2 | 37.8 | 50.5 | 55.4 | 36.8 | [5 empty] | 0
Nevada | Natural Gas - CC | 5703 | 46.4 | 51.4 | 51.9 | 50.1 | 52.4 | 53.3 | 58.6 | 58.6 | 46.7 | 49.9 | 53.4 | 47.3 | 54.2 | 58.6 | 55.2
Nevada | Coal | 740.4 | 42.4 | 42.7 | 30.4 | 42.4 | 38.7 | 27.3 | 25.1 | 30.8 | 58.3 | 46.7 | 36.6 | 21.7 | 28 | 29.6 | 31.4
Nevada | Natural Gas - IC | 110.6 | 36.3 | 34.6 | 33.4 | 32 | 34 | 30.1 | 28.6 | 31.2 | 24.6 | 25.6 | 26.9 | 17.3 | 20.6 | 21.1 | 34.8
Nevada | Solar - PV | 3156.1 | 29.1 | 27.6 | 28.4 | 27.8 | 29.4 | 28.7 | 26.6 | 26.6 | 26.2 | 26.7 | 20.5 | 25.5 | 22.1 | 24.5 | 24.7
Nevada | Wind - Onshore | 150 | 24 | 25.9 | 24.7 | 25.1 | 23.8 | 27.5
Nevada | Natural Gas - ST | 334 | 20.5 | 20.6 | 30 | 31.7 | 21.2 | 15.5 | 12.4 | 13.3 | 10.1 | 12.7 | 7 | 4.1 | 3.7 | 8.1 | 20.9
Nevada | Hydroelectric | 1051.7 | 18.3 | 21.1 | 20.8 | 24.3 | 20.4 | 19.7 | 19.4 | 24.6 | 25.9 | 29.1 | 26.4 | 23.8 | 23.4 | 26.7 | 19
Nevada | Solar - TH | 178.5 | 12.4 | 11 | 7 | 10.4 | 19.7 | 10.4 | 15.7 | 15.8 | 19.8 | 15.4 | 21.7 | 23.2 | 23.9 | 22 | 13.2
Nevada | Natural Gas - GT | 1185.6 | 6.7 | 6.6 | 7.6 | 6.3 | 7.7 | 5.8 | 3.5 | 3.9 | 2.3 | 2.9 | 2.5 | 1.4 | 1.7 | 2.6 | 3.5
Nevada | Petroleum - IC | 6 | 0 | 0 | 0 | 0 | 0 | 0 | 0 | 0 | 0 | 0 | 0 | 0 | 0 | 0 | 0
Nevada | Petroleum - GT | [13 empty] | 1.3 | 1.7 | 17.1
Nevada | Wind | [7 empty] | 26.1 | 23.6 | 22.8 | 19.1 | 22.5
Nevada | Usage Factors
Nevada | Battery | 181.5 | 12.7 | 8.5
Nevada | All Sources | 13423.5
Nevada | Note: Time adjusted capacity for the year is the capacity of all the generators that were included in the capacity factor calculation. Sources: U.S. Energy Information Administration, Form EIA-860, Annual Electric Generator Report. and U.S. Energy Information Administration, Form EIA-923, Power Plant Operations Report
New Hampshire | New Hampshire
New Hampshire | Generation technology | 2022 Time adjusted capacity (MW) | Year 2022 | Year 2021 | Year 2020 | Year 2019 | Year 2018 | Year 2017 | Year 2016 | Year 2015 | Year 2014 | Year 2013 | Year 2012 | Year 2011 | Year 2010 | Year 2009 | Year 2008
New Hampshire | Capacity Factors
New Hampshire | Nuclear | 1248.1 | 99.9 | 90.1 | 90 | 99.6 | 91.8 | 91.3 | 97.9 | 86.8 | 93.1 | 100.1 | 74.8 | 76.6 | 99.9 | 80.7 | 85.5
New Hampshire | Natural Gas - GT | 3.8 | 84.3 | 87.1 | 82.6 | 89.6 | 92.8 | 88.7 | 98 | 94.5 | 92.7 | 89.4 | 86.2 | 78.4 | 26.8 | 23.6 | 19
New Hampshire | Other, Biomass | 31.1 | 73.7 | 76.4 | 72.8 | 73.2 | 72.2 | 72.6 | 73.5 | 66 | 64.9 | 68.6 | 70.9 | 66.6 | 71.3 | 81.2 | 82.5
New Hampshire | Natural Gas - CC | 1238.5 | 43.8 | 40.8 | 33.2 | 32.2 | 27.1 | 33.1 | 43 | 56.1 | 42.5 | 38.6 | 65.7 | 62.2 | 49 | 50.9 | 67.6
New Hampshire | Wood | 194.7 | 41.7 | 44.5 | 39.7 | 58.6 | 67.5 | 80 | 84.8 | 81.6 | 75.9 | 87.2 | 91.9 | 82.1 | 89.3 | 80.4 | 76.6
New Hampshire | Hydroelectric | 504 | 27.2 | 23.2 | 27.7 | 33.1 | 30.7 | 32 | 25.8 | 28.7 | 30.2 | 31.7 | 29 | 37.1 | 34.5 | 38.5 | 37.2
New Hampshire | Wind - Onshore | 211.9 | 26 | 27.2 | 28.2 | 26.6 | 25.4 | 25.7
New Hampshire | Solar - PV | 2.4 | 18.6 | 17.5 | 18.4
New Hampshire | Coal | 533.9 | 6.5 | 6.1 | 2.8 | 7.6 | 14.6 | 6.4 | 9.2 | 20.3 | 28.6 | 32 | 27.3 | 46.2 | 65 | 62.7 | 76
New Hampshire | Petroleum - ST | 407.2 | 4.2 | 17.2 | 16.8 | 20.6 | 3.6 | 19.8 | 20.4 | 3.7 | 4 | 2.7 | 2.1 | 4 | 6.7 | 5.4 | 3.5
New Hampshire | Petroleum - GT | 82.1 | 0.8 | 0.4 | 0.4 | 0.1 | 0.2 | 0.3 | 0.2 | 0.2 | 0.7 | 0.3 | 0.1 | 0.1 | 0.2 | 0.1 | 0.2
New Hampshire | Petroleum - IC | 4.9 | 0.1 | 0.1 | 0.1 | 0.1 | 0.1 | 0.1 | 0.2 | 0.1 | 0.1 | 0.5 | 0.3 | 2.4 | 2.8 | 8.9 | 2.6
New Hampshire | Natural Gas - ST |  |  | 1.7 | 0.5 | 0.2 |  | 1.3 | 1.4
New Hampshire | Wind | [7 empty] | 26.8 | 28.3 | 27.5 | 26 | 20.5 | 31.4 | 36 | 29.7
New Hampshire | Usage Factors
New Hampshire | All Sources | 4462.6
New Hampshire | Note: Time adjusted capacity for the year is the capacity of all the generators that were included in the capacity factor calculation. Sources: U.S. Energy Information Administration, Form EIA-860, Annual Electric Generator Report. and U.S. Energy Information Administration, Form EIA-923, Power Plant Operations Report
New Jersey | New Jersey
New Jersey | Generation technology | 2022 Time adjusted capacity (MW) | Year 2022 | Year 2021 | Year 2020 | Year 2019 | Year 2018 | Year 2017 | Year 2016 | Year 2015 | Year 2014 | Year 2013 | Year 2012 | Year 2011 | Year 2010 | Year 2009 | Year 2008
New Jersey | Capacity Factors
New Jersey | Nuclear | 3456.7 | 93.5 | 92.9 | 88.1 | 87.7 | 93 | 94.6 | 82.8 | 92.5 | 87.6 | 92.8 | 91.6 | 93.3 | 91.1 | 95.4 | 89.2
New Jersey | Natural Gas - OTH | 12.6 | 79.3 | 84.5 | 93.7 | 91.7
New Jersey | Other, Biomass | 190.7 | 71.7 | 75 | 72.6 | 71.3 | 73.3 | 72.4 | 76.1 | 72.7 | 76.5 | 77.2 | 77.8 | 76.6 | 77.6 | 83 | 78.5
New Jersey | Other, Gas | 29 | 47.2 | 31.9 | 77.4 | 85.2 | 83.6 | 107.1 | 100.8 | 108.9 |  |  |  |  | 36 | 52.6 | 49.7
New Jersey | Natural Gas - CC | 8549.2 | 41 | 36.8 | 38.2 | 51.4 | 50 | 49.7 | 56.8 | 56.1 | 51.6 | 46.1 | 49.9 | 46.5 | 45.6 | 38.7 | 37
New Jersey | Coal | 172.9 | 32.5 | 25.6 | 22.7 | 24 | 22.5 | 16 | 12.3 | 15.7 | 21.5 | 17.4 | 14.9 | 25.5 | 38.2 | 29.6 | 51.8
New Jersey | Wind - Onshore | 7.6 | 32.5 | 29.6 | 30 | 33 | 33.9 | 33.7
New Jersey | Natural Gas - IC | 40.3 | 20.1 | 20 | 16.6 | 26.1 | 17.5 | 24 | 29.8 | 34.2 | 26 | 35.6 | 39.2 | 16.6 | 15.4 | 13.2 | 15.5
New Jersey | Natural Gas - ST | 21.5 | 19.8 | 22.6 | 25.4 | 22.8 | 2.4 | 0.8 | 4.3 | 4 | 5.4 | 5.4 | 3.6 | 3.2 | 2.8 | 0.6 | 1.2
New Jersey | Solar - PV | 1052.2 | 16.4 | 15.8 | 15.9 | 16.2 | 15.7 | 16.5 | 17.2 | 16.7 | 15.8 | 16.8 | 16.4 | 11.3 | 16.3 | 14.9 | 20.2
New Jersey | Natural Gas - GT | 2774 | 10.6 | 6.2 | 5.9 | 7 | 9.7 | 8.9 | 12.5 | 10.2 | 9.1 | 6.5 | 4 | 2.7 | 3.4 | 1.9 | 3.6
New Jersey | Petroleum - IC | 34.8 | 5 | 5.7 | 4.7 | 4.9 | 5.1 | 3.3 | 4.1 | 2.6 | 2.6 | 2.3 | 3.3 | 3.1 | 2.3 | 2.8 | 2.2
New Jersey | Hydroelectric | 12.3 | 4.9 | 16.9 | 14.2 | 24.6 | 33 | 12.7 | 8.8 | 8.9 | 16.1 | 63.2 | 37.1 | 51.6 | 53 | 64.3 | 75.2
New Jersey | Other, not Biomass or Gas | 11.2 | 3.9 | 25.3 | 41.3 | 60.8 | 25.1 | 68.2 | 68.8 | 68.4 | 104.6 | 95.1 | 109.2 | 124.7 | 27.3 | 30.5 | 0
New Jersey | Petroleum - GT | 272.4 | 0.1 | 0 | 0 | 0.4 | 0.3 | 0 | 0.1 | 0.4 | 0.8 | 0.7 | 0.8 | 0.7 | 1.2 | 0.5 | 1.2
New Jersey | Petroleum - ST |  |  |  |  | 0 | 0 | 0 | 0.2 | 0.9 | 0.8 | 0.6 | 0.5 | 1.5 | 1 | 3.3 | 4.5
New Jersey | Wind | [7 empty] | 31.2 | 32.4 | 34.3 | 16.6 | 17.6 | 16 | 19.3 | 31.8 | 31.7
New Jersey | Usage Factors
New Jersey | Battery | 42.7 | 21.8 | 18.9 | 21.6 | 24.2 | 10 | 10.9
New Jersey | Pumped Storage | 420 | 9.6 | 7.5 | 6.8 | 6.2 | 8.5 | 11.3 | 14.3 | 12.1 | 17.1 | 14.5
New Jersey | All Sources | 17111.8
New Jersey | Note: Time adjusted capacity for the year is the capacity of all the generators that were included in the capacity factor calculation. Sources: U.S. Energy Information Administration, Form EIA-860, Annual Electric Generator Report. and U.S. Energy Information Administration, Form EIA-923, Power Plant Operations Report
New Mexico | New Mexico
New Mexico | Generation technology | 2022 Time adjusted capacity (MW) | Year 2022 | Year 2021 | Year 2020 | Year 2019 | Year 2018 | Year 2017 | Year 2016 | Year 2015 | Year 2014 | Year 2013 | Year 2012 | Year 2011 | Year 2010 | Year 2009 | Year 2008
New Mexico | Capacity Factors
New Mexico | Coal | 2018.2 | 73.5 | 60.5 | 56.7 | 64.2 | 58.3 | 61 | 60.5 | 67.6 | 67.4 | 68.9 | 70.9 | 77.9 | 73.6 | 83.8 | 78
New Mexico | Geothermal | 8.6 | 62.5 | 67.6 | 70.5 | 77.1 | 85.8 | 92.5 | 101.1 | 69 | 62.3
New Mexico | Natural Gas - CC | 1484.1 | 60.8 | 57 | 64.5 | 56.6 | 62.6 | 50.9 | 53.2 | 50 | 44.8 | 48.8 | 43.5 | 43 | 43.9 | 45.8 | 42.3
New Mexico | Wind - Onshore | 4387.5 | 37.5 | 39.7 | 40.4 | 41 | 39.3 | 37.1
New Mexico | Other, Biomass | 7.5 | 32.9 | 52.1 | 49.5 | 54.8 | 35.3 | 26.5 | 27.2 | 57.3 | 61.9 | 57.6 | 51 | 44.9 | 42.9 | 69.9 | 46.8
New Mexico | Solar - PV | 804.7 | 27.6 | 27.1 | 28 | 26.6 | 28 | 27 | 24.5 | 25.4 | 26.2 | 26.1 | 25.4 | 23.1
New Mexico | Natural Gas - IC | 45.6 | 21.2 | 18.1 | 8.8 | 16.2 | 16.5 | 15.1 | 18.5 | 12.5 | 21.4 | 1.8 | 2 | 0.2 | 3.6 | 0 | 0.2
New Mexico | Natural Gas - ST | 788 | 21.2 | 23 | 27.4 | 33 | 27 | 25.5 | 27.7 | 25.5 | 28.5 | 27.8 | 33.2 | 29.9 | 27.3 | 23.3 | 34.3
New Mexico | Natural Gas - GT | 945.3 | 17.2 | 11.7 | 18 | 25.9 | 19 | 8.5 | 11.9 | 11.6 | 11.2 | 7.7 | 7.7 | 7.2 | 7.6 | 8.2 | 10.8
New Mexico | Hydroelectric | 82.7 | 16.7 | 17 | 27.9 | 21.8 | 20.6 | 26.6 | 20.3 | 13.7 | 13.5 | 12.6 | 30.6 | 26.8 | 29.2 | 36.6 | 42.1
New Mexico | Other, not Biomass or Gas | 0.7 | 1.5 | 25.9 | 25.8 | 22.7
New Mexico | Petroleum - GT | 17 | 0.1 | 8.4 | 0.2 | 0.2 | 0.1 | 0.1 | 0.2 | 0.2 | 0.4 | 0.1 |  |  | 0 | 0 | 0
New Mexico | Petroleum - IC | 29 | 0 | 0 | 0 | 0 | 0 | 0 | 0 | 0 | 0 | 0.1 | 0 | 0 | 1.2 | 0 | 0
New Mexico | Wind | [7 empty] | 36.9 | 28 | 32.6 | 32.2 | 33.2 | 34 | 34.9 | 32.5 | 37.9
New Mexico | Usage Factors
New Mexico | Battery | 3.4 | 3 | 1.5 | 1.3 | 1.6 | 0.9 | 1.1 | 1.2 | 3.4 | 3.4 | 3.7
New Mexico | All Sources | 10622.2
New Mexico | Note: Time adjusted capacity for the year is the capacity of all the generators that were included in the capacity factor calculation. Sources: U.S. Energy Information Administration, Form EIA-860, Annual Electric Generator Report. and U.S. Energy Information Administration, Form EIA-923, Power Plant Operations Report
New York | New York
New York | Generation technology | 2022 Time adjusted capacity (MW) | Year 2022 | Year 2021 | Year 2020 | Year 2019 | Year 2018 | Year 2017 | Year 2016 | Year 2015 | Year 2014 | Year 2013 | Year 2012 | Year 2011 | Year 2010 | Year 2009 | Year 2008
New York | Capacity Factors
New York | Nuclear | 3304.6 | 92.6 | 97 | 96 | 94.9 | 90.7 | 89.3 | 87.7 | 94.3 | 90.5 | 94.2 | 88.2 | 93.4 | 90.7 | 94.3 | 93.4
New York | Natural Gas - OTH | 48.6 | 85 | 95.1 | 89.5 | 91.7 | 7.7
New York | Other, Biomass | 378.8 | 74.7 | 73 | 75.3 | 73.3 | 74.7 | 76.4 | 74.5 | 76.1 | 77.5 | 78.2 | 76.5 | 76.5 | 75.8 | 77.6 | 80.2
New York | Hydroelectric | 4563.3 | 68.6 | 71.9 | 73.8 | 76.7 | 74.2 | 75.6 | 64.9 | 63 | 63.2 | 65.8 | 65 | 73.9 | 67.3 | 73 | 70.4
New York | Wood | 78 | 55.9 | 60.6 | 65.2 | 51.1 | 56.2 | 63.9 | 49 | 43.8 | 50.4 | 37.3 | 40.4 | 27.8 | 41.8 | 45.1 | 73.1
New York | Natural Gas - CC | 9705.6 | 54.6 | 48.7 | 46.9 | 46.5 | 48.8 | 47.4 | 55.4 | 57.7 | 53.9 | 53.4 | 57.8 | 50.4 | 48.2 | 43 | 41.7
New York | Wind - Onshore | 2189.8 | 23.8 | 23 | 25.9 | 25.6 | 24.5 | 25.9
New York | Natural Gas - GT | 2915.7 | 17.9 | 16.4 | 15.8 | 13.5 | 15 | 15.3 | 16.6 | 16.6 | 16.5 | 18.9 | 17.4 | 14.5 | 6.8 | 3.8 | 18.2
New York | Solar - PV | 1209.8 | 16.5 | 17 | 16.4 | 16.5 | 15.9 | 16.4 | 16.7 | 17.6 | 17.6 | 17.4 | 19.1 | 12.8
New York | Natural Gas - IC | 82.5 | 12.9 | 23.2 | 21.9 | 15.7 | 10.7 | 10.8 | 15.3 | 23 | 23.5 | 23.7 | 17.4 | 18 | 22.1 | 22.4 | 22.9
New York | Natural Gas - ST | 9189.9 | 12.8 | 12.4 | 10.7 | 8.8 | 12.5 | 10.5 | 15.4 | 15.7 | 15.7 | 14 | 16.7 | 14.7 | 16.7 | 13.5 | 18.3
New York | Petroleum - ST | 2212 | 1.7 | 0.2 | 0.3 | 0.2 | 0.3 | 0.3 | 0.3 | 0.5 | 4.5 | 7.5 | 9.5 | 8.6 | 9.3 | 9.7 | 12.4
New York | Petroleum - GT | 1582.4 | 1.1 | 1.3 | 1.7 | 0.8 | 1.1 | 0.6 | 1.1 | 1.1 | 1.3 | 1.8 | 1.6 | 1.4 | 2 | 1.4 | 2.5
New York | Petroleum - IC | 301.6 | 0.2 | 0.2 | 0.2 | 0.2 | 0.3 | 0.4 | 0.5 | 2.9 | 1 | 0.7 | 0.6 | 0.5 | 2.9 | 3.7 | 4.1
New York | Coal | 109.7 | 0 | 0 | 0.9 | 5.5 | 7.4 | 6.2 | 11.5 | 13.1 | 21.1 | 21.5 | 21.3 | 40.9 | 57.3 | 51.7 | 72
New York | Other, not Biomass or Gas | 20 | 0 | 0 | 0 | 0 | 0 | 57.8 | 15.8 | 18.3 | 18 | 0 | 0 | 0 | 0
New York | Wind | [7 empty] | 25.6 | 26 | 26.1 | 24.6 | 23.4 | 23.9 | 22.8 | 21.9 | 23.6
New York | Usage Factors
New York | Pumped Storage | 1408.8 | 7.2 | 5.8 | 5.1 | 4.7 | 6.5 | 6.6 | 7.3 | 7 | 5.3 | 6.3
New York | Battery | 114.7 | 3.8 | 5.1 | 6.2 | 8.4 | 0 | 0
New York | All Sources | 39415.8
New York | Note: Time adjusted capacity for the year is the capacity of all the generators that were included in the capacity factor calculation. Sources: U.S. Energy Information Administration, Form EIA-860, Annual Electric Generator Report. and U.S. Energy Information Administration, Form EIA-923, Power Plant Operations Report
North Carolina | North Carolina
North Carolina | Generation technology | 2022 Time adjusted capacity (MW) | Year 2022 | Year 2021 | Year 2020 | Year 2019 | Year 2018 | Year 2017 | Year 2016 | Year 2015 | Year 2014 | Year 2013 | Year 2012 | Year 2011 | Year 2010 | Year 2009 | Year 2008
North Carolina | Capacity Factors
North Carolina | Nuclear | 5149.6 | 94.5 | 95.6 | 93.6 | 92.9 | 93.3 | 94.5 | 95.3 | 94 | 91.8 | 90.5 | 89.8 | 93.1 | 93.8 | 94.1 | 91.4
North Carolina | Natural Gas - CC | 5579 | 76.6 | 73.2 | 72.7 | 78.1 | 83.5 | 83.2 | 78.2 | 75.6 | 64.8 | 65.2 | 61 | 52.7 | 36.9 | 13.5 | 13.6
North Carolina | Other, Biomass | 77 | 57.8 | 60.4 | 63.2 | 64.4 | 65.6 | 71.2 | 73.5 | 75.3 | 76.9 | 76.5 | 64.8 | 65.1 | 69.6 | 73.4 | 70.9
North Carolina | Wood | 362.7 | 54.1 | 55.6 | 56.9 | 59.1 | 59.4 | 61.3 | 58.6 | 54.2 | 56.8 | 60.3 | 57.3 | 51.1 | 46.8 | 58.6 | 60.1
North Carolina | Natural Gas - ST | 4665.7 | 44.8 | 33.6 | 30.3 | 26.7
North Carolina | Other, not Biomass or Gas | 54 | 44.1 | 50.1 | 41.7 | 45 | 49.3 | 62.1 | 61.5 | 56.9 | 67.2 | 71.5 | 65.6 | 88.3 | 86.5 | 45.4 | 58.4
North Carolina | Wind - Onshore | 208 | 29.5 | 27.7 | 29.9 | 28.7 | 29.8 | 25.8
North Carolina | Hydroelectric | 2008.7 | 26.6 | 33.1 | 45.1 | 35.3 | 37.7 | 21.8 | 25.1 | 27 | 27.2 | 39.7 | 21.2 | 21.7 | 26.6 | 28.8 | 17.7
North Carolina | Coal | 4594 | 25 | 32.8 | 26.7 | 35.3 | 34.8 | 37.6 | 40.1 | 42.5 | 52 | 48.2 | 49.7 | 55.8 | 64.6 | 57.7 | 66.4
North Carolina | Solar - PV | 5965.7 | 21.5 | 21.5 | 20.2 | 20.6 | 20.1 | 21.2 | 20.6 | 19.6 | 20.3 | 20.3 | 24.5 | 5.2 | 16.7 | 12.9
North Carolina | Natural Gas - GT | 6002.5 | 13.4 | 8.3 | 6.6 | 9.5 | 16.2 | 7.8 | 12.9 | 9.5 | 3.9 | 3.3 | 8.7 | 5.4 | 6.7 | 7.8 | 6.3
North Carolina | Petroleum - IC | 160.4 | 0.3 | 0.3 | 0.3 | 0.4 | 0.3 | 0.5 | 0.3 | 0.4 | 0.3 | 0.2 | 0.1 | 0.4 | 0.3 | 0.2 | 0.2
North Carolina | Petroleum - GT | 176 | 0.1 | 0.1 | 0 | 0 | 0.1 | 0 | 0 | 0.1 | 0.2 | 0 | 0 | 0 | 0.1 | 0.1 | 0.1
North Carolina | Usage Factors
North Carolina | Battery | 32.6 | 1.6 | 4.5 | 0.3 | 0 | 0 | 0
North Carolina | Pumped Storage | 86 | 0.1 | 0.1 | 0.1 | 0.2 | 3.8 | 6.8 | 9.5 | 0 | 10.4 | 0
North Carolina | All Sources | 35286.9
North Carolina | Note: Time adjusted capacity for the year is the capacity of all the generators that were included in the capacity factor calculation. Sources: U.S. Energy Information Administration, Form EIA-860, Annual Electric Generator Report. and U.S. Energy Information Administration, Form EIA-923, Power Plant Operations Report
North Dakota | North Dakota
North Dakota | Generation technology | 2022 Time adjusted capacity (MW) | Year 2022 | Year 2021 | Year 2020 | Year 2019 | Year 2018 | Year 2017 | Year 2016 | Year 2015 | Year 2014 | Year 2013 | Year 2012 | Year 2011 | Year 2010 | Year 2009 | Year 2008
North Dakota | Capacity Factors
North Dakota | Other, Gas | 5.6 | 84 | 73 | 77.6 | 81.1 | 83.3 | 68.5 | 81.7 | 83 | 77.7 | 73.8 | 78.2 | 82.8 | 73.6 | 86.4 | 83.2
North Dakota | Coal | 3933.9 | 72.2 | 69.7 | 70.7 | 72.6 | 78 | 75.3 | 72 | 75.3 | 75.6 | 76.1 | 77.7 | 74.7 | 78.3 | 81.6 | 82.1
North Dakota | Natural Gas - IC | 106.8 | 45.5 | 39.3 | 34.4 | 24.9 | 21.8 | 12.9
North Dakota | Wind - Onshore | 4323.7 | 42.9 | 39.6 | 42 | 39.5 | 39.6 | 42.6
North Dakota | Hydroelectric | 510 | 40.1 | 44.5 | 54.7 | 71.2 | 71.2 | 57.8 | 42.7 | 46.9 | 56.7 | 41.5 | 55.5 | 58 | 45.9 | 33.2 | 29.3
North Dakota | Other, not Biomass or Gas | 5.3 | 29.4 | 96.4 | 63.8 | 91 | 96.7 | 98.1 | 84.6 | 82.4 | 67.7 | 82 |  |  |  | 0
North Dakota | Natural Gas - GT | 454 | 24.4 | 29.8 | 26.4 | 31.3 | 21.2 | 14.7 | 33.5 | 23.7 | 12.9 | 20.5 |  | 0 | 0 | 0 | 0
North Dakota | Other, Biomass | 12.6 | 4.5 | 2.1 | 0.6 | 0.2 | 1.2 | 2.3 | 6.5 | 4.2 | 4.1 | 8.5 | 6.4 | 11.5 | 14.4 | 13.5 | 15
North Dakota | Petroleum - GT | 42.5 | 0.2 | 0.4 | 0 | 0.1 | 0.1 | 0.1 | 0.1 | 0 | 0.2 | 0 | 0.3 | 0.4 | 0 | 0.3 | 0.3
North Dakota | Petroleum - IC | 17.5 | 0.1 | 0.3 | 0 | 0.1 | 0.1 | 0 | 0 | 0 | 0.1 | 0.1 | 0 | 0 | 0 | 0.1 | 0.2
North Dakota | Natural Gas - ST |  |  |  | 23.6 | 34.4
North Dakota | Wind | [7 empty] | 40.6 | 36.8 | 40.2 | 35.8 | 38.7 | 41.4 | 38 | 42.6 | 32.6
North Dakota | Usage Factors
North Dakota | All Sources | 9411.9
North Dakota | Note: Time adjusted capacity for the year is the capacity of all the generators that were included in the capacity factor calculation. Sources: U.S. Energy Information Administration, Form EIA-860, Annual Electric Generator Report. and U.S. Energy Information Administration, Form EIA-923, Power Plant Operations Report
Ohio | Ohio
Ohio | Generation technology | 2022 Time adjusted capacity (MW) | Year 2022 | Year 2021 | Year 2020 | Year 2019 | Year 2018 | Year 2017 | Year 2016 | Year 2015 | Year 2014 | Year 2013 | Year 2012 | Year 2011 | Year 2010 | Year 2009 | Year 2008
Ohio | Capacity Factors
Ohio | Nuclear | 2134 | 90 | 93.5 | 97.2 | 91 | 98 | 94.6 | 89.7 | 93 | 87.1 | 86.5 | 91.2 | 79.7 | 84.6 | 81.4 | 93.9
Ohio | Natural Gas - CC | 8764.8 | 81.3 | 77.6 | 80.8 | 80.1 | 76.6 | 65.2 | 74.7 | 75.7 | 65.1 | 59.8 | 62.6 | 47.2 | 26.4 | 18.2 | 8.6
Ohio | Petroleum - ST | 138.3 | 74.5 | 80 | 88.5 | 57.1 | 91.3 | 87.1 | 80.7 | 91.4 | 78.9 | 95.7 | 85.8 | 93.2 | 92.1 | 88.3 | 91.6
Ohio | Wood | 40.5 | 71.6 | 70.6 | 74 | 78.7 | 73.8 | 79 | 74.6 | 90.7 | 84.4 | 87.1 | 92.9 | 85.9 | 90.3 | 86 | 87.9
Ohio | Hydroelectric | 101.9 | 56.8 | 64.8 | 41.8 | 45.1 | 27.3 | 31.1 | 55.9 | 51.2 | 53.5 | 61.5 | 46.2 | 42.9 | 48.1 | 59.3 | 43.3
Ohio | Coal | 8619 | 56 | 52.3 | 48.9 | 45.7 | 51 | 52.1 | 51.7 | 50.7 | 55.9 | 57.3 | 48.6 | 56.6 | 62.1 | 59.5 | 68.5
Ohio | Other, Gas | 231.3 | 41.5 | 57.1 | 51.4 | 52.6 | 51.4 | 50.8 | 48.4 | 52.6 | 51.3 | 51.7 | 62.1 | 29.5 | 33.6 | 25.9 | 47
Ohio | Other, Biomass | 88.4 | 39.8 | 49.9 | 51.4 | 51 | 54.2 | 54.4 | 53.5 | 55.9 | 55.8 | 59.5 | 48.5 | 62.3 | 62.8 | 53.1 | 50.2
Ohio | Natural Gas - ST | 66.5 | 33.2 | 15 | 12.5 | 10.3 | 7.7 | 6.3 | 2.5 | 0 | 5.9 | 6.5 | 1.6 | 1 | 0.1 | 0 | 3.3
Ohio | Wind - Onshore | 1097.3 | 32.8 | 29.4 | 31 | 32.5 | 31.2 | 33.7
Ohio | Solar - PV | 480.4 | 21.9 | 21.4 | 16.8 | 16.9 | 17.6 | 18 | 16.7 | 16.8 | 17.7 | 16.8 | 17.5 | 13.4 | 14.9
Ohio | Natural Gas - GT | 5607.3 | 12.7 | 9.6 | 7.1 | 6.7 | 7.3 | 3.7 | 4.5 | 2.2 | 1.8 | 1.7 | 2.6 | 1.7 | 1.6 | 0.6 | 0.7
Ohio | Petroleum - GT | 294 | 5.2 | 2.8 | 0.8 | 0.3 | 0.5 | 0.1 | 0.2 | 0.1 | 0.5 | 0.3 | 0.9 | 0.5 | 0.3 | 0 | 0.2
Ohio | Natural Gas - IC | 37.4 | 1.8 | 3 | 0.6 | 0.2 | 0.6 | 1.1 | 1.9 | 2.5 | 0.1 | 0.7 | 0.6 | 0 | 0 | 0 | 0.2
Ohio | Petroleum - IC | 217.3 | 0.4 | 0.5 | 0.4 | 0.3 | 0.3 | 0.2 | 0.3 | 0.3 | 0.1 | 0.2 | 0.3 | 0.2 | 0.1 | 0.1 | 0.1
Ohio | Wind | [7 empty] | 32 | 32.4 | 31 | 31.2 | 24.2 | 25.3 | 20 | 22.4 | 23.8
Ohio | Usage Factors
Ohio | Battery | 26.8 | 4.4 | 5.2 | 7.1 | 16.9 | 20.7 | 14.2 | 4.6 | 24.2 | 10.4 | 8.9
Ohio | All Sources | 27951.3
Ohio | Note: Time adjusted capacity for the year is the capacity of all the generators that were included in the capacity factor calculation. Sources: U.S. Energy Information Administration, Form EIA-860, Annual Electric Generator Report. and U.S. Energy Information Administration, Form EIA-923, Power Plant Operations Report
Oklahoma | Oklahoma
Oklahoma | Generation technology | 2022 Time adjusted capacity (MW) | Year 2022 | Year 2021 | Year 2020 | Year 2019 | Year 2018 | Year 2017 | Year 2016 | Year 2015 | Year 2014 | Year 2013 | Year 2012 | Year 2011 | Year 2010 | Year 2009 | Year 2008
Oklahoma | Capacity Factors
Oklahoma | Wood | 57.8 | 86.5 | 85.1 | 95.7 | 83.7 | 87.6 | 80.7 | 89.9 | 88.1 | 84.3 | 77.8 | 84.4 | 77.7 | 90.1 | 73.6 | 80
Oklahoma | Wind - Onshore | 11239.8 | 37.7 | 37.5 | 40.4 | 41 | 41.1 | 40.2
Oklahoma | Natural Gas - CC | 8954.9 | 35.7 | 42.4 | 56.5 | 57.6 | 56.2 | 44.4 | 51.3 | 51.6 | 36 | 37.2 | 45.4 | 38.8 | 41 | 45.3 | 40.7
Oklahoma | Coal | 3244.5 | 32.5 | 40 | 21 | 27.5 | 40.7 | 45.6 | 44.3 | 53.7 | 65.3 | 65 | 63.5 | 74.6 | 67.7 | 73.3 | 78.3
Oklahoma | Natural Gas - IC | 73.8 | 24 | 14.5 | 8.4 | 9.9 | 8.3 | 9.4 | 10.8 | 6.5 | 10.4 | 0.1 | 1.3 | 0.9 | 0.3 | 0 | 0.1
Oklahoma | Hydroelectric | 843.7 | 23.9 | 37.6 | 38.3 | 51.6 | 26.9 | 27 | 34.1 | 35.3 | 18.9 | 28.7 | 15.2 | 20 | 37.4 | 47.5 | 51
Oklahoma | Solar - PV | 46.3 | 20 | 20.6 | 20.1 | 22.3 | 23.7 | 22.6 | 24.8 | 18.4
Oklahoma | Natural Gas - GT | 1643 | 12.9 | 15.2 | 13.8 | 16 | 15.4 | 4.8 | 7.5 | 4.9 | 3.1 | 0.6 | 3 | 3.2 | 2.4 | 1.7 | 1.6
Oklahoma | Natural Gas - ST | 5838.4 | 11.1 | 8.1 | 12.5 | 12.2 | 9.7 | 7 | 10.7 | 6.6 | 7.5 | 14.4 | 19.1 | 19.8 | 20.3 | 16.7 | 19.2
Oklahoma | Other, Biomass | 18.4 | 10 | 16.4 | 17.8 | 20 | 18.6 | 18.1 | 16 | 22.5 | 10.1 | 14.3 | 15.1 | 2.3 | 0 | 0 | 0
Oklahoma | Petroleum - IC | 67.7 | 0.5 | 0.5 | 0.2 | 0.3 | 0.2 | 0.2 | 0.1 | 0.3 | 0.1 | 0.1 | 0.2 | 0.1 | 0.1 | 0.1 | 0.1
Oklahoma | Other, Gas | [14 empty] | 0 | 7.8
Oklahoma | Wind | [7 empty] | 42.1 | 39.2 | 42.7 | 40.7 | 39.9 | 40.8 | 36 | 35.4 | 39
Oklahoma | Usage Factors
Oklahoma | Pumped Storage | 258 | 3.5 | 3.6 | 4.9 | 4.2 | 6.8 | 6.2 | 4 | 3.1 | 5.8 | 4.7
Oklahoma | Battery | 10 | 0 | 0 | 6.4
Oklahoma | All Sources | 32296.3
Oklahoma | Note: Time adjusted capacity for the year is the capacity of all the generators that were included in the capacity factor calculation. Sources: U.S. Energy Information Administration, Form EIA-860, Annual Electric Generator Report. and U.S. Energy Information Administration, Form EIA-923, Power Plant Operations Report
Oregon | Oregon
Oregon | Generation technology | 2022 Time adjusted capacity (MW) | Year 2022 | Year 2021 | Year 2020 | Year 2019 | Year 2018 | Year 2017 | Year 2016 | Year 2015 | Year 2014 | Year 2013 | Year 2012 | Year 2011 | Year 2010 | Year 2009 | Year 2008
Oregon | Capacity Factors
Oregon | Geothermal | 19.5 | 104.7 | 107 | 112.2 | 108.6 | 103.2 | 102.1 | 107.2 | 113.1 | 118.3 | 106.2 | 123.3
Oregon | Other, Biomass | 52.6 | 68.4 | 72.6 | 77 | 71.3 | 75.4 | 76.6 | 76.5 | 79 | 82.2 | 78.2 | 78.9 | 88.1 | 86 | 81.6 | 83.1
Oregon | Natural Gas - CC | 3395.2 | 61.3 | 68.3 | 61.8 | 69.1 | 59.7 | 49.9 | 54.6 | 61.9 | 49.3 | 55.8 | 45.6 | 33 | 65.1 | 62.4 | 65.4
Oregon | Hydroelectric | 8367.9 | 42.7 | 37.9 | 43.7 | 41.6 | 48.2 | 51.9 | 46.7 | 41.9 | 47.3 | 44.4 | 53.1 | 57.4 | 41.4 | 44.7 | 46
Oregon | Wood | 241.5 | 36.8 | 34.2 | 31.8 | 32.3 | 34.2 | 32.1 | 32.9 | 34.1 | 37 | 31.8 | 36.1 | 29.9 | 39.2 | 39.9 | 43.9
Oregon | Natural Gas - IC | 229.2 | 36.3 | 42.9 | 22.8 | 18.3 | 5.6 | 8.4 | 7.4 | 17.6
Oregon | Solar - PV | 767.5 | 23.9 | 24 | 24.7 | 24 | 24.1 | 19.5 | 14.5 | 19.9 | 20.2 | 21.9 | 11.9 | 1
Oregon | Wind - Onshore | 3903 | 23.7 | 28.4 | 28.9 | 23 | 26.5 | 22.2
Oregon | Natural Gas - GT | 124 | 2.8 | 5.1 | 3.4 | 7.3 | 3.9 | 5.7 | 4.1 | 3.2 | 3.1 | 4.2 | 1.4 | 2.5 | 0.6 | 2.8 | 1
Oregon | Petroleum - IC | 6.6 | 0.3 | 0.3
Oregon | Coal |  |  |  | 39.5 | 50.2 | 28.9 | 33.9 | 37 | 46.5 | 62.5 | 73.5 | 51.4 | 65.2 | 80.6 | 62.4 | 78.8
Oregon | Natural Gas - ST | [15 empty] | 6.9
Oregon | Wind | [7 empty] | 25.8 | 24 | 27.3 | 26.9 | 25.5 | 25.2 | 23.2 | 25.1 | 30.5
Oregon | Usage Factors
Oregon | Battery | 27.6 | 7.1 | 0.1 | 0.1 | 0.2 | 0.2 | 0.3 | 0.2 | 0.2
Oregon | All Sources | 17134.6
Oregon | Note: Time adjusted capacity for the year is the capacity of all the generators that were included in the capacity factor calculation. Sources: U.S. Energy Information Administration, Form EIA-860, Annual Electric Generator Report. and U.S. Energy Information Administration, Form EIA-923, Power Plant Operations Report
Maryland | Maryland
Maryland | Generation technology | 2022 Time adjusted capacity (MW) | Year 2022 | Year 2021 | Year 2020 | Year 2019 | Year 2018 | Year 2017 | Year 2016 | Year 2015 | Year 2014 | Year 2013 | Year 2012 | Year 2011 | Year 2010 | Year 2009 | Year 2008
Maryland | Capacity Factors
Maryland | Nuclear | 1707.8 | 99 | 100.2 | 99.5 | 100.4 | 99.1 | 101 | 98.4 | 97.9 | 95.9 | 94.9 | 90.1 | 96.4 | 93.7 | 97.4 | 96.3
Maryland | Natural Gas - CC | 2766 | 52.7 | 54.1 | 51.9 | 54.6 | 57.1 | 56.2 | 63.7 | 61.5 | 44.2 | 46.2 | 33.5 | 27.5 | 28.6 | 32.1 | 24.4
Maryland | Other, Biomass | 136.7 | 50.6 | 62.1 | 53.7 | 54.6 | 61.7 | 61 | 61.5 | 58.9 | 58.8 | 57.5 | 56.9 | 56.7 | 57.5 | 54 | 61
Maryland | Hydroelectric | 590 | 34.4 | 41 | 32.7 | 42.3 | 54.8 | 38 | 26.9 | 31.4 | 31.3 | 33.4 | 32 | 49.3 | 32.3 | 36.5 | 38.1
Maryland | Wood | 2.6 | 30.5 | 37.6 | 45.3 | 50.7 | 50.3 | 18.4 | 49.9 | 49.6 | 49.9 | 66.4 | 78.3 | 72.5 | 71.8 | 68.6 | 73
Maryland | Wind - Onshore | 190 | 29.9 | 31.1 | 32.7 | 31.3 | 34.2 | 33.7
Maryland | Coal | 2256.5 | 23.7 | 20.2 | 9.9 | 15.8 | 26.4 | 21.3 | 34.5 | 34.4 | 43.2 | 38.2 | 39.7 | 50 | 56.5 | 53 | 63.8
Maryland | Solar - PV | 426.6 | 19 | 19.1 | 17.9 | 18.8 | 18.9 | 18.3 | 19.1 | 19 | 18.9 | 18 | 17.1 | 13.3
Maryland | Natural Gas - GT | 1674.9 | 5.5 | 5.3 | 5.3 | 5 | 8.2 | 7.7 | 12.5 | 14.8 | 7.4 | 6.7 | 5.9 | 4.6 | 5.6 | 3.7 | 4.1
Maryland | Natural Gas - ST | 1199.8 | 2.9 | 1.6 | 6 | 5 | 7.4 | 3.7 | 11.4 | 7 | 4.9 | 5.4 | 6.9 | 5.3 | 4.4 | 3.1 | 5.3
Maryland | Petroleum - GT | 621.1 | 2.7 | 2.3 | 1.9 | 1.8 | 2.7 | 2 | 4.7 | 3.3 | 2.3 | 1.2 | 1.3 | 1.2 | 1.7 | 0.9 | 1.8
Maryland | Petroleum - IC | 84.2 | 1.6 | 0.4 | 0.5 | 0.3 | 1.2 | 0.6 | 0.4 | 1.5 | 1.7 | 2.6 | 0.8 | 1 | 0.5 | 0.2 | 1.1
Maryland | Natural Gas - IC | 9.7 | 1.4 | 0.7 | 4.4 | 0.9 | 1.6 | 2.2 | 1.7 | 1 | 2.4 | 2 | 2.3 | 25.6 | 26.2 | 30.6 | 24.2
Maryland | Petroleum - ST | 676 | 0.5 | 0.2 | 0.1 | 0.2 | 1 | 0.2 | 0.4 | 1.4 | 3.4 | 4.8 | 18.5 | 4.8 | 7 | 2.4 | 3.2
Maryland | Natural Gas - OTH | [7 empty] | 73.4 | 64.5 | 81.2 | 39.5
Maryland | Other, Gas | [12 empty] | 15.5
Maryland | Other, not Biomass or Gas |  |  |  | 0 | 0 | 0
Maryland | Wind | [7 empty] | 31.6 | 30.3 | 29.9 | 30.6 | 30.5 | 34.5
Maryland | Usage Factors
Maryland | Battery | 6.3 | 19 | 20.7 | 21.3 | 16.6 | 3.1 | 14.6 | 6.7
Maryland | All Sources | 12348.1
Maryland | Note: Time adjusted capacity for the year is the capacity of all the generators that were included in the capacity factor calculation. Sources: U.S. Energy Information Administration, Form EIA-860, Annual Electric Generator Report. and U.S. Energy Information Administration, Form EIA-923, Power Plant Operations Report
Massachusetts | Massachusetts
Massachusetts | Generation technology | 2022 Time adjusted capacity (MW) | Year 2022 | Year 2021 | Year 2020 | Year 2019 | Year 2018 | Year 2017 | Year 2016 | Year 2015 | Year 2014 | Year 2013 | Year 2012 | Year 2011 | Year 2010 | Year 2009 | Year 2008
Massachusetts | Capacity Factors
Massachusetts | Natural Gas - OTH | 7.5 | 95.1 | 81.1 | 98.3
Massachusetts | Other, Biomass | 264.4 | 79.2 | 77.9 | 77.1 | 77.7 | 81.3 | 78.9 | 82.7 | 82.9 | 85.1 | 84.3 | 83.9 | 82 | 82.1 | 78.6 | 80.2
Massachusetts | Hydroelectric | 267.2 | 37.5 | 47.7 | 36.1 | 41.7 | 48.5 | 44.3 | 30.5 | 35.9 | 39.2 | 43 | 39.1 | 48.8 | 42.4 | 51.2 | 50.7
Massachusetts | Wood | 14.9 | 35.5 | 56.6 | 80 | 67.1 | 75.9 | 92.9 | 91.4 | 84.6 | 88.5 | 54 | 74.6 | 47.2 | 57.1 | 54.4 | 57.7
Massachusetts | Natural Gas - ST | 54.7 | 35.2 | 21.4 | 14.6 | 15.9 | 16.3 | 16.7 | 14.5 | 15.3 | 6 | 9.1 | 6.5 | 4.9 | 6.9 | 6 | 9.9
Massachusetts | Natural Gas - CC | 6171 | 27.3 | 25.7 | 24.1 | 27.4 | 35.3 | 46.1 | 44.4 | 44.5 | 39.6 | 45.7 | 48 | 56.9 | 55.9 | 46.2 | 47
Massachusetts | Wind - Onshore | 102.8 | 24 | 22.5 | 25.7 | 24.7 | 26.4 | 28.4
Massachusetts | Solar - PV | 1229.3 | 17.9 | 16.5 | 17 | 16.3 | 16.2 | 16 | 17.3 | 16.5 | 15.7 | 15.8 | 14.3 | 9.6 | 15.9 | 4.8 | 9.9
Massachusetts | Natural Gas - GT | 820.8 | 16.6 | 11.8 | 11.8 | 14.6 | 21.8 | 18.6 | 19.5 | 16.6 | 18.2 | 14.9 | 13.9 | 13.9 | 14.3 | 19 | 21.8
Massachusetts | Natural Gas - IC | 40 | 6 | 6.5 | 12.2 | 11.6 | 15.4 | 26.9 | 22.7 | 24.3 | 25.5 | 19.1 | 15.3 | 18.5 | 26.1 | 27.2 | 25.4
Massachusetts | Petroleum - ST | 1118.8 | 3 | 0.5 | 0.2 | 0.5 | 2 | 1.1 | 1.8 | 3.7 | 3.5 | 1 | 1 | 0.7 | 1.3 | 3.6 | 10
Massachusetts | Petroleum - IC | 113.3 | 0.9 | 0.5 | 0.5 | 1.6 | 0.8 | 0.6 | 0.9 | 1.5 | 2.7 | 3 | 3 | 1.8 | 1.9 | 2 | 1.3
Massachusetts | Petroleum - GT | 430.5 | 0.3 | 0.2 | 0.2 | 0.3 | 0.5 | 0.5 | 0.5 | 0.4 | 0.7 | 0.3 | 0.4 | 0.5 | 1.2 | 0.6 | 0.6
Massachusetts | Coal | [6 empty] | 30.7 | 20.9 | 24.4 | 28 | 33.5 | 17.1 | 31.5 | 57.4 | 62.8 | 73.4
Massachusetts | Nuclear |  |  |  |  | 96.6 | 74.7 | 85.1 | 91 | 83.6 | 97.2 | 73 | 98.5 | 84.8 | 98.7 | 90 | 97.6
Massachusetts | Other, not Biomass or Gas | [7 empty] | 0 | 0.4 | 2.2 | 1.7 | 0 | 0 | 0
Massachusetts | Wind | [7 empty] | 27.4 | 29.7 | 31.1 | 33.3 | 27 | 26.8 | 24.4 | 33.3 | 23.2
Massachusetts | Usage Factors
Massachusetts | Pumped Storage | 1801 | 8.3 | 7.7 | 7.4 | 8 | 8.6 | 8.1 | 9.3 | 9.4 | 8.9 | 8
Massachusetts | Battery | 192.4 | 1.8 | 1.1 | 1.1 | 2.3 | 2.5 | 0.5
Massachusetts | All Sources | 12724.6
Massachusetts | Note: Time adjusted capacity for the year is the capacity of all the generators that were included in the capacity factor calculation. Sources: U.S. Energy Information Administration, Form EIA-860, Annual Electric Generator Report. and U.S. Energy Information Administration, Form EIA-923, Power Plant Operations Report
Michigan | Michigan
Michigan | Generation technology | 2022 Time adjusted capacity (MW) | Year 2022 | Year 2021 | Year 2020 | Year 2019 | Year 2018 | Year 2017 | Year 2016 | Year 2015 | Year 2014 | Year 2013 | Year 2012 | Year 2011 | Year 2010 | Year 2009 | Year 2008
Michigan | Capacity Factors
Michigan | Nuclear | 3635.9 | 81.7 | 95.3 | 84.6 | 91.9 | 84.4 | 89.7 | 87.5 | 84.2 | 89.6 | 84 | 81.1 | 94.9 | 85.7 | 63.2 | 90.3
Michigan | Other, Gas | 250 | 74.3 | 66.5 | 71.5 | 80.7 | 75 | 77.3 | 74.6 | 53.6
Michigan | Hydroelectric | 264.1 | 59.9 | 58 | 73.1 | 68.9 | 66.4 | 71.8 | 66.9 | 51.7 | 54.8 | 48.9 | 57.8 | 64.7 | 59.9 | 61.9 | 61.7
Michigan | Wood | 326.7 | 59.6 | 57.2 | 48.3 | 56.2 | 62.4 | 59.8 | 60.9 | 58 | 68.3 | 67.3 | 66.7 | 71.4 | 71.5 | 65 | 71.7
Michigan | Natural Gas - CC | 5620.7 | 58.7 | 54.8 | 63.9 | 64.3 | 57.9 | 51.6 | 56.7 | 41.1 | 24.5 | 23.7 | 45.1 | 27.8 | 24.9 | 18.1 | 19.6
Michigan | Other, Biomass | 168.4 | 56.7 | 65.4 | 69.7 | 63.1 | 55.1 | 57.4 | 57 | 63 | 65.6 | 64.2 | 66.5 | 61.4 | 59.3 | 66.1 | 59.8
Michigan | Coal | 7847.3 | 52.5 | 53.8 | 39.1 | 50.5 | 54.4 | 52.9 | 48.2 | 56.9 | 56.4 | 59.4 | 55.1 | 60.2 | 65.9 | 64.9 | 67.6
Michigan | Other, not Biomass or Gas | 3.8 | 45.8 | [7 empty] | 52.5
Michigan | Petroleum - ST | 47.2 | 40.5 | 39.8 | 42.8 | 41.3 | 38 | 40.4 | 44.3 | 47.1 | 42.9 | 45.3 | 48.7 | 46.2 | 42.3 | 40.9 | 51.5
Michigan | Wind - Onshore | 3232.8 | 32.2 | 29.5 | 32.6 | 32.5 | 32.7 | 37.3
Michigan | Natural Gas - IC | 382 | 28.3 | 31.4 | 30.1 | 28.3 | 6.5 | 3 | 2 | 1.3 | 0.1 | 0.4 | 0.5 | 0.4 | 0.2 | 0.1 | 0.2
Michigan | Solar - PV | 455.3 | 21.2 | 19.8 | 17 | 16.3 | 15.3 | 16.3 | 14.7 | 12.1
Michigan | Natural Gas - GT | 3884.6 | 20.4 | 18.5 | 24.3 | 19.5 | 19.8 | 14.2 | 20.1 | 12.3 | 8.2 | 8.4 | 6.5 | 3.1 | 4.1 | 2.1 | 2.5
Michigan | Natural Gas - ST | 2153.7 | 4.3 | 6.5 | 7.9 | 7.8 | 5.9 | 5 | 4.3 | 2.3 | 8.8 | 8 | 3.8 | 1.8 | 2.7 | 1.1 | 2.1
Michigan | Petroleum - IC | 228 | 0.3 | 0.3 | 0.1 | 0.1 | 0.1 | 0.1 | 0.1 | 0 | 0.1 | 0.1 | 0.3 | 0.3 | 0.2 | 0.4 | 0.2
Michigan | Petroleum - GT | 214.3 | 0.2 | 0.3 | 0.1 | 0 | 0.6 | 0.3 | 0.4 | 0.1 | 0.2 | 0.1 | 0.1 | 0.2 | 0.2 | 0.3 | 0.3
Michigan | Wind | [7 empty] | 39.1 | 40.3 | 37.4 | 34.4 | 30.5 | 27.7 | 25.3 | 26.6 | 26.2
Michigan | Usage Factors
Michigan | Pumped Storage | 2175.6 | 12.6 | 10.3 | 12.2 | 9.8 | 9.5 | 9.3 | 10.3 | 6.8 | 10.1 | 12.8
Michigan | Battery | 1.3 | 0.6 | 0.8 | 1 | 1.2 | 0.5
Michigan | All Sources | 30891.8
Michigan | Note: Time adjusted capacity for the year is the capacity of all the generators that were included in the capacity factor calculation. Sources: U.S. Energy Information Administration, Form EIA-860, Annual Electric Generator Report. and U.S. Energy Information Administration, Form EIA-923, Power Plant Operations Report
Minnesota | Minnesota
Minnesota | Generation technology | 2022 Time adjusted capacity (MW) | Year 2022 | Year 2021 | Year 2020 | Year 2019 | Year 2018 | Year 2017 | Year 2016 | Year 2015 | Year 2014 | Year 2013 | Year 2012 | Year 2011 | Year 2010 | Year 2009 | Year 2008
Minnesota | Capacity Factors
Minnesota | Other, not Biomass or Gas | 6.1 | 106.9 | 108.9 | 54.4 | 68.3 | 72.7 | 68.5 | 72.8 | 70.2 | 68 | 66.1 | 59.9 | 44.2 | 22.4 | 54.5 | 42.4
Minnesota | Nuclear | 1657 | 101.2 | 97.3 | 100.8 | 97.2 | 100.6 | 95.8 | 95.3 | 83.5 | 91 | 76.5 | 85.4 | 85.7 | 96.5 | 84.9 | 88.7
Minnesota | Wood | 206 | 56.7 | 59.7 | 52.4 | 48.9 | 48.5 | 56.3 | 53.2 | 52.7 | 46.4 | 46.9 | 47.1 | 39.6 | 51.1 | 44.5 | 48.6
Minnesota | Other, Biomass | 113 | 56.5 | 58.5 | 59 | 59.8 | 59.4 | 59.2 | 62.5 | 59.9 | 63.6 | 56 | 72.6 | 63.6 | 59.7 | 61.1 | 61
Minnesota | Hydroelectric | 212 | 51.2 | 36.1 | 53.2 | 58.5 | 58.4 | 69.7 | 66.8 | 49.8 | 32.1 | 31.5 | 38.9 | 45.4 | 49.6 | 47.7 | 42.8
Minnesota | Coal | 3978.6 | 46.7 | 44.6 | 38.7 | 48.8 | 62.4 | 60.4 | 61.6 | 62.9 | 66.9 | 56.4 | 55.8 | 68.9 | 67.4 | 69.7 | 67.6
Minnesota | Wind - Onshore | 4685.2 | 36.6 | 30.4 | 33.4 | 32.6 | 33 | 35.9
Minnesota | Natural Gas - CC | 2532.9 | 32 | 47.4 | 47.2 | 53.8 | 37.5 | 30.9 | 39.8 | 35 | 17.7 | 27.8 | 29.8 | 12.7 | 17 | 10.6 | 13.1
Minnesota | Solar - PV | 1104.3 | 19.6 | 20.4 | 19.4 | 17.3 | 18.6 | 18.2 | 15.7 | 18.2 | 17.8 | 19.2
Minnesota | Natural Gas - ST | 214.5 | 12.7 | 13.4 | 8.7 | 6.8 | 7.6 | 5.1 | 4.8 | 8.1 | 5.4 | 5.4 | 17.3 | 18.2 | 13.2 | 11.7 | 8.2
Minnesota | Natural Gas - IC | 237.6 | 7.3 | 8.8 | 5.3 | 5.3 | 7.1 | 2.3 | 2.1 | 2 | 2.1 | 1.8 | 0.6 | 4.7 | 4.6 | 4.3 | 4.8
Minnesota | Natural Gas - GT | 2545.8 | 4.6 | 7.5 | 4.8 | 3.6 | 4.3 | 1.9 | 3.9 | 1.7 | 1.2 | 3.2 | 4.1 | 2.2 | 2.4 | 1.2 | 1.9
Minnesota | Petroleum - GT | 350.5 | 1.2 | 2.1 | 1.8 | 0.8 | 1.4 | 1 | 2.3 | 0.9 | 0.5 | 1.5 | 3 | 1.2 | 1.4 | 0.4 | 0.5
Minnesota | Petroleum - IC | 416 | 0.4 | 0.4 | 0.3 | 0.3 | 0.3 | 0.3 | 0.3 | 0.3 | 0.3 | 0.2 | 0.2 | 0.2 | 0.3 | 0.2 | 0.2
Minnesota | Wind | [7 empty] | 35.6 | 35.9 | 39.8 | 33.2 | 34.1 | 32.8 | 32.7 | 33.1 | 36
Minnesota | Usage Factors
Minnesota | Battery | 15.3 | 0.5 | 0.5 | 0.6 | 1.3 | 23.7 | 14.9 | 5 | 0.1 | 0 | 0
Minnesota | All Sources | 18274.8
Minnesota | Note: Time adjusted capacity for the year is the capacity of all the generators that were included in the capacity factor calculation. Sources: U.S. Energy Information Administration, Form EIA-860, Annual Electric Generator Report. and U.S. Energy Information Administration, Form EIA-923, Power Plant Operations Report
Mississippi | Mississippi
Mississippi | Generation technology | 2022 Time adjusted capacity (MW) | Year 2022 | Year 2021 | Year 2020 | Year 2019 | Year 2018 | Year 2017 | Year 2016 | Year 2015 | Year 2014 | Year 2013 | Year 2012 | Year 2011 | Year 2010 | Year 2009 | Year 2008
Mississippi | Capacity Factors
Mississippi | Nuclear | 1400.5 | 70.1 | 95.9 | 52.7 | 89.9 | 56.5 | 60.2 | 48.2 | 95.5 | 83.1 | 92.7 | 70 | 99.2 | 88 | 100.4 | 85
Mississippi | Natural Gas - CC | 7848.5 | 66.5 | 62.8 | 67.4 | 61 | 63.6 | 60.2 | 68.3 | 62.4 | 47 | 43.4 | 50.3 | 38.6 | 39.9 | 32.2 | 26.2
Mississippi | Other, Biomass | 1.6 | 66.5 | 76.8 | 78.6 | 92 | 89.8 | 86.5 | 72.8 | 92.3 | 90.1 | 88.2 | 66.7
Mississippi | Wood | 300.8 | 58.8 | 63.2 | 65.1 | 62.6 | 63.6 | 71.7 | 72.9 | 71.9 | 68.1 | 65.7 | 59.3 | 57.8 | 59.8 | 58.8 | 55.9
Mississippi | Coal | 1444 | 44.9 | 44 | 36.4 | 35.1 | 34.8 | 29.5 | 33.6 | 35.9 | 49.7 | 39.9 | 33.9 | 44.5 | 61.8 | 58.1 | 74.6
Mississippi | Natural Gas - IC | 25.8 | 30.3 | 29.2 | 27 |  | 1.7 | 2 | 3.2 | 1.9 | 1.4 | 4.9 | 10.4 | 7.3 | 2.2 | 0 | 0
Mississippi | Solar - PV | 244.5 | 22.7 | 22.2 | 22.5 | 22.1 | 23.2 | 22.1
Mississippi | Natural Gas - ST | 1980.8 | 21.2 | 19.6 | 27.4 | 25.9 | 15.3 | 10.5 | 8.3 | 8 | 1.1 | 14.8 | 20.3 | 19.4 | 15.6 | 9.5 | 13
Mississippi | Natural Gas - GT | 1369.3 | 16.5 | 16.4 | 17.1 | 17.1 | 19.3 | 15.4 | 13.9 | 12.4 | 11.7 | 9.8 | 14.3 | 11.8 | 10.6 | 9.1 | 8.5
Mississippi | Other, not Biomass or Gas | 1.4 | 0 | 0 | 0 | 0 | 0 | 0 | 0 | 0 | 69.1 | 48.4 | 0 | 0
Mississippi | Petroleum - IC | 9 | 0 | 0.1 | 0 | 0 | 0.5 | 1 | 1.6 | 1 | 0.7 | 0.2 | 0.6 | 0.8 | 0.6 | 0 | 0
Mississippi | Other, Gas | [12 empty] | 0 | 0 | 53.4 | 97.4
Mississippi | Petroleum - GT |  |  |  |  | 0.1 | 0.3 | 0.3 | 0.2 | 0 | 0.1 | 0.1 | 0 | 0 | 0 | 0 | 0
Mississippi | Usage Factors
Mississippi | All Sources | 14626.2
Mississippi | Note: Time adjusted capacity for the year is the capacity of all the generators that were included in the capacity factor calculation. Sources: U.S. Energy Information Administration, Form EIA-860, Annual Electric Generator Report. and U.S. Energy Information Administration, Form EIA-923, Power Plant Operations Report
Missouri | Missouri
Missouri | Generation technology | 2022 Time adjusted capacity (MW) | Year 2022 | Year 2021 | Year 2020 | Year 2019 | Year 2018 | Year 2017 | Year 2016 | Year 2015 | Year 2014 | Year 2013 | Year 2012 | Year 2011 | Year 2010 | Year 2009 | Year 2008
Missouri | Capacity Factors
Missouri | Nuclear | 1190 | 85.1 | 39.6 | 70.7 | 88.2 | 102.2 | 79.8 | 90.2 | 100.2 | 88.8 | 80 | 102.5 | 89.9 | 86.4 | 98.3 | 89.7
Missouri | Coal | 10122.9 | 59.8 | 64.7 | 56.1 | 60.8 | 65 | 68.1 | 58 | 61.3 | 67.4 | 70.6 | 66.9 | 72.3 | 74.7 | 73 | 74.7
Missouri | Other, Biomass | 14 | 45.7 | 52.9 | 55.9 | 51.3 | 46.9 | 50 | 53 | 59.2 | 58.7 | 61.7 | 60.1 | 68.8 | 68.9 | 62.9 | 66.4
Missouri | Wind - Onshore | 2374.9 | 36.2 | 36.8 | 32.9 | 34.2 | 33.9 | 32.5
Missouri | Natural Gas - CC | 1905.2 | 33.5 | 27.9 | 37.2 | 39.1 | 35.9 | 25.8 | 30.5 | 23.2 | 20.2 | 23.6 | 30.4 | 23.2 | 22.4 | 16.6 | 26.8
Missouri | Hydroelectric | 548.5 | 28.8 | 35.3 | 39 | 46.1 | 17.2 | 24.6 | 26.5 | 33.4 | 14 | 22.8 | 14.3 | 23.7 | 31.1 | 36.8 | 41.2
Missouri | Solar - PV | 87.4 | 19.6 | 18.4 | 18 | 18.3 | 18.5 | 17.5 | 19.3 | 19.8 | 18.9
Missouri | Natural Gas - ST | 469.9 | 7.6 | 5.5 | 3.3 | 3.8 | 4.3 | 3 | 7.4 | 8.8 | 3.1 | 5.2 | 0.6 | 2.1 | 4.6 | 5.8 | 4.7
Missouri | Natural Gas - GT | 3327.2 | 7.5 | 4.5 | 4.8 | 4.4 | 3.9 | 3.2 | 2.7 | 2.3 | 2.3 | 1.4 | 3.3 | 2.3 | 2.4 | 1.9 | 2.1
Missouri | Natural Gas - IC | 127.8 | 0.9 | 0.5 | 0.2 | 0.2 | 0.3 | 0.2 | 0.3 | 0.1 | 0.2 | 0.1 | 1.3 | 0.5 | 0.4 | 0.3 | 0.4
Missouri | Petroleum - IC | 244.3 | 0.6 | 0.8 | 0.5 | 0.5 | 0.6 | 0.6 | 0.6 | 0.6 | 0.7 | 0.5 | 0.1 | 0.5 | 0.5 | 0.5 | 0.3
Missouri | Petroleum - GT | 817.5 | 0.5 | 0.6 | 0.1 | 0.2 | 0.1 | 0 | 0 | 0 | 0.1 | 0 | 0.1 | 0.1 | 0 | 0 | 0
Missouri | Wind | [7 empty] | 27.2 | 25.7 | 28.2 | 29.1 | 30.9 | 29.3 | 25.7 | 20.7 | 16.5
Missouri | Usage Factors
Missouri | Pumped Storage | 657 | 12.2 | 13.1 | 11.9 | 11.9 | 8.4 | 10.9 | 12.5 | 10.1 | 8.6 | 11.6
Missouri | Battery | 2.2 | 0 | 0 | 0.4 | 0.6 | 1.5 | 0.3 | 0 | 0.4 | 2.2
Missouri | All Sources | 21888.8
Missouri | Note: Time adjusted capacity for the year is the capacity of all the generators that were included in the capacity factor calculation. Sources: U.S. Energy Information Administration, Form EIA-860, Annual Electric Generator Report. and U.S. Energy Information Administration, Form EIA-923, Power Plant Operations Report
Pennsylvania | Pennsylvania
Pennsylvania | Generation technology | 2022 Time adjusted capacity (MW) | Year 2022 | Year 2021 | Year 2020 | Year 2019 | Year 2018 | Year 2017 | Year 2016 | Year 2015 | Year 2014 | Year 2013 | Year 2012 | Year 2011 | Year 2010 | Year 2009 | Year 2008
Pennsylvania | Capacity Factors
Pennsylvania | Nuclear | 9093.2 | 95.6 | 95.3 | 95.8 | 98.3 | 97.3 | 96.9 | 96.4 | 95.1 | 93.2 | 92.8 | 88.4 | 90.5 | 93.1 | 93.4 | 95.9
Pennsylvania | Natural Gas - CC | 18876.7 | 73.3 | 74.9 | 72.4 | 67.2 | 68.4 | 71.6 | 72.2 | 70 | 66.2 | 65 | 67.5 | 54.9 | 46.4 | 40.9 | 25.6
Pennsylvania | Other, Gas | 85.9 | 72.3 | 74.5 | 76.4 | 66.4 | 60.9 | 49.7 | 61.4 | 50.9 | 56.9 | 75.5 | 75.2 | 69.5 | 60.1 | 56.5 | 72.6
Pennsylvania | Other, Biomass | 369.6 | 66.6 | 72.3 | 69.8 | 65.7 | 66.8 | 70.6 | 66.3 | 68.5 | 67 | 65.1 | 67.2 | 64.7 | 65.7 | 64.1 | 64.2
Pennsylvania | Wood | 80.2 | 43.6 | 55.5 | 55.1 | 39.9 | 62.8 | 57.1 | 46.1 | 50.2 | 56.2 | 30.8 | 49.7 | 44 | 74.5 | 75 | 69.9
Pennsylvania | Hydroelectric | 929.6 | 32.6 | 38.5 | 33.8 | 44.5 | 54.1 | 39.6 | 30 | 33 | 33.7 | 37.1 | 29.9 | 44.3 | 31 | 35.1 | 33.9
Pennsylvania | Coal | 8114.5 | 31.8 | 34.4 | 30.9 | 42.6 | 43.4 | 47.8 | 49.1 | 54.4 | 63.8 | 62.6 | 57.6 | 62.2 | 67 | 63.9 | 71.5
Pennsylvania | Wind - Onshore | 1460 | 27.9 | 27 | 29.2 | 27 | 29.7 | 29.9
Pennsylvania | Natural Gas - GT | 1958.2 | 24 | 21.9 | 24 | 21.8 | 18.1 | 22.5 | 19.9 | 19.2 | 16.3 | 11.1 | 7 | 7.9 | 7.5 | 5.5 | 5.5
Pennsylvania | Natural Gas - IC | 258.4 | 23.9 | 17 | 13.6 | 15 | 17.9 | 19 | 18.9 | 7.7 | 8.3 | 4.9 | 3.2 | 2.8 | 5.5 | 2.9 | 5.6
Pennsylvania | Solar - PV | 155.8 | 17.3 | 16.9 | 14.7 | 14.5 | 13.1 | 15.3 | 16.8 | 17.3 | 16.9 | 17.7 | 15.3 | 17.9 | 20.5 | 27.1 | 0
Pennsylvania | Natural Gas - ST | 4875.1 | 13.8 | 5.5 | 10.7 | 6.8 | 8.9 | 16.5 | 19.2 | 20.6 | 11.2 | 4.9 | 10.9 | 26 | 34.3 | 31.2 | 30.1
Pennsylvania | Petroleum - IC | 75.1 | 0.7 | 0.7 | 0.7 | 1.3 | 0.8 | 0.4 | 0.7 | 1.9 | 1.4 | 1.3 | 0.3 | 0.5 | 0.9 | 0.6 | 1
Pennsylvania | Petroleum - GT | 1314.4 | 0.6 | 0.2 | 0.1 | 0.1 | 0.8 | 0.3 | 0.2 | 0.6 | 1.3 | 0.4 | 0.3 | 0.4 | 0.4 | 0.1 | 0.3
Pennsylvania | Other, not Biomass or Gas | 20 | 0 | 0 | 0 | 0 | 0 | 32.2 | 8.5 | 9.6 | 8.4 | 4.6
Pennsylvania | Petroleum - ST |  |  |  |  | 50.5 |  | 41.4 | 41 | 47.6 | 1.1 | 0.9 | 0.9 | 3.3 | 4.8 | 2.5 | 1.9
Pennsylvania | Wind | [7 empty] | 29.6 | 28.5 | 30.3 | 28.5 | 24.9 | 27.3 | 30.4 | 25.9 | 25.9
Pennsylvania | Usage Factors
Pennsylvania | Battery | 34.6 | 19 | 17.1 | 17 | 12 | 5 | 25.9 | 11
Pennsylvania | Pumped Storage | 1514.4 | 18.4 | 17.5 | 14.1 | 12.9 | 15 | 13.9 | 13.1 | 12.3 | 14.2 | 14.2
Pennsylvania | All Sources | 49215.8
Pennsylvania | Note: Time adjusted capacity for the year is the capacity of all the generators that were included in the capacity factor calculation. Sources: U.S. Energy Information Administration, Form EIA-860, Annual Electric Generator Report. and U.S. Energy Information Administration, Form EIA-923, Power Plant Operations Report
Rhode Island | Rhode Island
Rhode Island | Generation technology | 2022 Time adjusted capacity (MW) | Year 2022 | Year 2021 | Year 2020 | Year 2019 | Year 2018 | Year 2017 | Year 2016 | Year 2015 | Year 2014 | Year 2013 | Year 2012 | Year 2011 | Year 2010 | Year 2009 | Year 2008
Rhode Island | Capacity Factors
Rhode Island | Natural Gas - IC | 14.5 | 76.1 | 78.3 | 66.6 | 70.9 | 72.8 | 44.2 | 8.7 | 0
Rhode Island | Natural Gas - GT | 12.4 | 69.9 | 75.3 | 76.7 | 75.8 | 76.7 | 147.2
Rhode Island | Other, Biomass | 40.1 | 62.2 | 59.3 | 59 | 59.2 | 60.1 | 60.6 | 63.2 | 65.3 | 63.9 | 22.7 | 48.3 | 61.4 | 66 | 69.7 | 76.1
Rhode Island | Natural Gas - CC | 1735.2 | 44.9 | 55.3 | 51.4 | 44.4 | 49.7 | 45 | 40.4 | 42.9 | 39.4 | 40.4 | 50.3 | 53.1 | 46.3 | 44.5 | 42.4
Rhode Island | Wind - Offshore | 29.3 | 43.3 | 32.8 | 46.7 | 45.9 | 45.7 | 40.7
Rhode Island | Hydroelectric | 2.7 | 31.2 | 18.9 | 15 | 15.4 | 17.4 | 10 | 9 | 13.3 | 16.8 | 18.8 | 30.3 | 31.3 | 15.7 | 20 | 21
Rhode Island | Natural Gas - ST | 10.9 | 31.1 | 24.1 | 24.4 | 24.1 | 22.6 | 25.8 | 24.7 | 27.2 | 19.7 | 19.8 | 19.9 | 20.9 | 1.1 | 21.4 | 10
Rhode Island | Wind - Onshore | 48 | 23.3 | 23.1 | 24.7 | 23.1 | 20.9 | 22.8
Rhode Island | Solar - PV | 241.8 | 17 | 17.5 | 17.3 | 16 | 16.3 | 15.8 | 16.4 | 18.4 | 16.2 | 15.7
Rhode Island | Petroleum - IC | 7.1 | 0.6 | 0 | 0 | 0.1 | 0.1 | 6.9 | 20.2 | 17.3 | 16 | 16 | 10.9 | 13.1 | 13.6 | 13.3 | 13.3
Rhode Island | Petroleum - GT | [6 empty] | 55.1 | 55 | 57.3 | 56.3 | 55.6 | 55.7 | 62.2 | 61.8 | 60.1 | 63.1
Rhode Island | Petroleum - ST | [6 empty] | 0 | 0 | 38.5 | 41.3 | 24.4 | 16.2 | 0 | 0 | 0 | 16.2
Rhode Island | Wind | [7 empty] | 19.1 | 15.3 | 29.8 | 9.9 | 10.5 | 22.2 | 23.8
Rhode Island | Usage Factors
Rhode Island | Battery | 1.5 | 72.9
Rhode Island | All Sources | 2143.5
Rhode Island | Note: Time adjusted capacity for the year is the capacity of all the generators that were included in the capacity factor calculation. Sources: U.S. Energy Information Administration, Form EIA-860, Annual Electric Generator Report. and U.S. Energy Information Administration, Form EIA-923, Power Plant Operations Report
South Carolina | South Carolina
South Carolina | Generation technology | 2022 Time adjusted capacity (MW) | Year 2022 | Year 2021 | Year 2020 | Year 2019 | Year 2018 | Year 2017 | Year 2016 | Year 2015 | Year 2014 | Year 2013 | Year 2012 | Year 2011 | Year 2010 | Year 2009 | Year 2008
South Carolina | Capacity Factors
South Carolina | Nuclear | 6600.4 | 94 | 93 | 94.5 | 97.4 | 91.5 | 94.3 | 96.6 | 92.6 | 91.3 | 94.5 | 89.5 | 93.1 | 91.5 | 91.8 | 91.1
South Carolina | Natural Gas - CC | 3212.7 | 66.4 | 68.5 | 72 | 70.9 | 64.2 | 64.9 | 57.7 | 58.1 | 49.4 | 50 | 50.8 | 51.4 | 40.2 | 39.4 | 20.7
South Carolina | Wood | 404.6 | 49.4 | 51.3 | 53.2 | 54.8 | 57.8 | 59.1 | 59.3 | 55.5 | 60.2 | 62.7 | 60.5 | 68.2 | 66.3 | 65.4 | 64.6
South Carolina | Natural Gas - ST | 910.5 | 38.4 | 31.4 | 24.4 | 31.5 | 15.6 | 10.5 | 27.8 | 9.7 | 14.3 | 11.3 | 46.8
South Carolina | Coal | 4789 | 32.3 | 34.4 | 28.8 | 33.1 | 43.2 | 40.1 | 45.6 | 48.7 | 59.4 | 46 | 50.7 | 54.8 | 60.5 | 56.1 | 68.1
South Carolina | Other, Biomass | 46.1 | 23.4 | 27.7 | 32.3 | 33.1 | 37.1 | 42.5 | 44.4 | 46 | 50.7 | 55.6 | 51.8 | 47.9 | 56.3 | 55.1 | 50.9
South Carolina | Solar - PV | 1195.9 | 22.9 | 23.4 | 22.7 | 21.8 | 21 | 18.3 | 21.3 | 19.3 | 21.8
South Carolina | Hydroelectric | 1305 | 18.7 | 22.1 | 33.5 | 25.9 | 25.6 | 15.3 | 18.6 | 21.8 | 21.9 | 27 | 12.1 | 13.3 | 20.3 | 19.9 | 9.6
South Carolina | Natural Gas - GT | 2523.6 | 15.8 | 8.7 | 10.2 | 9.5 | 17 | 11.1 | 11.6 | 13.7 | 3.7 | 4.3 | 9.8 | 5.2 | 5.6 | 2.6 | 3.4
South Carolina | Petroleum - IC | 59.6 | 0.6 | 0.4 | 0.4 | 0.4 | 0.4 | 0.5 | 0.6 | 0.4 | 0.3 | 0.3 | 0.2 | 0.4 | 0.5 | 0.4 | 0.3
South Carolina | Petroleum - GT | 246.5 | 0.5 | 0 | 0 | 0.2 | 2.4 | 0.8 | 1.1 | 1.1 | 1.2 | 0.6 | 0.9 | 1.2 | 1.3 | 0.5 | 0.8
South Carolina | Natural Gas - IC | [8 empty] | 0 | 0 | 0 | 0 | 0 | 1.6 | 0 | 0.3
South Carolina | Petroleum - ST | [8 empty] | 0 | 0 | 0 | 0 | 0.2 | 1.9 | 2.9 | 1
South Carolina | Usage Factors
South Carolina | Pumped Storage | 2876 | 14.3 | 12.9 | 13.2 | 15.4 | 13 | 15.9 | 16.6 | 15.4 | 15 | 13.6
South Carolina | Battery | 4 | 1.3 | 4.4 | 6 | 6.6
South Carolina | All Sources | 24173.8
South Carolina | Note: Time adjusted capacity for the year is the capacity of all the generators that were included in the capacity factor calculation. Sources: U.S. Energy Information Administration, Form EIA-860, Annual Electric Generator Report. and U.S. Energy Information Administration, Form EIA-923, Power Plant Operations Report
South Dakota | South Dakota
South Dakota | Generation technology | 2022 Time adjusted capacity (MW) | Year 2022 | Year 2021 | Year 2020 | Year 2019 | Year 2018 | Year 2017 | Year 2016 | Year 2015 | Year 2014 | Year 2013 | Year 2012 | Year 2011 | Year 2010 | Year 2009 | Year 2008
South Dakota | Capacity Factors
South Dakota | Wood | 5.4 | 67.1 | 67.9 | 28.5 | 0
South Dakota | Natural Gas - ST | 7.5 | 57.2 | 55.8 | 49.9 | 59.8
South Dakota | Coal | 475 | 45.1 | 39.5 | 39.6 | 63.1 | 56.4 | 49.7 | 50.1 | 36 | 64.7 | 65.6 | 67 | 59.6 | 75.9 | 74.9 | 84.7
South Dakota | Wind - Onshore | 2767.2 | 42.5 | 39.7 | 38.8 | 35 | 38.2 | 40.3
South Dakota | Hydroelectric | 1598 | 30.4 | 35.6 | 41.5 | 56.5 | 44.8 | 37.5 | 32.2 | 34.7 | 39.3 | 29 | 42.6 | 47.3 | 37.5 | 29.8 | 21.8
South Dakota | Natural Gas - CC | 295 | 29.7 | 22.7 | 29.2 | 33.2 | 34.1 | 21.9 | 28.3 | 24.3 | 14.1 | 17 | 1
South Dakota | Solar - PV | 1 | 23.6 | 22.9 | 23.3 | 20.9 | 19.1 | 23.5 | 11.5
South Dakota | Natural Gas - IC | 45.8 | 9.4 | 0 | 0 | 0 | 0 | 0 | 0 | 0 | 0 | 0 | 0.1 | 0 | 0 | 0 | 0.1
South Dakota | Natural Gas - GT | 897.9 | 7.1 | 9.4 | 5.6 | 4.7 | 4.8 | 1.6 | 3.2 | 2.8 | 1.8 | 1 | 3.3 | 2.3 | 2.4 | 1.4 | 3.8
South Dakota | Petroleum - GT | 185.2 | 1.7 | 2.1 | 0.7 | 1.2 | 0.7 | 0.2 | 0.2 | 0.2 | 0.2 | 0.2 | 0.1 | 0.1 | 0 | 0.1 | 0.3
South Dakota | Petroleum - IC | 29.7 | 0 | 0.2 | 0 | 0 | 0 | 0 | 0 | 0 | 0 | 0.1 | 0.2 | 0.2 | 0.2 | 0.2 | 0.3
South Dakota | Wind | [7 empty] | 42.8 | 40.3 | 41.6 | 38.8 | 41.8 | 39.5 | 38.4 | 35.1 | 36.8
South Dakota | Usage Factors
South Dakota | Battery | 0.8 | 0 | 0 | 0 | 0 | 0
South Dakota | All Sources | 6308.5
South Dakota | Note: Time adjusted capacity for the year is the capacity of all the generators that were included in the capacity factor calculation. Sources: U.S. Energy Information Administration, Form EIA-860, Annual Electric Generator Report. and U.S. Energy Information Administration, Form EIA-923, Power Plant Operations Report
Tennessee | Tennessee
Tennessee | Generation technology | 2022 Time adjusted capacity (MW) | Year 2022 | Year 2021 | Year 2020 | Year 2019 | Year 2018 | Year 2017 | Year 2016 | Year 2015 | Year 2014 | Year 2013 | Year 2012 | Year 2011 | Year 2010 | Year 2009 | Year 2008
Tennessee | Capacity Factors
Tennessee | Nuclear | 4522.7 | 90 | 89.2 | 92.3 | 90.2 | 91.3 | 80.5 | 84.9 | 83.8 | 92.9 | 95.6 | 84 | 90.4 | 93.1 | 90.5 | 90.6
Tennessee | Natural Gas - CC | 2455.1 | 62.7 | 50.7 | 57 | 64.8 | 55.4 | 67.9 | 69.6 | 64.6 | 44.4 | 29.3 | 65.5 | 57.6 | 71.4
Tennessee | Other, Biomass | 13.8 | 57.5 | 57.5 | 66 | 62.8 | 62.2 | 66.9 | 67.6 | 61.3 | 67.7 | 72.4 | 59.3 | 30.1 | 23.1 | 35.2 | 33.2
Tennessee | Natural Gas - ST | 130.3 | 45.1 | 74.8 | 76.4 | 73.2 | 77.1 | 76.4 | 76.4 |  | 78.1 |  |  |  | 3 | 11.6
Tennessee | Hydroelectric | 2608.6 | 40.3 | 47.6 | 58.7 | 44.2 | 44.9 | 37.9 | 29.5 | 41.8 | 38.8 | 54.3 | 36.1 | 41.8 | 35.4 | 44.6 | 24.4
Tennessee | Wood | 135.5 | 37.1 | 47.7 | 51.4 | 61.1 | 64.1 | 61.2 | 60.5 | 66.6 | 65.3 | 63.9 | 46.4 | 63.7 | 68.6 | 66.3 | 71.1
Tennessee | Coal | 5819.5 | 31.8 | 36.6 | 28.7 | 37.4 | 40.4 | 45.4 | 50.6 | 45.3 | 52.3 | 45.3 | 50.5 | 54.6 | 56.9 | 54.2 | 68
Tennessee | Solar - PV | 304.4 | 24.8 | 21.2 | 20.3 | 20.8 | 19.5 | 14.2 | 19.8 | 19.2 | 18.4 | 17.5 | 24.2
Tennessee | Natural Gas - GT | 3405.3 | 7.8 | 6.7 | 7.4 | 6.6 | 7.7 | 4.3 | 7.2 | 3.5 | 2.1 | 1.9 | 4.6 | 1.3 | 2.5 | 1.1 | 1.3
Tennessee | Wind - Onshore | 29.1 | 5.8 | 11.1 | 15.3 | 14.9 | 16.1 | 17
Tennessee | Petroleum - IC | 43.2 | 1.8 | 0.1 | 0.1 | 0.1 | 0.5 | 0.1 | 0 | 0 | 0.2 | 0 | 0.1 | 0 | 0.4 | 0.5 | 0.3
Tennessee | Natural Gas - IC | 3.2 | 0 | 63.8 | 60.4 | 61.6 | 49.7 | 50.2 | 7.8 | 0 | 25.7
Tennessee | Petroleum - GT | 427.2 | 0
Tennessee | Wind | [7 empty] | 14.8 | 18 | 20.1 | 18.3 | 18.6 | 20.8 | 15.9 | 20.3 | 19.6
Tennessee | Usage Factors
Tennessee | Pumped Storage | 1616.3 | 13.6 | 16.2 | 20 | 16.8 | 17.1 | 18.8 | 19.4 | 14.9 | 8.5 | 0.6
Tennessee | All Sources | 21514.2
Tennessee | Note: Time adjusted capacity for the year is the capacity of all the generators that were included in the capacity factor calculation. Sources: U.S. Energy Information Administration, Form EIA-860, Annual Electric Generator Report. and U.S. Energy Information Administration, Form EIA-923, Power Plant Operations Report
Texas | Texas
Texas | Generation technology | 2022 Time adjusted capacity (MW) | Year 2022 | Year 2021 | Year 2020 | Year 2019 | Year 2018 | Year 2017 | Year 2016 | Year 2015 | Year 2014 | Year 2013 | Year 2012 | Year 2011 | Year 2010 | Year 2009 | Year 2008
Texas | Capacity Factors
Texas | Nuclear | 4980 | 95.4 | 92.2 | 94.7 | 95 | 94.8 | 88.8 | 96.6 | 90.6 | 90.4 | 88.2 | 88.2 | 91.3 | 95 | 96.1 | 94.1
Texas | Natural Gas - CC | 42469.1 | 54.6 | 49.7 | 53.8 | 56.4 | 53.2 | 47.1 | 52.2 | 55.9 | 49.9 | 50.6 | 51.1 | 46.8 | 45 | 46.4 | 47.6
Texas | Coal | 18141.6 | 54 | 56.3 | 48.5 | 54.9 | 65.7 | 65.5 | 58.4 | 57.8 | 70.3 | 72.1 | 68.2 | 78.9 | 79 | 78.8 | 83.2
Texas | Wood | 309.2 | 53.3 | 46.6 | 43.4 | 42.9 | 47.9 | 43.4 | 44.5 | 34.1 | 45.6 | 42.4 | 50.8 | 72.2 | 58.8 | 55.1 | 68.4
Texas | Other, Biomass | 63.7 | 39.4 | 41.8 | 51.2 | 52.2 | 51.8 | 56.8 | 59.8 | 60.9 | 57.8 | 57.6 | 56.1 | 52 | 46.9 | 50.2 | 49.7
Texas | Petroleum - ST | 63.8 | 35.2 | 33.6 | 33.3 | 38.9 | 29.7 | 35.8 | 43.5 | 44.7 | 42.5 | 49.8 | 34.7 | 47.7 | 38.2 | 80.9 | 67
Texas | Wind - Onshore | 36392.8 | 35.2 | 34.6 | 36 | 36.8 | 37.3 | 36.2
Texas | Natural Gas - GT | 10864.6 | 31.7 | 30.3 | 32.7 | 33.8 | 32.9 | 30 | 31 | 30.9 | 30.5 | 31.5 | 31.6 | 31.7 | 28.5 | 25 | 25.7
Texas | Other, not Biomass or Gas | 224 | 26.6 | 26.7 | 26.5 | 29 | 25 | 27.7 | 37.4 | 35.8 | 18.4 | 14 | 22.3 | 26.6 | 27.9 | 27.7 | 27
Texas | Solar - PV | 9568.4 | 25.3 | 24.9 | 26 | 24 | 24.3 | 26.5 | 22.6 | 21.8 | 22.5 | 22.1 | 20.6 | 24.2 | 28.4
Texas | Natural Gas - IC | 1076.4 | 19.3 | 16.5 | 11.8 | 19.7 | 17.4 | 10.8 | 11.5 | 16.5 | 19.6 | 15.3 | 8.7 | 19.4 | 14.3 | 19.6 | 17.4
Texas | Other, Gas | 23.8 | 16.5 | 45.9 | 46.5 | 67.1 | 61.9 | 67.8 | 71.5 | 72.1 | 67.3 | 61.2 | 63.9 | 69.5 | 71 | 34.5 | 22.5
Texas | Natural Gas - ST | 16330 | 16 | 14.6 | 15.4 | 14.8 | 12.7 | 8.9 | 11.7 | 11.7 | 9.7 | 10.5 | 12.5 | 11.9 | 11.1 | 12.2 | 10.8
Texas | Hydroelectric | 713.6 | 9.9 | 17.5 | 17.8 | 25.1 | 19.2 | 18.1 | 22.8 | 16.5 | 6.5 | 8 | 10 | 9.3 | 20.9 | 17 | 17.6
Texas | Petroleum - GT | 397 | 0.6
Texas | Petroleum - IC | 179.3 | 0.6 | 0.1 | 0.1 | 0.1 | 0.2 | 0.1 | 0.2 | 0.1 | 0.2 | 0.1 | 0.1 | 0.4 | 0.2 | 0.2 | 0.1
Texas | Natural Gas - OTH | [14 empty] | 0 | 0
Texas | Wind | [7 empty] | 35.6 | 32.6 | 35.9 | 33.6 | 34 | 34.3 | 31.1 | 26.4 | 32.2
Texas | Usage Factors
Texas | Battery | 1266.1 | 2.8 | 2.6 | 3.5 | 3.7 | 3 | 4 | 0.4 | 0 | 0 | 0
Texas | All Sources | 143063.4
Texas | Note: Time adjusted capacity for the year is the capacity of all the generators that were included in the capacity factor calculation. Sources: U.S. Energy Information Administration, Form EIA-860, Annual Electric Generator Report. and U.S. Energy Information Administration, Form EIA-923, Power Plant Operations Report
Utah | Utah
Utah | Generation technology | 2022 Time adjusted capacity (MW) | Year 2022 | Year 2021 | Year 2020 | Year 2019 | Year 2018 | Year 2017 | Year 2016 | Year 2015 | Year 2014 | Year 2013 | Year 2012 | Year 2011 | Year 2010 | Year 2009 | Year 2008
Utah | Capacity Factors
Utah | Geothermal | 70.7 | 74.8 | 67.8 | 60.7 | 50.1 | 69.7 | 75.2 | 75.7 | 67.2 | 81.6 | 75.4 | 41.8 | 46.4 | 37.8 | 46.2 | 42
Utah | Other, Biomass | 12.8 | 65.8 | 72 | 69 | 63.1 | 70.9 | 66.8 | 70.3 | 71.4 | 71.7 | 71.3 | 76.7 | 79.4 | 76.7 | 73.2 | 62.9
Utah | Natural Gas - CC | 1830 | 61 | 60.4 | 52 | 52.4 | 48.1 | 30.4 | 48.1 | 45.5 | 52.3 | 50 | 42.9 | 42.6 | 51.7 | 48.8 | 61.3
Utah | Coal | 4581 | 56 | 65.8 | 56.8 | 62.1 | 63.6 | 65 | 62.6 | 75.3 | 77.4 | 79.5 | 71.5 | 77.1 | 79.3 | 83.3 | 88.9
Utah | Other, not Biomass or Gas | 40.2 | 41.4 | 46 | 36.7 | 53.6 | 63.9 | 49.6 | 63 | 36.7 | 41.1 | 56 | 46 | 57.5 | 60.8 | 65.5 | 51.4
Utah | Solar - PV | 1500.4 | 29.2 | 29.5 | 29.5 | 28.4 | 29.6 | 29.5 | 24.8 | 17 | 19.6 | 18.4 | 21.3
Utah | Hydroelectric | 259.7 | 26.2 | 21.7 | 35.8 | 38.5 | 39.3 | 54.8 | 33.7 | 34.2 | 28.3 | 22.6 | 33.2 | 54.8 | 31 | 37.2 | 29.7
Utah | Natural Gas - GT | 534.6 | 24.3 | 18.9 | 19.7 | 16.3 | 18.7 | 18.1 | 17.9 | 16.6 | 19.6 | 23.7 | 20.4 | 14.5 | 19.8 | 24.5 | 25.8
Utah | Wind - Onshore | 389.7 | 21.2 | 24.2 | 23.4 | 24.1 | 23.4 | 25.2
Utah | Natural Gas - IC | 86.3 | 9.7 | 7.5 | 6.9 | 5.2 | 5.6 | 3.5 | 4.1 | 2.4 | 3.5 | 4.2 | 3.2 | 2.6 | 5 | 3.9 | 4.9
Utah | Natural Gas - ST | 237.5 | 5.6 | 3.7 | 4.5 | 5.6 | 2.6 | 1.5 | 3.1 | 4.2 | 8.9 | 10.4 | 5.8 | 3.4 | 5.1 | 12.2 | 11.2
Utah | Petroleum - IC | 27.8 | 0.4 | 0.7 | 0.2 | 0.1 | 0.4 | 0 | 0.1 | 0.2 | 0.1 | 0.2 | 0.1 | 0.1 | 0.2 | 0.3 | 0.1
Utah | Solar - TH | 0.1 | 0
Utah | Natural Gas - OTH |  |  |  | 81.3 | 83.9 | 87.6 | 89.3 | 88.7 | 83.3 | 97.6 | 73.4
Utah | Wind | [7 empty] | 24.9 | 22 | 23.2 | 19 | 24.7 | 22.6 | 23 | 21 | 30.5
Utah | Usage Factors
Utah | Battery | 1 | 0
Utah | All Sources | 9571.8
Utah | Note: Time adjusted capacity for the year is the capacity of all the generators that were included in the capacity factor calculation. Sources: U.S. Energy Information Administration, Form EIA-860, Annual Electric Generator Report. and U.S. Energy Information Administration, Form EIA-923, Power Plant Operations Report
Vermont | Vermont
Vermont | Generation technology | 2022 Time adjusted capacity (MW) | Year 2022 | Year 2021 | Year 2020 | Year 2019 | Year 2018 | Year 2017 | Year 2016 | Year 2015 | Year 2014 | Year 2013 | Year 2012 | Year 2011 | Year 2010 | Year 2009 | Year 2008
Vermont | Capacity Factors
Vermont | Other, Biomass | 9.1 | 69 | 75.7 | 84 | 83.4 | 15.1 | 81.2 | 55.6 | 67.8 | 83.8 | 91.7 | 91.2 | 90.8 | 89.5 | 86.3
Vermont | Wood | 72.7 | 57.9 | 68.8 | 61.7 | 56.8 | 65.3 | 68.8 | 72.7 | 70.3 | 67.9 | 70.2 | 51.8 | 56.4 | 67.5 | 60 | 62.8
Vermont | Hydroelectric | 331.3 | 39.3 | 37.7 | 38.8 | 46.1 | 43.7 | 44.1 | 37.3 | 39.8 | 41.5 | 45.4 | 39 | 50.2 | 47.5 | 52.7 | 52.7
Vermont | Wind - Onshore | 150.2 | 31.1 | 25.7 | 29.1 | 28.7 | 28.4 | 28.5
Vermont | Solar - PV | 135.4 | 17 | 15.6 | 17.1 | 15.3 | 15.8 | 17 | 16.5 | 16.9 | 14 | 20.6 | 18.5 | 13.5
Vermont | Petroleum - GT | 118.8 | 0.5 | 0.3 | 0.1 | 0.1 | 0.3 | 0.7 | 0.4 | 0.2 | 0.4 | 0.4 | 0.3 | 0.7 | 0.5 | 0.2 | 0.4
Vermont | Petroleum - IC | 7.2 | 0.5 | 0.2 | 0.2 | 0.1 | 0.9 | 1.3 | 0.5 | 0.7 | 1.2 | 0.9 | 0.1 | 0.5 | 0.5 | 0.4 | 0.5
Vermont | Nuclear | [10 empty] | 89.3 | 94 | 90.3 | 88 | 98.7 | 89.8
Vermont | Petroleum - ST | [11 empty] | 55.5 | 62.8
Vermont | Wind | [7 empty] | 27.6 | 30.9 | 29.6 | 22.4 | 21.8 | 28.6 | 30.5 | 25.4 | 22.4
Vermont | Usage Factors
Vermont | Battery | 10.9 | 7.1 | 9.7 | 10.1 | 6 | 32.9 | 0 | 0
Vermont | All Sources | 835.6
Vermont | Note: Time adjusted capacity for the year is the capacity of all the generators that were included in the capacity factor calculation. Sources: U.S. Energy Information Administration, Form EIA-860, Annual Electric Generator Report. and U.S. Energy Information Administration, Form EIA-923, Power Plant Operations Report
Virginia | Virginia
Virginia | Generation technology | 2022 Time adjusted capacity (MW) | Year 2022 | Year 2021 | Year 2020 | Year 2019 | Year 2018 | Year 2017 | Year 2016 | Year 2015 | Year 2014 | Year 2013 | Year 2012 | Year 2011 | Year 2010 | Year 2009 | Year 2008
Virginia | Capacity Factors
Virginia | Nuclear | 3568 | 90.2 | 91.4 | 96.2 | 94.4 | 93.6 | 97.8 | 94.9 | 89.8 | 96.7 | 93.5 | 91.8 | 82.8 | 86.6 | 94.6 | 93.4
Virginia | Wood | 496.7 | 67.8 | 66.6 | 59.9 | 63 | 61.7 | 59.9 | 61.3 | 63.4 | 60.7 | 51.6 | 59.4 | 42.2 | 48.4 | 66.2 | 71.1
Virginia | Natural Gas - CC | 8972.2 | 56.8 | 62.9 | 72.2 | 67.5 | 65.6 | 63.1 | 64.6 | 62.5 | 54.2 | 59.1 | 66.2 | 51.2 | 46.3 | 37.8 | 26.8
Virginia | Other, Biomass | 305.6 | 56.4 | 58.1 | 61.7 | 61.9 | 61.9 | 42.1 | 58.2 | 58.1 | 60.1 | 54.6 | 49.8 | 48.6 | 48.1 | 46 | 51
Virginia | Wind - Offshore | 12 | 48.4 | 47.1
Virginia | Solar - PV | 2424.9 | 21.5 | 22.5 | 22.6 | 26.3 | 23.2 | 26.3 | 14.5
Virginia | Coal | 2536 | 16.3 | 15.6 | 16.1 | 14.2 | 29.1 | 33.1 | 49.8 | 40.9 | 43 | 42.6 | 27.9 | 39.4 | 50.1 | 49.8 | 61.7
Virginia | Hydroelectric | 866.6 | 15 | 17.2 | 26.7 | 20 | 23.3 | 14.7 | 19.3 | 15.3 | 12.6 | 16.5 | 13.7 | 16 | 19.8 | 23.6 | 17.8
Virginia | Natural Gas - GT | 4249.3 | 9.9 | 9.9 | 12.8 | 10.5 | 11.8 | 7.8 | 9.7 | 9.5 | 6.4 | 6.3 | 4.6 | 4 | 8.9 | 3.6 | 4
Virginia | Natural Gas - ST | 580.8 | 7.8 | 8.2 | 5.3 | 10.3 | 10 | 6.7 | 10.7 | 8.7 | 9 | 13.4 | 6.9 | 5.3 | 11.9 | 5.7 | 7.6
Virginia | Petroleum - GT | 607.4 | 1.7 | 0.9 | 0.8 | 0.4 | 2.2 | 1.4 | 2.1 | 2.6 | 3.1 | 0.9 | 1.5 | 0.7 | 1.2 | 0.5 | 0.8
Virginia | Natural Gas - IC | 2 | 0.8 | 0.3 | 1.5 | 11.9 | 13.9 | 11.9 | 7.1
Virginia | Petroleum - IC | 139 | 0.8 | 0.8 | 0.7 | 0.6 | 0.6 | 0.3 | 0.5 | 0.7 | 0.5 | 0.2 | 0.2 | 0.3 | 1.8 | 1.1 | 1.7
Virginia | Petroleum - ST | 790 | 0.4 | 0.7 | 0.3 | 0.6 | 2.3 | 1.4 | 1.7 | 3.9 | 2.6 | 0.9 | 1.2 | 1.8 | 5 | 3.1 | 4.8
Virginia | Other, not Biomass or Gas |  |  | 28.5 | 55.5 | 43.2 |  |  |  |  | 29.3 | 24
Virginia | Usage Factors
Virginia | Pumped Storage | 3241 | 16.7 | 11.5 | 12.4 | 11.8 | 14.8 | 13.6 | 11.9 | 13 | 14.9 | 14.1
Virginia | Battery | 0.9 | 0.7
Virginia | All Sources | 28792.4
Virginia | Note: Time adjusted capacity for the year is the capacity of all the generators that were included in the capacity factor calculation. Sources: U.S. Energy Information Administration, Form EIA-860, Annual Electric Generator Report. and U.S. Energy Information Administration, Form EIA-923, Power Plant Operations Report
Washington | Washington
Washington | Generation technology | 2022 Time adjusted capacity (MW) | Year 2022 | Year 2021 | Year 2020 | Year 2019 | Year 2018 | Year 2017 | Year 2016 | Year 2015 | Year 2014 | Year 2013 | Year 2012 | Year 2011 | Year 2010 | Year 2009 | Year 2008
Washington | Capacity Factors
Washington | Nuclear | 1151 | 97.7 | 84.4 | 93.2 | 87 | 95.3 | 79.5 | 94.5 | 80.4 | 95.4 | 85.2 | 93.9 | 50 | 96.2 | 67 | 93.3
Washington | Coal | 670 | 60.6 | 53.1 | 41.9 | 61 | 45.7 | 46.6 | 38.9 | 42.8 | 56.9 | 57.2 | 31.7 | 44.4 | 72.4 | 61.8 | 72.3
Washington | Natural Gas - CC | 2626.6 | 57.9 | 66.2 | 56.2 | 63.4 | 42.1 | 42.8 | 42.9 | 50.7 | 46.3 | 47 | 23 | 18.3 | 37.5 | 43.3 | 38.5
Washington | Wood | 286 | 54.1 | 61.5 | 52.8 | 57.3 | 59.8 | 58.6 | 63.6 | 63.8 | 58.3 | 59.6 | 54.4 | 55.4 | 55.9 | 48.4 | 43.8
Washington | Other, Biomass | 37.2 | 45.5 | 52.9 | 26.2 | 25.9 | 43.9 | 58.2 | 53.8 | 52.7 | 57.2 | 53.7 | 50.3 | 56.1 | 70.4 | 58.7 | 63.5
Washington | Hydroelectric | 21424 | 42 | 38.2 | 40.9 | 35.4 | 43.6 | 44.3 | 41.9 | 39.4 | 42.8 | 42.2 | 47 | 48 | 36.8 | 39.5 | 41.7
Washington | Natural Gas - IC | 26.6 | 34.8 | 30 | 20.7 | 28.8 | 20.6 | 11.5 | 8 | 9.8 | 6.5 | 11.3 | 2.5 | 4 | 4.9 | 12.1 | 8.8
Washington | Natural Gas - ST | 3.3 | 34 | 28.8 | 24.1 | 15.8 | 73 | 38.4 | 45.1 | 206.3 | 128.4 | 193.4 | 71.3 | 67.5 | 166.5 | 147 | 224.7
Washington | Wind - Onshore | 3374.9 | 27.3 | 31.4 | 33.9 | 24.8 | 29.3 | 25.7
Washington | Natural Gas - GT | 719.2 | 20.5 | 22.4 | 17.9 | 20 | 17.6 | 17.8 | 20.9 | 13.3 | 2 | 3 | 2 | 1.9 | 1.6 | 3.2 | 0.7
Washington | Solar - PV | 56 | 14.8 | 24.5 | 25.1 | 25.3 | 5.5 | 11 | 16.6 | 18 | 16.6 | 17.4 | 18.1 | 19.2 | 0 | 0 | 0
Washington | Petroleum - IC | 15.2 | 0.7 | 0.6 | 0.6 | 0.4 | 0.3 | 0.6 | 0.4 | 0.6 | 0.5 | 0.4 | 0.5 | 0.5 | 0.5 | 1.7 | 1
Washington | Other, not Biomass or Gas | [9 empty] | 29.6 | 52.6 | 89 | 108.9
Washington | Wind | [7 empty] | 29.8 | 26.3 | 29.3 | 28.5 | 28.4 | 29.5 | 26 | 25.5 | 30.4
Washington | Usage Factors
Washington | Battery | 6 | 1.8 | 1.2 | 0.1 | 3.2 | 3.2 | 3.5 | 2.6 | 1.1
Washington | Pumped Storage | 314 | 0.6 | 0.3 | 0.7 | 0.5 | 1.3 | 0.3 | 0.1 | 1.7 | 0 | 0.4
Washington | All Sources | 30710.1
Washington | Note: Time adjusted capacity for the year is the capacity of all the generators that were included in the capacity factor calculation. Sources: U.S. Energy Information Administration, Form EIA-860, Annual Electric Generator Report. and U.S. Energy Information Administration, Form EIA-923, Power Plant Operations Report
West Virginia | West Virginia
West Virginia | Generation technology | 2022 Time adjusted capacity (MW) | Year 2022 | Year 2021 | Year 2020 | Year 2019 | Year 2018 | Year 2017 | Year 2016 | Year 2015 | Year 2014 | Year 2013 | Year 2012 | Year 2011 | Year 2010 | Year 2009 | Year 2008
West Virginia | Capacity Factors
West Virginia | Hydroelectric | 340.8 | 55.2 | 57.1 | 53.2 | 57.1 | 61.9 | 55.6 | 53.1 | 52.6 | 47.2 | 66.1 | 56.8 | 58.2 | 54.8 | 71.1 | 53.8
West Virginia | Natural Gas - ST | 115.5 | 50.8 | 74.4 | 70.9 | 67.5 | 35.7 | 50.4 | 35.3 |  |  | 0 | 31.1 | 17.7
West Virginia | Coal | 12558 | 46.3 | 54.4 | 45.7 | 53 | 56.6 | 60.6 | 63.1 | 56.6 | 62.2 | 58.1 | 55.9 | 58.6 | 60.7 | 52.9 | 68.9
West Virginia | Other, Biomass | 3.2 | 36.4 | 36.3 | 23 | 0 |  |  |  | 25.9 | 24 | 20.8 | 54.6 | 52
West Virginia | Wind - Onshore | 836.6 | 27 | 25 | 29.6 | 27.1 | 29.4 | 28
West Virginia | Natural Gas - GT | 1089.5 | 16.4 | 19.6 | 21 | 15.9 | 10.6 | 9.2 | 7.6 | 13 | 6.6 | 2.2 | 1.6 | 2.4 | 1.1 | 0.8 | 1.5
West Virginia | Petroleum - GT | 11 | 0.1 | 0 | 0.1 | 0.2 | 0.2 | 0 | 0.2 | 0.1 | 0.1 | 0.2 | 0.1 | 0.1 | 0.1 | 0.1 | 0.1
West Virginia | Wind | [7 empty] | 27.6 | 26.9 | 28.4 | 27.1 | 25.1 | 26.6 | 25.4 | 25.7 | 18.3
West Virginia | Usage Factors
West Virginia | Battery | 47.5 | 3 | 3.5 | 3.9 | 3.1 | 5 | 4.2 | 2.4 | 0 | 0 | 0
West Virginia | All Sources | 15002.1
West Virginia | Note: Time adjusted capacity for the year is the capacity of all the generators that were included in the capacity factor calculation. Sources: U.S. Energy Information Administration, Form EIA-860, Annual Electric Generator Report. and U.S. Energy Information Administration, Form EIA-923, Power Plant Operations Report
Wisconsin | Wisconsin
Wisconsin | Generation technology | 2022 Time adjusted capacity (MW) | Year 2022 | Year 2021 | Year 2020 | Year 2019 | Year 2018 | Year 2017 | Year 2016 | Year 2015 | Year 2014 | Year 2013 | Year 2012 | Year 2011 | Year 2010 | Year 2009 | Year 2008
Wisconsin | Capacity Factors
Wisconsin | Nuclear | 1196 | 96.2 | 95.4 | 92.9 | 95.3 | 96.7 | 92.3 | 96.9 | 95.5 | 90.4 | 94.8 | 93.1 | 79.8 | 95.7 | 91.5 | 87.5
Wisconsin | Natural Gas - CC | 3522.9 | 63.2 | 58.5 | 64.9 | 73 | 56 | 45.5 | 54.2 | 51.1 | 30.6 | 30.7 | 43.7 | 23.5 | 20.3 | 20.4 | 18.7
Wisconsin | Hydroelectric | 406.2 | 55.9 | 59.8 | 77.5 | 73.7 | 69.4 | 77 | 81.9 | 69.8 | 72.7 | 59.1 | 46 | 62.7 | 48.7 | 32 | 37.8
Wisconsin | Other, Biomass | 80.4 | 53.1 | 55.6 | 54.9 | 56.5 | 58.9 | 60.1 | 63.6 | 60.3 | 56.4 | 59.1 | 65.4 | 65.4 | 62.1 | 64 | 62.5
Wisconsin | Coal | 5267.7 | 47.6 | 58.1 | 48.3 | 54 | 60.9 | 57.2 | 53.2 | 55.5 | 54.3 | 57.5 | 45.9 | 55.2 | 58.3 | 57.3 | 65.3
Wisconsin | Petroleum - ST | 58.4 | 45.3 | 40.7 | 26.6 | 25.2 | 26.3 | 27.1 | 20.5 | 15.8 | 19.2 | 12.3 | 8.9 | 19.8 | 25.9 | 25.1 | 47.8
Wisconsin | Wood | 266 | 33.3 | 34.3 | 34.2 | 36.3 | 42.4 | 42.8 | 41.3 | 40.9 | 45.1 | 60.4 | 58.6 | 56.5 | 49.3 | 54.6 | 56.7
Wisconsin | Wind - Onshore | 734.6 | 28.2 | 25.1 | 27.7 | 67 | 42.6 | 52.5
Wisconsin | Natural Gas - ST | 559.8 | 19.2 | 14.9 | 17.5 | 15.9 | 13.5 | 16.2 | 19.9 | 20.9 | 7.7 | 6.2 | 8 | 20.7 | 16.7 | 0.9 | 5
Wisconsin | Solar - PV | 539.6 | 16.9 | 14.7 | 16 | 14.9 | 19.4 | 17.5 | 14.5 | 16.2 | 13.6
Wisconsin | Natural Gas - GT | 3250.5 | 9.6 | 8.8 | 6.9 | 5.7 | 7.4 | 6.2 | 4.6 | 2.8 | 1.4 | 1.9 | 3 | 1.5 | 1.6 | 1.1 | 1.6
Wisconsin | Petroleum - GT | 378.5 | 1 | 1.6 | 0.4 | 0.4 | 0.9 | 0.6 | 0.4 | 0.4 | 0.3 | 0.4 | 1.2 | 0.5 | 0.6 | 0.2 | 0.5
Wisconsin | Natural Gas - IC | 21.9 | 0.1 | 0.2 | 0.1 | 0.1 | 0.1 | 0 | 0.1 | 0 | 0.1 | 0 | 0.1 | 0 | 0.1 | 0.1 | 0.1
Wisconsin | Petroleum - IC | 201.8 | 0.1 | 0.1 | 0.1 | 0.1 | 0.1 | 0 | 0.1 | 0.1 | 0.1 | 0 | 0.1 | 0.1 | 0.1 | 0.1 | 0.2
Wisconsin | Other, not Biomass or Gas |  |  |  | 3.4 | 10.2 | 12.6 | 3.6 | 16 | 17.4 | 17.4 | 18.1 | 17.4 | 10.4 | 17.7 | 16.5 | 16.3
Wisconsin | Wind | [7 empty] | 52 | 54.7 | 55.7 | 54.1 | 48.2 | 29.8 | 28.8 | 27.9 | 49.5
Wisconsin | Usage Factors
Wisconsin | Battery | 1.8 | 0
Wisconsin | All Sources | 16486.2
Wisconsin | Note: Time adjusted capacity for the year is the capacity of all the generators that were included in the capacity factor calculation. Sources: U.S. Energy Information Administration, Form EIA-860, Annual Electric Generator Report. and U.S. Energy Information Administration, Form EIA-923, Power Plant Operations Report
Wyoming | Wyoming
Wyoming | Generation technology | 2022 Time adjusted capacity (MW) | Year 2022 | Year 2021 | Year 2020 | Year 2019 | Year 2018 | Year 2017 | Year 2016 | Year 2015 | Year 2014 | Year 2013 | Year 2012 | Year 2011 | Year 2010 | Year 2009 | Year 2008
Wyoming | Capacity Factors
Wyoming | Other, not Biomass or Gas | 12.4 | 81.3 | 80.8 | 76.6 | 74.3 | 87.2 | 53.3 | 70.4 | 82.4 | 77.9 | 75.6 | 76.2 | 65.8 | 71.5 | 65.7 | 72.7
Wyoming | Coal | 6069 | 63.5 | 60.7 | 63 | 63.5 | 71 | 71.7 | 71.3 | 77 | 77.7 | 82.6 | 77 | 76.2 | 81.9 | 81 | 84.2
Wyoming | Other, Gas | 3.3 | 43.9 | 45.5 | 44.2 | 76.8 | 96.5 | 89.9 | 82.7 | 92.7 | 92.2 | 81.8 | 82.7 | 76.4 | 80.1 | 79.2 | 79
Wyoming | Natural Gas - GT | 247.3 | 42.7 | 44.4 | 47.5 | 7.5 | 2.6 | 1.7 | 3.3 | 1.6 | 3.5 | 5.3 | 3.2 | 2.8 | 3.1 | 6 | 8.6
Wyoming | Natural Gas - IC | 8 | 38 | 32 | 37 | 36.8 | 36.7 | 35.1 | 34.8 | 23.2 | 43.8 | 3.5 | 1.7
Wyoming | Wind - Onshore | 3006.9 | 37.1 | 36.9 | 36.8 | 32 | 31.1 | 33.2
Wyoming | Natural Gas - CC | 94 | 32.8 | 42.8 | 40.4 | 37.6 | 22.5 | 14.8 | 19.3 | 12.5 | 20.3
Wyoming | Hydroelectric | 307.1 | 27.7 | 29.4 | 40.3 | 36.9 | 36.3 | 41.8 | 36.1 | 32.3 | 32.4 | 26.5 | 33.3 | 45.4 | 38.1 | 36.4 | 31.4
Wyoming | Natural Gas - ST | 247 | 26.8 | 15.1 | 7.3 | 0 | 35.7 | 48.4 | 39.2 | 31.9 | 192.4 | 0.6 | 41.1 | 33.5 | 34.2 | 42.2 | 45.1
Wyoming | Solar - PV | 92 | 23.1 | 22.2 | 20.5 | 22.4
Wyoming | Petroleum - IC | 5.8 | 1.2 | 1.5 | 0.5 | 0.7 | 0.5 | 1.1 | 0.5 | 0.9 | 0.6 | 0.4 | 1.1 | 0.8 | 0.7 | 0.7 | 1
Wyoming | Petroleum - ST | [13 empty] | 2.6 | 2.5 | 9.4
Wyoming | Wind | [7 empty] | 35.1 | 30.5 | 35.7 | 35.9 | 35.3 | 37.2 | 31.3 | 29.1 | 30.9
Wyoming | Usage Factors
Wyoming | All Sources | 10092.8
Wyoming | Note: Time adjusted capacity for the year is the capacity of all the generators that were included in the capacity factor calculation. Sources: U.S. Energy Information Administration, Form EIA-860, Annual Electric Generator Report. and U.S. Energy Information Administration, Form EIA-923, Power Plant Operations Report

## petroleum adj
estimated CF in sy
AK | 0
AL | 0.52547
AR | 1
AZ | 0.69511
CA | 0.28991
CO | 0.011407
CT | 0.058106
DC | 0
DE | 0.31366
FL | 0.83009
GA | 0.067935
HI | 0
IA | 0.10639
ID | 0.027545
IL | 0.075335
IN | 1
KS | 0.26223
KY | 1
LA | 1
MA | 0.10659
MD | 0.093133
ME | 0.027231
MI | 1
MN | 0.15656
MO | 0.26967
MS | 0.65975
MT | 1
NC | 0.54516
ND | 0.47148
NE | 0.12103
NH | 0.68131
NJ | 0.52544
NM | 0.2141
NV | 1
NY | 0.18161
OH | 1
OK | 0.60842
OR | 0
PA | 0.10031
RI | 1
SC | 0.7229
SD | 0.16948
TN | 1
TX | 1
UT | 1
VA | 0.32227
VT | 0.02145
WA | 0
WI | 0.58662
WV | 1
WY | 1

## coal and gas factors
|  | hard coal | natural gas combined cycle cf
AL | coal too high | 0 | 0.7
AR | coal too high | 0 | 0.78
AZ | coal too high | 0 | 1
CA |  | 0 | 0.7
CO | coal too high | 0 | 1
CT | coal too high | 0 | 1
DE | gas too high | 0.2 | 0
FL | coal too high | 0 | 1
GA | coal too high | 0 | 1
IA | coal too high | 0 | 0.7
ID |  | 0 | 0
IL | coal too high | 0 | 0.7
IN | coal too high | 0 | 0.7
KS | coal too high | 0 | 0.7
KY | coal too high | 0 | 0.7
LA | gas too high | 1 | 0
MA | gas too high | 0 | 0.7
MD | coal too high | 0 | 0.7
ME | gas too high | 0 | 0.7
MI | coal too high | 0 | 1
MN | coal too high | 0 | 0.7
MO | coal too high | 0 | 0.7
MS | coal too high | 0 | 0.7
MT | coal too high | 0 | 1
NC | coal too high | 0 | 1
ND | coal too high | 0 | 0.7
NE | gas too high | 0 | 0.7
NH | gas too high | 0 | 0.7
NJ | gas too high | 0.7 | 0
NM | coal too high | 0 | 1
NV | coal too high | 0 | 0.7
NY |  | 0 | 0
OH | coal too high | 0 | 0.7
OK | coal too high | 0 | 1
OR | gas too high | 0 | 1
PA | gas too high | 0.7 | 0
RI | gas too high | 0 | 0.7
SC | coal too high | 0 | 1
SD | gas too high | 0.7 | 1
TN | coal too high | 0 | 0.5
TX | coal too high | 0.5 | 1
UT | coal too high | 0 | 1
VA | coal too high | 0 | 1
VT |  | 0 | 0
WA | gas too high | 0.5 | 0.9
WI | coal too high | 0 | 0.7
WV | coal too high | 0 | 0.7
WY | gas too high | 0 | 0.7

## state specific CF
State | State | hard coal | natural gas steam turbine | natural gas combined cycle cf | hydro | petroleum | crude oil
Alabama | AL | 0 | 1 | 0.5 | 0.9 | 0.52547 | 1
Alaska | AK | 0 | 1 | 1 | 0.9 | 0 | 1
Arizona | AZ | 0 | 1 | 1 | 0.9 | 0.69511 | 1
Arkansas | AR | 0 | 1 | 1 | 0.9 | 1 | 1
California | CA | 0 | 1 | 0.5 | 0.9 | 0.28991 | 1
Colorado | CO | 0 | 1 | 1 | 0.9 | 0.011407 | 1
Connecticut | CT | 0 | 1 | 1 | 0.9 | 0.058106 | 1
Delaware | DE | 0.22 | 1 | 0.5 | 0.9 | 0.31366 | 1
Florida | FL | 0 | 1 | 1 | 0.9 | 0.83009 | 1
Georgia | GA | 0 | 1 | 1 | 0.9 | 0.067935 | 1
Hawaii | HI | 0 | 1 | 1 | 0.9 | 0 | 1
Idaho | ID | 0 | 1 | 0.5 | 0.9 | 0.027545 | 1
Illinois | IL | 0 | 1 | 0.5 | 0.9 | 0.075335 | 1
Indiana | IN | 0 | 1 | 0.5 | 0.9 | 1 | 1
Iowa | IA | 0 | 1 | 0.5 | 0.9 | 0.10639 | 1
Kansas | KS | 0.49 | 0 | 0 | 0.9 | 0.26223 | 1
Kentucky | KY | 0 | 1 | 1 | 0.9 | 1 | 1
Louisiana | LA | 1 | 1 | 0 | 0.9 | 1 | 1
Maine | ME | 0 | 1 | 0.5 | 0.9 | 0.027231 | 1
Maryland | MD | 0.2 | 0 | 0.53 | 0.9 | 0.093133 | 1
Massachusetts | MA | 0 | 1 | 1 | 0.9 | 0.10659 | 1
Michigan | MI | 0 | 1 | 1 | 0.9 | 1 | 1
Minnesota | MN | 0 | 1 | 1 | 0.9 | 0.15656 | 1
Mississippi | MS | 0 | 1 | 0.5 | 0.9 | 0.65975 | 1
Missouri | MO | 0 | 1 | 1 | 0.9 | 0.26967 | 1
Montana | MT | 0 | 1 | 0.5 | 0.9 | 1 | 1
Nebraska | NE | 0 | 1 | 0.5 | 0.9 | 0.12103 | 1
Nevada | NV | 0 | 1 | 0.5 | 0.9 | 1 | 1
New Hampshire | NH | 0.8 | 0 | 0 | 0.9 | 0.68131 | 1
New Jersey | NJ | 0 | 1 | 0.5 | 0.9 | 0.52544 | 1
New Mexico | NM | 0 | 1 | 1 | 0.9 | 0.2141 | 1
New York | NY | 0 | 1 | 0.5 | 0.9 | 0.18161 | 1
North Carolina | NC | 0 | 1 | 1 | 0.9 | 0.54516 | 1
North Dakota | ND | 0 | 1 | 1 | 0.9 | 0.47148 | 1
Ohio | OH | 0 | 1 | 0.5 | 0.9 | 1 | 1
Oklahoma | OK | 0 | 1 | 1 | 0.9 | 0.60842 | 1
Oregon | OR | 0 | 1 | 1 | 0.9 | 0 | 1
Pennsylvania | PA | 0.9 | 0 | 0 | 0.9 | 0.10031 | 1
Rhode Island | RI | 0 | 1 | 1 | 0.9 | 1 | 1
South Carolina | SC | 0 | 1 | 0.5 | 0.9 | 0.7229 | 1
South Dakota | SD | 1 | 1 | 0.5 | 0.75 | 0.16948 | 1
Tennessee | TN | 0.86 | 0.5 | 0.5 | 0.9 | 1 | 1
Texas | TX | 0.5 | 1 | 1 | 0.9 | 1 | 1
Utah | UT | 0 | 1 | 1 | 0.9 | 1 | 1
Vermont | VT | 0 | 1 | 0.5 | 0 | 0.02145 | 1
Virginia | VA | 0 | 1 | 1 | 0.9 | 0.32227 | 1
Washington | WA | 0.5 | 1 | 1 | 0.3 | 0 | 0.38
West Virginia | WV | 0 | 1 | 1 | 0.9 | 1 | 1
Wisconsin | WI | 0 | 1 | 0.5 | 0.9 | 0.58662 | 1
Wyoming | WY | 0 | 1 | 0.5 | 0.9 | 1 | 1

## BGDPbES
BAU Guaranteed Dispatch (dimensionless) | 2020 | 2021 | 2022 | 2023 | 2024 | 2025 | 2026 | 2027 | 2028 | 2029 | 2030 | 2031 | 2032 | 2033 | 2034 | 2035 | 2036 | 2037 | 2038 | 2039 | 2040 | 2041 | 2042 | 2043 | 2044 | 2045 | 2046 | 2047 | 2048 | 2049 | 2050
hard coal | 0 | 0 | 0 | 0 | 0 | 0 | 0 | 0 | 0 | 0 | 0 | 0 | 0 | 0 | 0 | 0 | 0 | 0 | 0 | 0 | 0 | 0 | 0 | 0 | 0 | 0 | 0 | 0 | 0 | 0 | 0
natural gas steam turbine | 1 | 1 | 1 | 1 | 0 | 0 | 0 | 0 | 0 | 0 | 0 | 0 | 0 | 0 | 0 | 0 | 0 | 0 | 0 | 0 | 0 | 0 | 0 | 0 | 0 | 0 | 0 | 0 | 0 | 0 | 0
natural gas combined cycle | 1 | 1 | 1 | 1 | 0 | 0 | 0 | 0 | 0 | 0 | 0 | 0 | 0 | 0 | 0 | 0 | 0 | 0 | 0 | 0 | 0 | 0 | 0 | 0 | 0 | 0 | 0 | 0 | 0 | 0 | 0
nuclear | 1 | 1 | 1 | 1 | 1 | 1 | 1 | 1 | 1 | 1 | 1 | 1 | 1 | 1 | 1 | 1 | 1 | 1 | 1 | 1 | 1 | 1 | 1 | 1 | 1 | 1 | 1 | 1 | 1 | 1 | 1
hydro | 0.9 | 0.9 | 0.9 | 0.9 | 0.9 | 0.9 | 0.9 | 0.9 | 0.9 | 0.9 | 0.9 | 0.9 | 0.9 | 0.9 | 0.9 | 0.9 | 0.9 | 0.9 | 0.9 | 0.9 | 0.9 | 0.9 | 0.9 | 0.9 | 0.9 | 0.9 | 0.9 | 0.9 | 0.9 | 0.9 | 0.9
onshore wind | 1 | 1 | 1 | 1 | 0 | 0 | 0 | 0 | 0 | 0 | 0 | 0 | 0 | 0 | 0 | 0 | 0 | 0 | 0 | 0 | 0 | 0 | 0 | 0 | 0 | 0 | 0 | 0 | 0 | 0 | 0
solar PV | 1 | 1 | 1 | 1 | 0 | 0 | 0 | 0 | 0 | 0 | 0 | 0 | 0 | 0 | 0 | 0 | 0 | 0 | 0 | 0 | 0 | 0 | 0 | 0 | 0 | 0 | 0 | 0 | 0 | 0 | 0
solar thermal | 0 | 0 | 0 | 0 | 0 | 0 | 0 | 0 | 0 | 0 | 0 | 0 | 0 | 0 | 0 | 0 | 0 | 0 | 0 | 0 | 0 | 0 | 0 | 0 | 0 | 0 | 0 | 0 | 0 | 0 | 0
biomass | 1 | 1 | 1 | 1 | 1 | 1 | 1 | 1 | 1 | 1 | 1 | 1 | 1 | 1 | 1 | 1 | 1 | 1 | 1 | 1 | 1 | 1 | 1 | 1 | 1 | 1 | 1 | 1 | 1 | 1 | 1
geothermal | 1 | 1 | 1 | 1 | 1 | 1 | 1 | 1 | 1 | 1 | 1 | 1 | 1 | 1 | 1 | 1 | 1 | 1 | 1 | 1 | 1 | 1 | 1 | 1 | 1 | 1 | 1 | 1 | 1 | 1 | 1
petroleum | 0.69511 | 0.69511 | 0.5 | 0.5 | 0.5 | 0.5 | 0.5 | 0.5 | 0.5 | 0.5 | 0.5 | 0.5 | 0.5 | 0.5 | 0.5 | 0.5 | 0.5 | 0.5 | 0.5 | 0.5 | 0.5 | 0.5 | 0.5 | 0.5 | 0.5 | 0.5 | 0.5 | 0.5 | 0.5 | 0.5 | 0.5
natural gas peaker | 0.5 | 0.5 | 0.5 | 0.5 | 0.5 | 0.5 | 0.5 | 0.5 | 0.5 | 0.5 | 0.5 | 0.5 | 0.5 | 0.5 | 0.5 | 0.5 | 0.5 | 0.5 | 0.5 | 0.5 | 0.5 | 0.5 | 0.5 | 0.5 | 0.5 | 0.5 | 0.5 | 0.5 | 0.5 | 0.5 | 0.5
lignite | 0 | 0 | 0 | 0 | 0 | 0 | 0 | 0 | 0 | 0 | 0 | 0 | 0 | 0 | 0 | 0 | 0 | 0 | 0 | 0 | 0 | 0 | 0 | 0 | 0 | 0 | 0 | 0 | 0 | 0 | 0
offshore wind | 0 | 0 | 0 | 0 | 0 | 0 | 0 | 0 | 0 | 0 | 0 | 0 | 0 | 0 | 0 | 0 | 0 | 0 | 0 | 0 | 0 | 0 | 0 | 0 | 0 | 0 | 0 | 0 | 0 | 0 | 0
crude oil | 1 | 1 | 1 | 1 | 1 | 1 | 1 | 1 | 1 | 1 | 1 | 1 | 1 | 1 | 1 | 1 | 1 | 1 | 1 | 1 | 1 | 1 | 1 | 1 | 1 | 1 | 1 | 1 | 1 | 1 | 1
heavy or residual fuel oil | 0 | 0 | 0 | 0 | 0 | 0 | 0 | 0 | 0 | 0 | 0 | 0 | 0 | 0 | 0 | 0 | 0 | 0 | 0 | 0 | 0 | 0 | 0 | 0 | 0 | 0 | 0 | 0 | 0 | 0 | 0
municipal solid waste | 0 | 0 | 0 | 0 | 0 | 0 | 0 | 0 | 0 | 0 | 0 | 0 | 0 | 0 | 0 | 0 | 0 | 0 | 0 | 0 | 0 | 0 | 0 | 0 | 0 | 0 | 0 | 0 | 0 | 0 | 0
hard coal w CCS | 0.15 | 0.15 | 0.15 | 0.15 | 0.15 | 0.15 | 0.15 | 0.15 | 0.15 | 0.15 | 0.15 | 0.15 | 0.15 | 0.15 | 0.15 | 0.15 | 0.15 | 0.15 | 0.15 | 0.15 | 0.15 | 0.15 | 0.15 | 0.15 | 0.15 | 0.15 | 0.15 | 0.15 | 0.15 | 0.15 | 0.15
natural gas combined cycle w CCS | 0.15 | 0.15 | 0.15 | 0.15 | 0.15 | 0.15 | 0.15 | 0.15 | 0.15 | 0.15 | 0.15 | 0.15 | 0.15 | 0.15 | 0.15 | 0.15 | 0.15 | 0.15 | 0.15 | 0.15 | 0.15 | 0.15 | 0.15 | 0.15 | 0.15 | 0.15 | 0.15 | 0.15 | 0.15 | 0.15 | 0.15
biomass w CCS | 0.15 | 0.15 | 0.15 | 0.15 | 0.15 | 0.15 | 0.15 | 0.15 | 0.15 | 0.15 | 0.15 | 0.15 | 0.15 | 0.15 | 0.15 | 0.15 | 0.15 | 0.15 | 0.15 | 0.15 | 0.15 | 0.15 | 0.15 | 0.15 | 0.15 | 0.15 | 0.15 | 0.15 | 0.15 | 0.15 | 0.15
lignite w CCS | 0.15 | 0.15 | 0.15 | 0.15 | 0.15 | 0.15 | 0.15 | 0.15 | 0.15 | 0.15 | 0.15 | 0.15 | 0.15 | 0.15 | 0.15 | 0.15 | 0.15 | 0.15 | 0.15 | 0.15 | 0.15 | 0.15 | 0.15 | 0.15 | 0.15 | 0.15 | 0.15 | 0.15 | 0.15 | 0.15 | 0.15
small modular reactor | 0 | 0 | 0 | 0 | 0 | 0 | 0 | 0 | 0 | 0 | 0 | 0 | 0 | 0 | 0 | 0 | 0 | 0 | 0 | 0 | 0 | 0 | 0 | 0 | 0 | 0 | 0 | 0 | 0 | 0 | 0
hydrogen combustion turbine | 1 | 1 | 1 | 1 | 1 | 1 | 1 | 1 | 1 | 1 | 1 | 1 | 1 | 1 | 1 | 1 | 1 | 1 | 1 | 1 | 1 | 1 | 1 | 1 | 1 | 1 | 1 | 1 | 1 | 1 | 1
hydrogen combined cycle | 1 | 1 | 1 | 1 | 1 | 1 | 1 | 1 | 1 | 1 | 1 | 1 | 1 | 1 | 1 | 1 | 1 | 1 | 1 | 1 | 1 | 1 | 1 | 1 | 1 | 1 | 1 | 1 | 1 | 1 | 1